## README
SynapseDC · Sample data for two datacenters · Network operator · India · MH-DC-001, MH-DC-002
A complete, end-to-end export of MH-DC-001, MH-DC-002 as the platform holds them (data clock 2026-10-01 07:50 UTC): the two sites, their floors, rooms, racks, power and cooling plant, every device with its ports, the cables between them, GPU clusters, the customers served there and their services, plus the physical, safety, lifecycle and maintenance records. Only links whose two ends are in these sites and only customers who buy something there are included. Use it as the worked example for the import template: every sheet is filled exactly the way the customer should fill it for their own datacenters, the Summary sheet shows what the platform will then display. Snapshot_* sheets keep the alarms, incidents and changes of that moment for the record; they are not imported.
Version 1.0 · 12-Oct-2026 · matches the DCO data model (app/src/api/types.ts)
What this workbook is for
Use it to collect everything the DCO platform needs to know about a customer's datacenters BEFORE monitoring is switched on: sites, floors, rooms, racks, power and cooling plant, sensors, every racked device, its ports and cables, GPU clusters, customers and the services they buy, and the monitoring sources.
How to fill it
1. Fill the sheets in tab order. A sheet can only point at IDs that exist in the sheets before it (Sites → Floors → Rooms → Racks → … → Services).
2. Row 1 holds the import keys. Don't rename, reorder or delete columns. Hover over a header for its meaning; the Field_Dictionary sheet lists every field.
3. Header colours: dark blue = required · amber = required in some cases (see the note) · grey = optional · green = calculated by a formula (don't type it).
4. Columns with a fixed set of values have a dropdown (from the Lookups sheet). Dates use YYYY-MM-DD. Numbers are plain, with no units in the cell. Lists inside a cell use ";".
5. IDs must be unique and stable: the system keys every alarm, incident and revenue figure on them. Recommended: site XX-DC-NNN, then <site>-<object> (MP-DC-001-A01).
6. Check the Summary sheet when you finish. Every count must match what the customer expects, and the checks column must say OK.
What to ask the customer for (and where it usually lives)
Sites, floors, rooms: facility master list, floor plans (DCIM or CAD). · Racks: DCIM rack elevations or the space-and-power schedule. · Power and cooling plant: single-line diagram, BMS / EPMS asset register, maintenance contracts.
Devices, modules: CMDB or DCIM asset export (hostname, serial, rack, U). · Interfaces, links: cabling schedule or patch-panel / ODF records, plus LLDP exports for verification. · GPU clusters: scheduler config (Slurm partitions / Kubernetes node pools).
Customers, services: CRM or billing (contract, monthly charge, SLA, premium flag). · Collectors: the NOC's monitoring design (SNMP / gNMI pollers, BMS gateway, Redfish, DCGM exporter).
What NOT to put here (it arrives live from the collectors)
Current power draw, UPS load %, battery state, temperatures, humidity, CDU flow, interface up / down, utilisation, errors, optics levels, CPU / memory, GPU telemetry (DCGM), alarms, incidents and job state. The template carries only the static master data those readings attach to.
Sheet order and the system object each one fills
Sheet | System object | What goes in it | Example rows
Sites | Datacenter + Location | One row per datacenter. | 2
Floors | Datacenter.floors[] | One row per floor. | 4
Rooms | Datacenter.floors[].rooms[] | One row per room / hall. | 6
Racks | Rack | One row per cabinet, including tenant cabinets and AI cages. | 20
Power_Feeds | Datacenter.power.feeds[] (PowerFeed) | Utility, DG and DC-plant feeds. | 6
UPS | Datacenter.power.ups[] (UpsUnit) | One row per UPS module or system. | 4
Generators | Datacenter.power.dg | Diesel generator sets. | 2
DC_Plant | Datacenter.power.battery + rectifier | 48 V DC plant: rectifiers and battery banks. | 4
Cooling_Units | Datacenter.cooling.units[] (CoolingUnit) | CRAH, CRAC and CDU units. | 12
CDUs | Cdu | Liquid-cooling loops (only for liquid-cooled racks). | 0
Sensors | Datacenter.cooling.sensors[] (EnvSensor) | Environment sensors. | 6
Devices | NetworkElement | Every racked device: network, servers, storage, GPU nodes, and opaque tenant gear blocks. | 345
Modules | NetworkElement.modules[] | Optional: line cards, PSUs, fans, supervisors. | 1163
Interfaces | Interface | Physical ports in use or reserved (including host NICs). Spare ports can be left out. | 5416
Links | Link | One row per cable or circuit between two interfaces. | 759
Rack_PDUs | RackPdu | Two per cabinet, A side and B side. −48 V fuse panels (BDFB) for DC-powered gear count as DC PDUs. | 56
Power_Connections | PowerCord | One row per power cord: which PDU outlet each device power supply plugs into. | 594
Patch_Panels | PatchPanel | Every patch panel and ODF panel. | 84
Trunk_Cables | Trunk | Permanent cables between a cabinet patch panel and the ODF (or between two ODFs). | 30
Cable_Paths | CablePath (one row per link end) | How each end of a link is patched. An in-rack cable needs only the patch cord. | 946
Cooling_Coverage | RackCooling | Optional: the cooling unit nearest each rack. Without it the system uses the units in the rack's room. | 20
GPU_Clusters | GpuCluster | Only for GPU estates. | 0
GPU_Nodes | GpuNode | One row per GPU server in service; it must also be in Devices with role = GPU. A GPU host that is racked but not yet commissioned into a cluster (lifecycle Planned / Ready, monitored N) has no row yet. | 0
Customers | Customer | Customers or tenants served from these sites. | 32
Services | Service | What each customer buys and where it is delivered. This drives impact and revenue at risk. | 103
Collectors | Datacenter.collectors[] | Monitoring sources the system will receive live data from. | 4
Fire_Systems | FireZone | Fire detection and suppression, one row per protected room. | 6
Leak_Detection | LeakZone | Leak-detection rope zones under cooling units, CDUs and liquid racks. | 6
Access_Points | AccessPoint | Every access-controlled door: building entry, room doors, tenant cage doors. | 8
Support_Contracts | AssetLife.contract | Vendor support / AMC contracts. | 20
Asset_Lifecycle | AssetLife | Per device: install date, warranty and which contract covers it. | 297
Model_Lifecycle | modelDates() | Vendor end-of-sale / end-of-support dates per model (one row per model). | 24
Spares | SparePart | Field-replaceable spares held on site. | 38
PM_Plan | PmTask | Preventive-maintenance plan of the plant (UPS, batteries, DG, cooling, CDU, fire, switchgear). | 36
On_Call | OnCall | On-call rota: who answers per region and role. | 5
Snapshot_Alerts | Alert (snapshot, not imported) | Alarms at the time of the backup. Live data: kept for the record, not for import. | 41
Snapshot_Incidents | Incident (snapshot, not imported) | Incidents at the time of the backup. | 4
Snapshot_Changes | Change (snapshot, not imported) | Changes and maintenance windows at the time of the backup. | 3
Snapshot_RMA | RmaCase (snapshot, not imported) | Open RMA cases at the time of the backup. | 7
Snapshot_Problems | Problem (snapshot, not imported) | Problem records grouping recurring incidents. | 3
Snapshot_Orders | CrossConnectOrder + RemoteHandsTicket (snapshot) | Colocation cross-connect orders and remote-hands tickets. | 0
Summary | — | Counts per site and the reconciliation checks (formulas).
Field_Dictionary | — | Every column: required, type, allowed values, the system field it maps to.
Lookups | — | Allowed values behind the dropdowns.

## Summary
Summary and reconciliation checks
Every figure is a formula over the data sheets. Check it with the customer: these are the numbers the platform will show.
Measure |  |  | Total
Floors
Rooms
Racks
of which tenant cabinets
of which AI / high-density
Rack power budget (kW)
Site IT capacity (kW)
Devices (all)
operator devices
tenant gear blocks
GPU nodes
network (routers, firewalls, switches)
UPS units
UPS capacity (kW)
Generators
Cooling units
Cooling unit capacity (kW)
Sensors
Collectors
Services
Services monthly revenue (₹)
Checks
Check | Result | Why it matters
Every device sits in a rack that exists |  | The twin and rack views place devices by rack_id.
No rack is over-filled (used U ≤ height U) |  | used_u is calculated from Devices.
Device IDs are unique |  | Alarms and incidents key on the device ID.
Operator serial numbers are unique |  | Discovery matches the polled serial against this one.
Tenant racks name a tenant and contracted kW |  | Colocation power-over-contract is measured against it.
Liquid racks name a CDU |  | A CDU fault is traced to the racks it feeds.
Rack budget fits site IT capacity |  | Power and space views compare the two.
GPU nodes = GPU devices in service |  | Each GPU node in service needs a rack position and a telemetry record; hosts not yet commissioned into a cluster have none.
Every installed device has a power connection |  | Without it the power path, single-fed devices and UPS / PDU what-ifs cannot be traced.
Power cords point at a known PDU |  | The outlet map and failover check group cords by PDU.
Every rack has an A and a B PDU |  | A cabinet with one side is a single point of failure for everything in it.
Cable paths name a known link |  | Each cable path belongs to one link end.
Every operator device has warranty / support data |  | Warranty, contract and end-of-support flags need it.
Every room has a fire system |  | Fire detection / suppression and its inspection plan are tracked per room.
Customer revenue = sum of services |  | Revenue impact adds up only if every service has a customer.

## Sites
site_id * | site_name * | operator | business_model * | status * | tier * | category * | region * | state * | city * | address * | latitude * | longitude * | commissioned_on | it_capacity_kw * | design_pue | cooling_capacity_kw * | cooling_redundancy * | timezone
MH-DC-001 | MH-DC-001 |  | network | in-progress | Tier III | Central | West | Maharashtra | Pune | Pune Data Park | 18.593 | 73.789 |  | 220 | 1.52 | 150 | N+1 | Asia/Kolkata
MH-DC-002 | MH-DC-002 |  | network | on-air | Tier III | Central | West | Maharashtra | Pune | Pune Data Park | 18.601 | 73.762 | 2024-08-18 | 130 | 1.43 | 80 | N+1 | Asia/Kolkata
Note on A1: Unique site code, format XX-DC-NNN (XX = state code). Every other sheet points to it. Required: yes Type: text System field: Datacenter.id / Location.id
Note on B1: Display name. Required: yes Type: text System field: Datacenter.name
Note on C1: Owning company. Not shown in the tool today. Required: no Type: text System field: (reference only)
Note on D1: Sets vocabulary and rack contents: colocation, neocloud (GPU as a service), cloud, enterprise, network (telco). Required: yes Type: list (from business_model) System field: Persona
Note on E1: on-air = live; in-progress = being built; planned; failed. Required: yes Type: list (from site_status) System field: Datacenter.status
Note on F1: Uptime tier. Required: yes Type: list (from tier) System field: Datacenter.tier
Note on G1: Central / Regional / Edge. Required: yes Type: list (from site_category) System field: Datacenter.category
Note on H1: For example West, South, North, East, Central. Required: yes Type: text System field: Region.name / Datacenter.regionId
Note on I1: State or province. Required: yes Type: text System field: Datacenter.state
Note on J1: City. Required: yes Type: text System field: Datacenter.city
Note on K1: Postal address. Required: yes Type: text System field: Datacenter.address
Note on L1: Decimal degrees (WGS84). Places the pin on the estate map. Required: yes Type: decimal System field: Datacenter.lat
Note on M1: Decimal degrees (WGS84). Required: yes Type: decimal System field: Datacenter.lng
Note on N1: Date the site went live. Required: no Type: date System field: Datacenter.commissionedOn
Note on O1: Design IT load (kW) the site is built for. Required: yes Type: decimal System field: Datacenter.power.capacityKw
Note on P1: Design PUE. Live PUE comes from the BMS. Required: no Type: decimal System field: Datacenter.power.pue
Note on Q1: Total installed cooling capacity (kW). Required: yes Type: decimal System field: Datacenter.cooling.capacityKw
Note on R1: N / N+1 / 2N. Required: yes Type: list (from redundancy) System field: Datacenter.cooling.redundancy
Note on S1: IANA timezone, for example Asia/Kolkata. Required: no Type: text System field: (reference only)

## Floors
site_id * | floor_id * | floor_name * | level *
MH-DC-001 | MH-DC-001-F0 | Ground | 0
MH-DC-001 | MH-DC-001-F1 | 1st floor | 1
MH-DC-002 | MH-DC-002-F0 | Ground | 0
MH-DC-002 | MH-DC-002-F1 | 1st floor | 1
Note on A1: Must exist in Sites. Required: yes Type: ref (from Sites) System field: Datacenter.id
Note on B1: Unique within the workbook, for example MP-DC-001-F0. Required: yes Type: text System field: (key)
Note on C1: As staff call it: Ground, 1st floor… Required: yes Type: text System field: Datacenter.floors[].name
Note on D1: 0 = ground, 1 = first floor…, −1 = basement. Required: yes Type: integer System field: (order in the 3D twin)

## Rooms
site_id * | floor_id * | room_id * | room_name * | room_type * | area_sqm | rack_rows | containment | cooling_method
MH-DC-001 | MH-DC-001-F0 | MH-DC-001-F0-R1 | MDF | Data hall |  | 1 |  | Air
MH-DC-001 | MH-DC-001-F0 | MH-DC-001-F0-R2 | Hall A | Data hall |  | 1 |  | Air
MH-DC-001 | MH-DC-001-F1 | MH-DC-001-F1-R1 | Equipment room | Data hall |  | 1 |  | Air
MH-DC-001 | MH-DC-001-F1 | MH-DC-001-F1-R2 | Hall B | Data hall |  | 1 |  | Air
MH-DC-002 | MH-DC-002-F0 | MH-DC-002-F0-R1 | MDF | Data hall |  | 1 |  | Air
MH-DC-002 | MH-DC-002-F1 | MH-DC-002-F1-R1 | Equipment room | Data hall |  | 1 |  | Air
Note on A1: Required: yes Type: ref (from Sites) System field: Datacenter.id
Note on B1: Must exist in Floors. Required: yes Type: ref (from Floors) System field: (key)
Note on C1: Unique within the workbook. Required: yes Type: text System field: (key)
Note on D1: Shown in the twin, the racks list and alarm locations. Required: yes Type: text System field: Datacenter.floors[].rooms[] / Rack.room
Note on E1: Plant / UPS / battery rooms hold the power plant; halls hold racks. Required: yes Type: list (from room_type) System field: (twin layout)
Note on F1: Floor area. Required: no Type: decimal System field: (reference only)
Note on G1: Number of rack rows; racks face each other in pairs. Required: no Type: integer System field: (twin layout)
Note on H1: Aisle containment. Required: no Type: list (from containment) System field: (twin layout)
Note on I1: Air, Liquid or Hybrid. Required: no Type: list (from cooling_method) System field: Rack.liquid

## Racks
rack_id * | site_id * | room_id * | rack_name * | row | position | role * | height_u * | power_budget_kw * | owner * | tenant_customer_id | contracted_kw | density | liquid_cooled | cdu_id | pdu_feed_a | pdu_feed_b | used_u (calc)
MH-DC-001-RACK-A | MH-DC-001 | MH-DC-001-F0-R1 | RACK-A |  |  | Core | 45 | 17 | operator |  |  | standard | N |  | MH-DC-001-AC-1 | MH-DC-001-AC-2
MH-DC-001-RACK-B | MH-DC-001 | MH-DC-001-F0-R1 | RACK-B |  |  | Aggregation | 42 | 22 | operator |  |  | standard | N |  | MH-DC-001-AC-1 | MH-DC-001-AC-2
MH-DC-001-RACK-C | MH-DC-001 | MH-DC-001-F0-R1 | RACK-C |  |  | Access | 45 | 15 | operator |  |  | standard | N |  | MH-DC-001-AC-1 | MH-DC-001-AC-2
MH-DC-001-RACK-D | MH-DC-001 | MH-DC-001-F0-R2 | RACK-D |  |  | Access | 45 | 8 | operator |  |  | standard | N |  | MH-DC-001-AC-1 | MH-DC-001-AC-2
MH-DC-001-RACK-E | MH-DC-001 | MH-DC-001-F0-R2 | RACK-E |  |  | Access | 42 | 9 | operator |  |  | standard | N |  | MH-DC-001-AC-1 | MH-DC-001-AC-2
MH-DC-001-RACK-F | MH-DC-001 | MH-DC-001-F1-R1 | RACK-F |  |  | Access | 45 | 8 | operator |  |  | standard | N |  | MH-DC-001-AC-1 | MH-DC-001-AC-2
MH-DC-001-RACK-G | MH-DC-001 | MH-DC-001-F1-R1 | RACK-G |  |  | Access | 45 | 8 | operator |  |  | standard | N |  | MH-DC-001-AC-1 | MH-DC-001-AC-2
MH-DC-001-RACK-H | MH-DC-001 | MH-DC-001-F1-R2 | RACK-H |  |  | Access | 42 | 8 | operator |  |  | standard | N |  | MH-DC-001-AC-1 | MH-DC-001-AC-2
MH-DC-001-RACK-I | MH-DC-001 | MH-DC-001-F1-R2 | RACK-I |  |  | ODF / patching | 45 | 8 | operator |  |  | standard | N |  | MH-DC-001-AC-1 | MH-DC-001-AC-2
MH-DC-001-RACK-J | MH-DC-001 | MH-DC-001-F1-R1 | RACK-J |  |  | Compute | 42 | 14 | operator |  |  | standard | N |  | MH-DC-001-AC-1 | MH-DC-001-AC-2
MH-DC-001-RACK-K | MH-DC-001 | MH-DC-001-F1-R1 | RACK-K |  |  | Compute | 42 | 13 | operator |  |  | standard | N |  | MH-DC-001-AC-1 | MH-DC-001-AC-2
MH-DC-001-RACK-L | MH-DC-001 | MH-DC-001-F1-R1 | RACK-L |  |  | Compute | 42 | 14 | operator |  |  | standard | N |  | MH-DC-001-AC-1 | MH-DC-001-AC-2
MH-DC-001-RACK-M | MH-DC-001 | MH-DC-001-F1-R1 | RACK-M |  |  | Compute | 42 | 8 | operator |  |  | standard | N |  | MH-DC-001-AC-1 | MH-DC-001-AC-2
MH-DC-002-RACK-A | MH-DC-002 | MH-DC-002-F0-R1 | RACK-A |  |  | Core | 45 | 17 | operator |  |  | standard | N |  | MH-DC-002-AC-1 | MH-DC-002-AC-2
MH-DC-002-RACK-B | MH-DC-002 | MH-DC-002-F0-R1 | RACK-B |  |  | Aggregation | 42 | 12 | operator |  |  | standard | N |  | MH-DC-002-AC-1 | MH-DC-002-AC-2
MH-DC-002-RACK-C | MH-DC-002 | MH-DC-002-F0-R1 | RACK-C |  |  | Access | 45 | 10 | operator |  |  | standard | N |  | MH-DC-002-AC-1 | MH-DC-002-AC-2
MH-DC-002-RACK-D | MH-DC-002 | MH-DC-002-F1-R1 | RACK-D |  |  | Access | 45 | 8 | operator |  |  | standard | N |  | MH-DC-002-AC-1 | MH-DC-002-AC-2
MH-DC-002-RACK-E | MH-DC-002 | MH-DC-002-F1-R1 | RACK-E |  |  | ODF / patching | 42 | 8 | operator |  |  | standard | N |  | MH-DC-002-AC-1 | MH-DC-002-AC-2
MH-DC-002-RACK-F | MH-DC-002 | MH-DC-002-F1-R1 | RACK-F |  |  | Compute | 42 | 12 | operator |  |  | standard | N |  | MH-DC-002-AC-1 | MH-DC-002-AC-2
MH-DC-002-RACK-G | MH-DC-002 | MH-DC-002-F1-R1 | RACK-G |  |  | Compute | 42 | 13 | operator |  |  | standard | N |  | MH-DC-002-AC-1 | MH-DC-002-AC-2
Note on A1: Unique, for example MP-DC-001-A01. Required: yes Type: text System field: Rack.id
Note on B1: Required: yes Type: ref (from Sites) System field: Rack.dcId
Note on C1: Floor and room come from the Rooms row. Required: yes Type: ref (from Rooms) System field: Rack.floor / Rack.room
Note on D1: Label on the cabinet (shown on the 3D twin). Required: yes Type: text System field: Rack.name
Note on E1: Row letter or number. Required: no Type: text System field: (twin layout)
Note on F1: Position in the row, 1…n. Required: no Type: integer System field: (twin layout)
Note on G1: What the cabinet is for. Required: yes Type: list (from rack_role) System field: Rack.role
Note on H1: Usable rack units (42, 45, 48…). Required: yes Type: integer System field: Rack.heightU
Note on I1: Provisioned power (kW). Live draw comes from the PDUs. Required: yes Type: decimal System field: Rack.budgetKw
Note on J1: operator, or tenant (a leased cabinet: the operator sees power and environment only). Required: yes Type: list (from owner) System field: Rack.owner
Note on K1: Required when owner = tenant. Required: in some cases Type: ref (from Customers) System field: Rack.tenantId
Note on L1: Required when owner = tenant: the power the tenant has bought. Required: in some cases Type: decimal System field: Rack.contractedKw
Note on M1: ai = high-density GPU rack or AI cage. Required: no Type: list (from density) System field: Rack.density
Note on N1: Y = direct liquid cooling. Required: no Type: list (from yes_no) System field: Rack.liquid
Note on O1: Required when liquid_cooled = Y. Required: in some cases Type: ref (from CDUs) System field: AiCage.cduId / Cdu.racks
Note on P1: Feed powering the A-side PDU. Required: no Type: ref (from Power_Feeds) System field: (power path)
Note on Q1: Feed powering the B-side PDU. Required: no Type: ref (from Power_Feeds) System field: (power path)
Note on R1: Calculated: the sum of u_size of the devices in this rack. Don't type it. Required: calculated Type: formula System field: Rack.usedU

## Power_Feeds
feed_id * | site_id * | type * | source * | rating * | capacity_kw * | normal_role | utility_account
MH-DC-001-AC-1 | MH-DC-001 | AC | Utility feed A | 214 A · 415 V | 154 | Active
MH-DC-001-AC-2 | MH-DC-001 | AC | Utility feed B | 214 A · 415 V | 154 | Standby
MH-DC-001-DC-1 | MH-DC-001 | DC | Rectifier RECT-01 | 48 V · 1380 A | 66 | Active
MH-DC-002-AC-1 | MH-DC-002 | AC | Utility feed A | 127 A · 415 V | 91 | Active
MH-DC-002-AC-2 | MH-DC-002 | AC | Utility feed B | 127 A · 415 V | 91 | Standby
MH-DC-002-DC-1 | MH-DC-002 | DC | Rectifier RECT-01 | 48 V · 810 A | 39 | Active
Note on A1: Unique, for example MP-DC-001-AC-1. Required: yes Type: text System field: PowerFeed.id
Note on B1: Required: yes Type: ref (from Sites) System field: Datacenter.id
Note on C1: AC or DC. Required: yes Type: list (from feed_type) System field: PowerFeed.type
Note on D1: For example "Utility feed A", "Rectifier RECT-01". Required: yes Type: text System field: PowerFeed.source
Note on E1: For example "630 A · 415 V" or "48 V · 2400 A". Required: yes Type: text System field: PowerFeed.rating
Note on F1: Required: yes Type: decimal System field: PowerFeed.capacityKw
Note on G1: Active, or Standby (picked up by the ATS). Required: no Type: list (from feed_role) System field: (ATS story)
Note on H1: Utility connection / account number. Required: no Type: text System field: (reference only)

## UPS
ups_id * | site_id * | room_id | name * | vendor | model | serial | capacity_kw * | redundancy * | battery_autonomy_min *
MH-DC-001-UPS-1 | MH-DC-001 |  | UPS-1 |  |  |  | 220 | N+1 | 24
MH-DC-001-UPS-2 | MH-DC-001 |  | UPS-2 |  |  |  | 220 | N+1 | 14
MH-DC-002-UPS-1 | MH-DC-002 |  | UPS-1 |  |  |  | 130 | N+1 | 28
MH-DC-002-UPS-2 | MH-DC-002 |  | UPS-2 |  |  |  | 130 | N+1 | 21
Note on A1: Required: yes Type: text System field: UpsUnit.id
Note on B1: Required: yes Type: ref (from Sites) System field: Datacenter.id
Note on C1: Room the UPS stands in (shown and clickable in the realistic twin). Required: no Type: ref (from Rooms) System field: (twin placement)
Note on D1: For example UPS-1. Required: yes Type: text System field: UpsUnit.name
Note on E1: Required: no Type: text System field: (reference only)
Note on F1: Required: no Type: text System field: (reference only)
Note on G1: Required: no Type: text System field: (reference only)
Note on H1: Required: yes Type: decimal System field: UpsUnit.capacityKw
Note on I1: Required: yes Type: list (from redundancy) System field: UpsUnit.redundancy
Note on J1: Design autonomy at full load (minutes). Required: yes Type: integer System field: UpsUnit.batteryMin

## Generators
dg_id * | site_id * | name * | kva * | fuel_tank_litres | runtime_h_full_load * | last_test_date | last_test_result
MH-DC-001-DG-1 | MH-DC-001 | DG-1 | 275 |  | 13 | 2026-08-29 | Pass
MH-DC-002-DG-1 | MH-DC-002 | DG-1 | 175 |  | 10 | 2026-09-15 | Pass
Note on A1: Required: yes Type: text System field: (key)
Note on B1: Required: yes Type: ref (from Sites) System field: Datacenter.id
Note on C1: Required: yes Type: text System field: (label)
Note on D1: Rating (kVA). Required: yes Type: decimal System field: power.dg.kva
Note on E1: Required: no Type: decimal System field: (fuel hours)
Note on F1: Hours on a full tank at full load. Required: yes Type: decimal System field: power.dg.runtimeH
Note on G1: Required: no Type: date System field: power.dg.lastTest
Note on H1: Required: no Type: list (from test_result) System field: power.dg.result

## DC_Plant
plant_id * | site_id * | room_id | kind * | name * | volts | ah | rated_output | capacity_kw | autonomy_h | last_test_date
MH-DC-001-RECT-01 | MH-DC-001 |  | Rectifier | RECT-01 |  |  | 48 V · 1380 A | 66
MH-DC-001-BATT-01 | MH-DC-001 |  | Battery bank | BATT-01 | 48 | 1400 |  |  | 3.8 | 2026-07-17
MH-DC-002-RECT-01 | MH-DC-002 |  | Rectifier | RECT-01 |  |  | 48 V · 810 A | 39
MH-DC-002-BATT-01 | MH-DC-002 |  | Battery bank | BATT-01 | 48 | 800 |  |  | 3 | 2026-06-30
Note on A1: Required: yes Type: text System field: (key)
Note on B1: Required: yes Type: ref (from Sites) System field: Datacenter.id
Note on C1: Required: no Type: ref (from Rooms) System field: (twin placement)
Note on D1: Required: yes Type: list (from plant_kind) System field: (rectifier / battery)
Note on E1: For example RECT-01, BATT-01. Required: yes Type: text System field: (label)
Note on F1: Battery banks: nominal voltage. Required: in some cases Type: decimal System field: power.battery.volts
Note on G1: Battery banks: capacity (Ah). Required: in some cases Type: decimal System field: power.battery.ah
Note on H1: Rectifiers: for example "48 V · 2400 A". Required: in some cases Type: text System field: PowerFeed.rating (DC)
Note on I1: Rectifiers: DC output (kW). Required: in some cases Type: decimal System field: PowerFeed.capacityKw (DC)
Note on J1: Battery banks: design autonomy (hours). Required: in some cases Type: decimal System field: power.battery.runtimeH
Note on K1: Required: no Type: date System field: power.battery.lastTest

## Cooling_Units
unit_id * | site_id * | room_id * | name * | type * | vendor | model | capacity_kw * | design_supply_c
MH-DC-001-CRAH-11 | MH-DC-001 | MH-DC-001-F0-R1 | CRAH-11 | CRAH |  |  | 19 | 19
MH-DC-001-CRAH-12 | MH-DC-001 | MH-DC-001-F0-R2 | CRAH-12 | CRAH |  |  | 19 | 19
MH-DC-001-CRAH-13 | MH-DC-001 | MH-DC-001-F1-R1 | CRAH-13 | CRAH |  |  | 19 | 20
MH-DC-001-CRAH-14 | MH-DC-001 | MH-DC-001-F1-R2 | CRAH-14 | CRAH |  |  | 19 | 19
MH-DC-001-CRAH-15 | MH-DC-001 | MH-DC-001-F0-R1 | CRAH-15 | CRAC |  |  | 19 | 19
MH-DC-001-CRAH-16 | MH-DC-001 | MH-DC-001-F0-R2 | CRAH-16 | CRAH |  |  | 19 | 17
MH-DC-001-CRAH-17 | MH-DC-001 | MH-DC-001-F1-R1 | CRAH-17 | CRAH |  |  | 19 | 20
MH-DC-001-CRAH-18 | MH-DC-001 | MH-DC-001-F1-R2 | CRAH-18 | CRAH |  |  | 19 | 20
MH-DC-002-CRAH-11 | MH-DC-002 | MH-DC-002-F0-R1 | CRAH-11 | CRAH |  |  | 20 | 18
MH-DC-002-CRAH-12 | MH-DC-002 | MH-DC-002-F1-R1 | CRAH-12 | CRAH |  |  | 20 | 17
MH-DC-002-CRAH-13 | MH-DC-002 | MH-DC-002-F0-R1 | CRAH-13 | CRAH |  |  | 20 | 18
MH-DC-002-CRAH-14 | MH-DC-002 | MH-DC-002-F1-R1 | CRAH-14 | CRAH |  |  | 20 | 18
Note on A1: Required: yes Type: text System field: CoolingUnit.id
Note on B1: Required: yes Type: ref (from Sites) System field: Datacenter.id
Note on C1: The zone is "<floor> · <room>". Required: yes Type: ref (from Rooms) System field: CoolingUnit.zone
Note on D1: For example CRAH-11. Required: yes Type: text System field: CoolingUnit.name
Note on E1: Required: yes Type: list (from cooling_type) System field: CoolingUnit.type
Note on F1: Required: no Type: text System field: (reference only)
Note on G1: Required: no Type: text System field: (reference only)
Note on H1: Rated cooling capacity. Required: yes Type: decimal System field: CoolingUnit.capacityKw
Note on I1: Supply air / coolant setpoint. Required: no Type: decimal System field: CoolingUnit.supplyC (setpoint)

## CDUs
cdu_id * | site_id * | room_id * | name * | capacity_kw * | nominal_flow_lpm * | design_supply_c | racks_served (calc)
Note on A1: Required: yes Type: text System field: Cdu.id
Note on B1: Required: yes Type: ref (from Sites) System field: Cdu.dcId
Note on C1: Required: yes Type: ref (from Rooms) System field: Cdu.room
Note on D1: Required: yes Type: text System field: Cdu.name
Note on E1: Required: yes Type: decimal System field: Cdu.capacityKw
Note on F1: Design coolant flow (litres per minute). Required: yes Type: decimal System field: Cdu.flowNominal
Note on G1: Required: no Type: decimal System field: Cdu.supplyC (setpoint)
Note on H1: Calculated from Racks.cdu_id. Required: calculated Type: formula System field: Cdu.racks

## Sensors
sensor_id * | site_id * | room_id * | kind * | position | bms_point
MH-DC-001-ENV-1 | MH-DC-001 | MH-DC-001-F0-R1 | Temperature + humidity
MH-DC-001-ENV-2 | MH-DC-001 | MH-DC-001-F0-R2 | Temperature + humidity
MH-DC-001-ENV-3 | MH-DC-001 | MH-DC-001-F1-R1 | Temperature + humidity
MH-DC-001-ENV-4 | MH-DC-001 | MH-DC-001-F1-R2 | Temperature + humidity
MH-DC-002-ENV-1 | MH-DC-002 | MH-DC-002-F0-R1 | Temperature + humidity
MH-DC-002-ENV-2 | MH-DC-002 | MH-DC-002-F1-R1 | Temperature + humidity
Note on A1: Required: yes Type: text System field: EnvSensor.id
Note on B1: Required: yes Type: ref (from Sites) System field: Datacenter.id
Note on C1: Required: yes Type: ref (from Rooms) System field: EnvSensor.zone
Note on D1: Required: yes Type: list (from sensor_kind) System field: EnvSensor (temp / humidity / smoke / leak)
Note on E1: For example "Cold aisle 1, rack A03". Required: no Type: text System field: (reference only)
Note on F1: BMS / Modbus / BACnet point name, so live readings can be matched. Required: no Type: text System field: (collector mapping)

## Devices
device_id * | site_id * | hostname * | role * | layer * | vendor * | model * | os_version | serial | mgmt_ip | mac | rack_id * | u_position * | u_size * | lifecycle * | owner * | tenant_customer_id | monitored * | collector_id | wan_edge
MH-DC-001-PE-T4-01 | MH-DC-001 | MH-DC-001-PE-T4-01 | Router | core | JUNIPER | MX204 | 21.4R3-S5.5 | JU0011000 | 172.31.40.20 | A4:5E:60:16:8F:48 | MH-DC-001-RACK-A | 2 | 1 | Ready | operator |  | Y | COL-MH-DC-001-2 | Y
MH-DC-001-PE-T4-02 | MH-DC-001 | MH-DC-001-PE-T4-02 | Router | core | JUNIPER | MX204 | 21.4R3-S5.5 | JU0011012 | 172.16.40.21 | A4:5E:60:E4:96:7C | MH-DC-001-RACK-A | 3 | 1 | Ready | operator |  | Y | COL-MH-DC-001-1 | Y
MH-DC-001-PE-T4-03 | MH-DC-001 | MH-DC-001-PE-T4-03 | Router | core | CISCO | ASR 9006 | IOS XR 7.9.2 | CS0011018 | 172.16.40.22 | A4:5E:60:03:E2:69 | MH-DC-001-RACK-A | 4 | 1 | Ready | operator |  | Y | COL-MH-DC-001-2 | Y
MH-DC-001-PE-T4-04 | MH-DC-001 | MH-DC-001-PE-T4-04 | Router | core | CISCO | ASR 9006 | IOS XR 7.9.2 | CS0011027 | 172.16.40.23 | A4:5E:60:71:F5:F9 | MH-DC-001-RACK-A | 5 | 1 | Ready | operator |  | Y | COL-MH-DC-001-1 | Y
MH-DC-001-FW-01 | MH-DC-001 | MH-DC-001-FW-01 | Firewall | core | FORTINET | FortiGate 3700F | FortiOS 7.4.3 | FG0011031 | 172.16.40.24 | A4:5E:60:B1:E8:37 | MH-DC-001-RACK-A | 6 | 3 | Ready | operator |  | Y | COL-MH-DC-001-1 | N
MH-DC-001-FW-02 | MH-DC-001 | MH-DC-001-FW-02 | Firewall | core | FORTINET | FortiGate 3700F | FortiOS 7.4.3 | FG0011035 | 172.16.40.25 | A4:5E:60:FA:5F:B0 | MH-DC-001-RACK-A | 9 | 3 | Ready | operator |  | Y | COL-MH-DC-001-2 | N
MH-DC-001-OLA-01 | MH-DC-001 | MH-DC-001-OLA-01 | DWDM | core | NOKIA | 1830 PSS-16II | R23.6 | NK0011042 | 172.16.40.26 | A4:5E:60:95:3C:15 | MH-DC-001-RACK-A | 12 | 6 | Ready | operator |  | Y | COL-MH-DC-001-2 | N
MH-DC-001-OLA-02 | MH-DC-001 | MH-DC-001-OLA-02 | DWDM | core | NOKIA | 1830 PSS-16II | R23.6 | NK0011055 | 172.16.40.27 | A4:5E:60:B4:0B:73 | MH-DC-001-RACK-A | 18 | 6 | Ready | operator |  | Y | COL-MH-DC-001-1 | N
MH-DC-001-AGG-R01 | MH-DC-001 | MH-DC-001-AGG-R01 | Router | spine | JUNIPER | MX480 | 22.2R3-S2 | JU0011062 | 172.16.40.28 | A4:5E:60:33:FB:48 | MH-DC-001-RACK-A | 24 | 4 | Ready | operator |  | Y | COL-MH-DC-001-1 | N
MH-DC-001-AGG-R02 | MH-DC-001 | MH-DC-001-AGG-R02 | Router | spine | JUNIPER | MX480 | 22.2R3-S2 | JU0011065 | 172.16.40.29 | A4:5E:60:9F:2F:3B | MH-DC-001-RACK-A | 28 | 4 | Ready | operator |  | Y | COL-MH-DC-001-2 | N
MH-DC-001-AGG-R03 | MH-DC-001 | MH-DC-001-AGG-R03 | Router | spine | JUNIPER | MX480 | 22.2R3-S2 | JU0011071 | 172.16.40.30 | A4:5E:60:EF:F0:A5 | MH-DC-001-RACK-A | 32 | 4 | Ready | operator |  | Y | COL-MH-DC-001-1 | N
MH-DC-001-AGG-R04 | MH-DC-001 | MH-DC-001-AGG-R04 | Router | spine | JUNIPER | MX480 | 22.2R3-S2 | JU0011083 | 172.16.40.31 | A4:5E:60:7F:C0:C8 | MH-DC-001-RACK-B | 2 | 4 | Ready | operator |  | Y | COL-MH-DC-001-2 | N
MH-DC-001-AGG-R05 | MH-DC-001 | MH-DC-001-AGG-R05 | Router | spine | JUNIPER | MX480 | 22.2R3-S2 | JU0011090 | 172.16.40.32 | A4:5E:60:29:C4:8A | MH-DC-001-RACK-B | 6 | 4 | Ready | operator |  | Y | COL-MH-DC-001-1 | N
MH-DC-001-AGG-R06 | MH-DC-001 | MH-DC-001-AGG-R06 | Router | spine | JUNIPER | MX480 | 22.2R3-S2 | JU0011096 | 172.16.40.33 | A4:5E:60:72:1C:29 | MH-DC-001-RACK-B | 10 | 4 | Ready | operator |  | Y | COL-MH-DC-001-2 | N
MH-DC-001-AGG-R07 | MH-DC-001 | MH-DC-001-AGG-R07 | Router | spine | JUNIPER | MX480 | 22.2R3-S2 | JU0011103 | 172.16.40.34 | A4:5E:60:28:E7:38 | MH-DC-001-RACK-B | 14 | 4 | Ready | operator |  | Y | COL-MH-DC-001-1 | N
MH-DC-001-AGG-R08 | MH-DC-001 | MH-DC-001-AGG-R08 | Router | spine | JUNIPER | MX480 | 22.2R3-S2 | JU0011109 | 172.16.40.35 | A4:5E:60:EB:3F:E8 | MH-DC-001-RACK-B | 18 | 4 | Ready | operator |  | Y | COL-MH-DC-001-2 | N
MH-DC-001-AGG-R09 | MH-DC-001 | MH-DC-001-AGG-R09 | Router | spine | JUNIPER | MX480 | 22.2R3-S2 | JU0011117 | 172.16.40.36 | A4:5E:60:EF:B5:F7 | MH-DC-001-RACK-B | 22 | 4 | Ready | operator |  | Y | COL-MH-DC-001-1 | N
MH-DC-001-AGG-R10 | MH-DC-001 | MH-DC-001-AGG-R10 | Router | spine | JUNIPER | MX480 | 22.2R3-S2 | JU0011122 | 172.16.40.37 | A4:5E:60:4E:B4:B9 | MH-DC-001-RACK-B | 26 | 4 | Ready | operator |  | Y | COL-MH-DC-001-1 | N
MH-DC-001-AGG-R11 | MH-DC-001 | MH-DC-001-AGG-R11 | Router | spine | JUNIPER | MX480 | 22.2R3-S2 | JU0011126 | 172.16.40.38 | A4:5E:60:38:26:21 | MH-DC-001-RACK-B | 30 | 4 | Ready | operator |  | Y | COL-MH-DC-001-2 | N
MH-DC-001-AGG-R12 | MH-DC-001 | MH-DC-001-AGG-R12 | Router | spine | JUNIPER | MX480 | 22.2R3-S2 | JU0011138 | 172.16.40.39 | A4:5E:60:A9:B0:12 | MH-DC-001-RACK-C | 2 | 4 | Ready | operator |  | Y | COL-MH-DC-001-1 | N
MH-DC-001-ACC-01 | MH-DC-001 | MH-DC-001-ACC-01 | Switch | leaf | JUNIPER | QFX5100-48S | Junos 21.4R3-S6 | JU0011141 | 172.16.40.40 | A4:5E:60:72:12:73 | MH-DC-001-RACK-C | 6 | 1 | Ready | operator |  | Y | COL-MH-DC-001-1 | N
MH-DC-001-ACC-02 | MH-DC-001 | MH-DC-001-ACC-02 | Switch | leaf | JUNIPER | QFX5100-48S | Junos 21.4R3-S6 | JU0011151 | 172.16.40.41 | A4:5E:60:71:03:3D | MH-DC-001-RACK-C | 7 | 1 | Ready | operator |  | Y | COL-MH-DC-001-2 | N
MH-DC-001-ACC-03 | MH-DC-001 | MH-DC-001-ACC-03 | Switch | leaf | JUNIPER | QFX5100-48S | Junos 21.4R3-S6 | JU0011160 | 172.16.40.42 | A4:5E:60:40:95:13 | MH-DC-001-RACK-C | 8 | 1 | Ready | operator |  | Y | COL-MH-DC-001-1 | N
MH-DC-001-ACC-04 | MH-DC-001 | MH-DC-001-ACC-04 | Switch | leaf | ARISTA | 7050QX-32S | EOS 4.28.10M | AR0011167 | 172.16.40.43 | A4:5E:60:74:0F:BD | MH-DC-001-RACK-C | 9 | 1 | Ready | operator |  | Y | COL-MH-DC-001-2 | N
MH-DC-001-ACC-05 | MH-DC-001 | MH-DC-001-ACC-05 | Switch | leaf | ARISTA | 7050QX-32S | EOS 4.28.10M | AR0011170 | 172.16.40.44 | A4:5E:60:FA:14:3B | MH-DC-001-RACK-C | 10 | 1 | Ready | operator |  | Y | COL-MH-DC-001-1 | N
MH-DC-001-ACC-06 | MH-DC-001 | MH-DC-001-ACC-06 | Switch | leaf | ARISTA | 7050SX3-48YC | EOS 4.31.1F | AR0011175 | 172.16.40.45 | A4:5E:60:1E:5D:E8 | MH-DC-001-RACK-C | 11 | 1 | Ready | operator |  | Y | COL-MH-DC-001-2 | N
MH-DC-001-ACC-07 | MH-DC-001 | MH-DC-001-ACC-07 | Switch | leaf | ARISTA | 7050SX3-48YC | EOS 4.31.1F | AR0011187 | 172.16.40.46 | A4:5E:60:6D:0D:7F | MH-DC-001-RACK-C | 12 | 1 | Ready | operator |  | Y | COL-MH-DC-001-1 | N
MH-DC-001-ACC-08 | MH-DC-001 | MH-DC-001-ACC-08 | Switch | leaf | JUNIPER | QFX5120-48Y | 22.2R3 | JU0011195 | 172.16.40.47 | A4:5E:60:66:F8:8E | MH-DC-001-RACK-C | 13 | 1 | Ready | operator |  | Y | COL-MH-DC-001-2 | N
MH-DC-001-ACC-09 | MH-DC-001 | MH-DC-001-ACC-09 | Switch | leaf | JUNIPER | QFX5120-48Y | 22.2R3 | JU0011201 | 172.16.40.48 | A4:5E:60:0A:2C:45 | MH-DC-001-RACK-C | 14 | 1 | Ready | operator |  | Y | COL-MH-DC-001-1 | N
MH-DC-001-ACC-10 | MH-DC-001 | MH-DC-001-ACC-10 | Switch | leaf | JUNIPER | QFX5120-48Y | 22.2R3 | JU0011207 | 172.16.40.49 | A4:5E:60:81:8F:6D | MH-DC-001-RACK-C | 15 | 1 | Ready | operator |  | Y | COL-MH-DC-001-1 | N
MH-DC-001-ACC-11 | MH-DC-001 | MH-DC-001-ACC-11 | Switch | leaf | JUNIPER | QFX5120-48Y | 22.2R3 | JU0011210 | 172.16.40.50 | A4:5E:60:6E:C4:97 | MH-DC-001-RACK-C | 16 | 1 | Ready | operator |  | Y | COL-MH-DC-001-2 | N
MH-DC-001-ACC-12 | MH-DC-001 | MH-DC-001-ACC-12 | Switch | leaf | JUNIPER | QFX5120-48Y | 22.2R3 | JU0011223 | 172.16.40.51 | A4:5E:60:33:58:BE | MH-DC-001-RACK-C | 17 | 1 | Ready | operator |  | Y | COL-MH-DC-001-1 | N
MH-DC-001-ACC-13 | MH-DC-001 | MH-DC-001-ACC-13 | Switch | leaf | ARISTA | 7050SX3-48YC | EOS 4.31.1F | AR0011228 | 172.16.40.52 | A4:5E:60:72:D0:72 | MH-DC-001-RACK-C | 18 | 1 | Ready | operator |  | Y | COL-MH-DC-001-2 | N
MH-DC-001-ACC-14 | MH-DC-001 | MH-DC-001-ACC-14 | Switch | leaf | CISCO | Nexus 93180YC | NX-OS 10.3(4a) | CS0011236 | 172.16.40.53 | A4:5E:60:67:68:98 | MH-DC-001-RACK-C | 19 | 1 | Ready | operator |  | Y | COL-MH-DC-001-1 | N
MH-DC-001-CSR-001 | MH-DC-001 | MH-DC-001-CSR-001 | Router | access | NOKIA | 7250 IXR-e | SR OS 23.3.R1 | NK0011243 | 172.16.40.54 | A4:5E:60:8E:62:07 | MH-DC-001-RACK-C | 20 | 1 | Ready | operator |  | Y | COL-MH-DC-001-2 | N
MH-DC-001-CSR-002 | MH-DC-001 | MH-DC-001-CSR-002 | Router | access | NOKIA | 7250 IXR-e | SR OS 23.3.R1 | NK0011247 | 172.16.40.55 | A4:5E:60:DA:E4:45 | MH-DC-001-RACK-C | 21 | 1 | Ready | operator |  | Y | COL-MH-DC-001-1 | N
MH-DC-001-CSR-003 | MH-DC-001 | MH-DC-001-CSR-003 | Router | access | NOKIA | 7250 IXR-e | SR OS 23.3.R1 | NK0011256 | 172.16.40.56 | A4:5E:60:0D:09:16 | MH-DC-001-RACK-C | 22 | 1 | Ready | operator |  | Y | COL-MH-DC-001-2 | N
MH-DC-001-CSR-004 | MH-DC-001 | MH-DC-001-CSR-004 | Router | access | JUNIPER | ACX7100 | 22.4R2 | JU0011264 | 172.16.40.57 | A4:5E:60:23:74:DC | MH-DC-001-RACK-C | 23 | 1 | Ready | operator |  | Y | COL-MH-DC-001-1 | N
MH-DC-001-CSR-005 | MH-DC-001 | MH-DC-001-CSR-005 | Router | access | CISCO | NCS 540 | IOS XR 7.8.1 | CS0011266 | 172.16.40.58 | A4:5E:60:3B:E1:7A | MH-DC-001-RACK-C | 24 | 1 | Ready | operator |  | Y | COL-MH-DC-001-2 | N
MH-DC-001-CSR-006 | MH-DC-001 | MH-DC-001-CSR-006 | Router | access | CISCO | NCS 540 | IOS XR 7.8.1 | CS0011273 | 172.16.40.59 | A4:5E:60:30:70:E7 | MH-DC-001-RACK-C | 25 | 1 | Ready | operator |  | Y | COL-MH-DC-001-1 | N
MH-DC-001-CSR-007 | MH-DC-001 | MH-DC-001-CSR-007 | Router | access | NOKIA | 7250 IXR-e | SR OS 23.3.R1 | NK0011280 | 172.16.40.60 | A4:5E:60:EA:FC:66 | MH-DC-001-RACK-C | 26 | 1 | Ready | operator |  | Y | COL-MH-DC-001-2 | N
MH-DC-001-CSR-008 | MH-DC-001 | MH-DC-001-CSR-008 | Router | access | JUNIPER | ACX7100 | 22.4R2 | JU0011289 | 172.16.40.61 | A4:5E:60:F1:C1:13 | MH-DC-001-RACK-C | 27 | 1 | Ready | operator |  | Y | COL-MH-DC-001-1 | N
MH-DC-001-CSR-009 | MH-DC-001 | MH-DC-001-CSR-009 | Router | access | JUNIPER | ACX7100 | 22.4R2 | JU0011295 | 172.16.40.62 | A4:5E:60:7A:2A:F5 | MH-DC-001-RACK-C | 28 | 1 | Ready | operator |  | Y | COL-MH-DC-001-2 | N
MH-DC-001-CSR-010 | MH-DC-001 | MH-DC-001-CSR-010 | Router | access | JUNIPER | ACX7100 | 22.4R2 | JU0011306 | 172.16.40.63 | A4:5E:60:8C:19:8C | MH-DC-001-RACK-C | 29 | 1 | Ready | operator |  | Y | COL-MH-DC-001-2 | N
MH-DC-001-CSR-011 | MH-DC-001 | MH-DC-001-CSR-011 | Router | access | NOKIA | 7250 IXR-e | SR OS 23.3.R1 | NK0011314 | 172.16.40.64 | A4:5E:60:E0:10:8F | MH-DC-001-RACK-C | 30 | 1 | Ready | operator |  | Y | COL-MH-DC-001-1 | N
MH-DC-001-CSR-012 | MH-DC-001 | MH-DC-001-CSR-012 | Router | access | JUNIPER | ACX7100 | 22.4R2 | JU0011319 | 172.16.40.65 | A4:5E:60:D9:DA:69 | MH-DC-001-RACK-C | 31 | 1 | Ready | operator |  | Y | COL-MH-DC-001-2 | N
MH-DC-001-CSR-013 | MH-DC-001 | MH-DC-001-CSR-013 | Router | access | NOKIA | 7250 IXR-e | SR OS 23.3.R1 | NK0011324 | 172.16.40.66 | A4:5E:60:15:02:2C | MH-DC-001-RACK-C | 32 | 1 | Ready | operator |  | Y | COL-MH-DC-001-1 | N
MH-DC-001-CSR-014 | MH-DC-001 | MH-DC-001-CSR-014 | Router | access | JUNIPER | ACX7100 | 22.4R2 | JU0011333 | 172.16.40.67 | A4:5E:60:E3:75:80 | MH-DC-001-RACK-C | 33 | 1 | Ready | operator |  | Y | COL-MH-DC-001-2 | N
MH-DC-001-CSR-015 | MH-DC-001 | MH-DC-001-CSR-015 | Router | access | NOKIA | 7250 IXR-e | SR OS 23.3.R1 | NK0011338 | 172.16.40.68 | A4:5E:60:1E:77:B2 | MH-DC-001-RACK-C | 34 | 1 | Ready | operator |  | Y | COL-MH-DC-001-1 | N
MH-DC-001-CSR-016 | MH-DC-001 | MH-DC-001-CSR-016 | Router | access | CISCO | NCS 540 | IOS XR 7.8.1 | CS0011349 | 172.16.40.69 | A4:5E:60:F4:53:51 | MH-DC-001-RACK-C | 35 | 1 | Ready | operator |  | Y | COL-MH-DC-001-2 | N
MH-DC-001-CSR-017 | MH-DC-001 | MH-DC-001-CSR-017 | Router | access | NOKIA | 7250 IXR-e | SR OS 23.3.R1 | NK0011354 | 172.16.40.70 | A4:5E:60:B8:E9:17 | MH-DC-001-RACK-C | 36 | 1 | Ready | operator |  | Y | COL-MH-DC-001-1 | N
MH-DC-001-CSR-018 | MH-DC-001 | MH-DC-001-CSR-018 | Router | access | CISCO | NCS 540 | IOS XR 7.8.1 | CS0011359 | 172.16.40.71 | A4:5E:60:1E:A1:BD | MH-DC-001-RACK-D | 2 | 1 | Ready | operator |  | Y | COL-MH-DC-001-2 | N
MH-DC-001-CSR-019 | MH-DC-001 | MH-DC-001-CSR-019 | Router | access | JUNIPER | ACX7100 | 22.4R2 | JU0011370 | 172.16.40.72 | A4:5E:60:EC:95:F2 | MH-DC-001-RACK-D | 3 | 1 | Ready | operator |  | Y | COL-MH-DC-001-1 | N
MH-DC-001-CSR-020 | MH-DC-001 | MH-DC-001-CSR-020 | Router | access | CISCO | NCS 540 | IOS XR 7.8.1 | CS0011376 | 172.16.40.73 | A4:5E:60:F6:FA:75 | MH-DC-001-RACK-D | 4 | 1 | Ready | operator |  | Y | COL-MH-DC-001-1 | N
MH-DC-001-CSR-021 | MH-DC-001 | MH-DC-001-CSR-021 | Router | access | CISCO | NCS 540 | IOS XR 7.8.1 | CS0011378 | 172.16.40.74 | A4:5E:60:AC:C5:4D | MH-DC-001-RACK-D | 5 | 1 | Ready | operator |  | Y | COL-MH-DC-001-2 | N
MH-DC-001-CSR-022 | MH-DC-001 | MH-DC-001-CSR-022 | Router | access | JUNIPER | ACX7100 | 22.4R2 | JU0011390 | 172.16.40.75 | A4:5E:60:E5:93:68 | MH-DC-001-RACK-D | 6 | 1 | Ready | operator |  | Y | COL-MH-DC-001-1 | N
MH-DC-001-CSR-023 | MH-DC-001 | MH-DC-001-CSR-023 | Router | access | NOKIA | 7250 IXR-e | SR OS 23.3.R1 | NK0011392 | 172.16.40.76 | A4:5E:60:A7:D4:79 | MH-DC-001-RACK-D | 7 | 1 | Ready | operator |  | Y | COL-MH-DC-001-2 | N
MH-DC-001-CSR-024 | MH-DC-001 | MH-DC-001-CSR-024 | Router | access | JUNIPER | ACX7100 | 22.4R2 | JU0011404 | 172.16.40.77 | A4:5E:60:B3:6E:DE | MH-DC-001-RACK-D | 8 | 1 | Ready | operator |  | Y | COL-MH-DC-001-1 | N
MH-DC-001-CSR-025 | MH-DC-001 | MH-DC-001-CSR-025 | Router | access | CISCO | NCS 540 | IOS XR 7.8.1 | CS0011407 | 172.16.40.78 | A4:5E:60:B2:A6:38 | MH-DC-001-RACK-D | 9 | 1 | Ready | operator |  | Y | COL-MH-DC-001-2 | N
MH-DC-001-CSR-026 | MH-DC-001 | MH-DC-001-CSR-026 | Router | access | NOKIA | 7250 IXR-e | SR OS 23.3.R1 | NK0011413 | 172.16.40.79 | A4:5E:60:F0:85:F9 | MH-DC-001-RACK-D | 10 | 1 | Ready | operator |  | Y | COL-MH-DC-001-1 | N
MH-DC-001-CSR-027 | MH-DC-001 | MH-DC-001-CSR-027 | Router | access | CISCO | NCS 540 | IOS XR 7.8.1 | CS0011424 | 172.16.40.80 | A4:5E:60:82:DC:93 | MH-DC-001-RACK-D | 11 | 1 | Ready | operator |  | Y | COL-MH-DC-001-2 | N
MH-DC-001-CSR-028 | MH-DC-001 | MH-DC-001-CSR-028 | Router | access | CISCO | NCS 540 | IOS XR 7.8.1 | CS0011427 | 172.16.40.81 | A4:5E:60:58:23:C3 | MH-DC-001-RACK-D | 12 | 1 | Ready | operator |  | Y | COL-MH-DC-001-1 | N
MH-DC-001-CSR-029 | MH-DC-001 | MH-DC-001-CSR-029 | Router | access | CISCO | NCS 540 | IOS XR 7.8.1 | CS0011439 | 172.16.40.82 | A4:5E:60:A2:AA:0A | MH-DC-001-RACK-D | 13 | 1 | Ready | operator |  | Y | COL-MH-DC-001-2 | N
MH-DC-001-CSR-030 | MH-DC-001 | MH-DC-001-CSR-030 | Router | access | JUNIPER | ACX7100 | 22.4R2 | JU0011442 | 172.16.40.83 | A4:5E:60:84:31:15 | MH-DC-001-RACK-D | 14 | 1 | Ready | operator |  | Y | COL-MH-DC-001-2 | N
MH-DC-001-CSR-031 | MH-DC-001 | MH-DC-001-CSR-031 | Router | access | NOKIA | 7250 IXR-e | SR OS 23.3.R1 | NK0011451 | 172.16.40.84 | A4:5E:60:DD:B0:5E | MH-DC-001-RACK-D | 15 | 1 | Ready | operator |  | Y | COL-MH-DC-001-1 | N
MH-DC-001-CSR-032 | MH-DC-001 | MH-DC-001-CSR-032 | Router | access | CISCO | NCS 540 | IOS XR 7.8.1 | CS0011461 | 172.16.40.85 | A4:5E:60:11:02:32 | MH-DC-001-RACK-D | 16 | 1 | Ready | operator |  | Y | COL-MH-DC-001-2 | N
MH-DC-001-CSR-033 | MH-DC-001 | MH-DC-001-CSR-033 | Router | access | CISCO | NCS 540 | IOS XR 7.8.1 | CS0011466 | 172.16.40.86 | A4:5E:60:2A:12:0C | MH-DC-001-RACK-D | 17 | 1 | Ready | operator |  | Y | COL-MH-DC-001-1 | N
MH-DC-001-CSR-034 | MH-DC-001 | MH-DC-001-CSR-034 | Router | access | CISCO | NCS 540 | IOS XR 7.8.1 | CS0011470 | 172.16.40.87 | A4:5E:60:46:12:19 | MH-DC-001-RACK-D | 18 | 1 | Ready | operator |  | Y | COL-MH-DC-001-2 | N
MH-DC-001-CSR-035 | MH-DC-001 | MH-DC-001-CSR-035 | Router | access | NOKIA | 7250 IXR-e | SR OS 23.3.R1 | NK0011478 | 172.16.40.88 | A4:5E:60:0C:92:16 | MH-DC-001-RACK-D | 19 | 1 | Ready | operator |  | Y | COL-MH-DC-001-1 | N
MH-DC-001-CSR-036 | MH-DC-001 | MH-DC-001-CSR-036 | Router | access | NOKIA | 7250 IXR-e | SR OS 23.3.R1 | NK0011483 | 172.16.40.89 | A4:5E:60:60:1B:9C | MH-DC-001-RACK-D | 20 | 1 | Ready | operator |  | Y | COL-MH-DC-001-2 | N
MH-DC-001-CSR-037 | MH-DC-001 | MH-DC-001-CSR-037 | Router | access | JUNIPER | ACX7100 | 22.4R2 | JU0011494 | 172.16.40.90 | A4:5E:60:24:31:93 | MH-DC-001-RACK-D | 21 | 1 | Ready | operator |  | Y | COL-MH-DC-001-1 | N
MH-DC-001-CSR-038 | MH-DC-001 | MH-DC-001-CSR-038 | Router | access | CISCO | NCS 540 | IOS XR 7.8.1 | CS0011500 | 172.16.40.91 | A4:5E:60:1A:3F:8C | MH-DC-001-RACK-D | 22 | 1 | Ready | operator |  | Y | COL-MH-DC-001-2 | N
MH-DC-001-CSR-039 | MH-DC-001 | MH-DC-001-CSR-039 | Router | access | CISCO | NCS 540 | IOS XR 7.8.1 | CS0011510 | 172.16.40.92 | A4:5E:60:41:1B:FF | MH-DC-001-RACK-D | 23 | 1 | Ready | operator |  | Y | COL-MH-DC-001-1 | N
MH-DC-001-CSR-040 | MH-DC-001 | MH-DC-001-CSR-040 | Router | access | NOKIA | 7250 IXR-e | SR OS 23.3.R1 | NK0011515 | 172.16.40.93 | A4:5E:60:1A:9B:4B | MH-DC-001-RACK-D | 24 | 1 | Ready | operator |  | Y | COL-MH-DC-001-1 | N
MH-DC-001-CSR-041 | MH-DC-001 | MH-DC-001-CSR-041 | Router | access | CISCO | NCS 540 | IOS XR 7.8.1 | CS0011520 | 172.16.40.94 | A4:5E:60:9F:8C:A5 | MH-DC-001-RACK-D | 25 | 1 | Ready | operator |  | Y | COL-MH-DC-001-2 | N
MH-DC-001-CSR-042 | MH-DC-001 | MH-DC-001-CSR-042 | Router | access | CISCO | NCS 540 | IOS XR 7.8.1 | CS0011529 | 172.16.40.95 | A4:5E:60:81:F2:E2 | MH-DC-001-RACK-D | 26 | 1 | Ready | operator |  | Y | COL-MH-DC-001-1 | N
MH-DC-001-CSR-043 | MH-DC-001 | MH-DC-001-CSR-043 | Router | access | NOKIA | 7250 IXR-e | SR OS 23.3.R1 | NK0011536 | 172.16.40.96 | A4:5E:60:BA:2B:FE | MH-DC-001-RACK-D | 27 | 1 | Ready | operator |  | Y | COL-MH-DC-001-2 | N
MH-DC-001-CSR-044 | MH-DC-001 | MH-DC-001-CSR-044 | Router | access | CISCO | NCS 540 | IOS XR 7.8.1 | CS0011543 | 172.16.40.97 | A4:5E:60:27:5A:57 | MH-DC-001-RACK-D | 28 | 1 | Ready | operator |  | Y | COL-MH-DC-001-1 | N
MH-DC-001-CSR-045 | MH-DC-001 | MH-DC-001-CSR-045 | Router | access | JUNIPER | ACX7100 | 22.4R2 | JU0011547 | 172.16.40.98 | A4:5E:60:C6:74:C6 | MH-DC-001-RACK-D | 29 | 1 | Ready | operator |  | Y | COL-MH-DC-001-2 | N
MH-DC-001-CSR-046 | MH-DC-001 | MH-DC-001-CSR-046 | Router | access | NOKIA | 7250 IXR-e | SR OS 23.3.R1 | NK0011558 | 172.16.40.99 | A4:5E:60:75:CE:82 | MH-DC-001-RACK-D | 30 | 1 | Ready | operator |  | Y | COL-MH-DC-001-1 | N
MH-DC-001-CSR-047 | MH-DC-001 | MH-DC-001-CSR-047 | Router | access | CISCO | NCS 540 | IOS XR 7.8.1 | CS0011560 | 172.16.40.100 | A4:5E:60:8B:D9:DC | MH-DC-001-RACK-D | 31 | 1 | Ready | operator |  | Y | COL-MH-DC-001-2 | N
MH-DC-001-CSR-048 | MH-DC-001 | MH-DC-001-CSR-048 | Router | access | CISCO | NCS 540 | IOS XR 7.8.1 | CS0011567 | 172.16.40.101 | A4:5E:60:86:42:CA | MH-DC-001-RACK-D | 32 | 1 | Ready | operator |  | Y | COL-MH-DC-001-1 | N
MH-DC-001-CSR-049 | MH-DC-001 | MH-DC-001-CSR-049 | Router | access | JUNIPER | ACX7100 | 22.4R2 | JU0011574 | 172.16.40.102 | A4:5E:60:0E:13:55 | MH-DC-001-RACK-D | 33 | 1 | Ready | operator |  | Y | COL-MH-DC-001-2 | N
MH-DC-001-CSR-050 | MH-DC-001 | MH-DC-001-CSR-050 | Router | access | CISCO | NCS 540 | IOS XR 7.8.1 | CS0011587 | 172.16.40.103 | A4:5E:60:A5:AC:CA | MH-DC-001-RACK-D | 34 | 1 | Ready | operator |  | Y | COL-MH-DC-001-2 | N
MH-DC-001-CSR-051 | MH-DC-001 | MH-DC-001-CSR-051 | Router | access | CISCO | NCS 540 | IOS XR 7.8.1 | CS0011589 | 172.16.40.104 | A4:5E:60:BB:9C:48 | MH-DC-001-RACK-D | 35 | 1 | Ready | operator |  | Y | COL-MH-DC-001-1 | N
MH-DC-001-CSR-052 | MH-DC-001 | MH-DC-001-CSR-052 | Router | access | NOKIA | 7250 IXR-e | SR OS 23.3.R1 | NK0011600 | 172.16.40.105 | A4:5E:60:AD:C8:D8 | MH-DC-001-RACK-D | 36 | 1 | Ready | operator |  | Y | COL-MH-DC-001-2 | N
MH-DC-001-CSR-053 | MH-DC-001 | MH-DC-001-CSR-053 | Router | access | NOKIA | 7250 IXR-e | SR OS 23.3.R1 | NK0011608 | 172.16.40.106 | A4:5E:60:56:79:F6 | MH-DC-001-RACK-E | 2 | 1 | Ready | operator |  | Y | COL-MH-DC-001-1 | N
MH-DC-001-CSR-054 | MH-DC-001 | MH-DC-001-CSR-054 | Router | access | CISCO | NCS 540 | IOS XR 7.8.1 | CS0011614 | 172.16.40.107 | A4:5E:60:DB:23:8A | MH-DC-001-RACK-E | 3 | 1 | Ready | operator |  | Y | COL-MH-DC-001-2 | N
MH-DC-001-CSR-055 | MH-DC-001 | MH-DC-001-CSR-055 | Router | access | CISCO | NCS 540 | IOS XR 7.8.1 | CS0011617 | 172.16.40.108 | A4:5E:60:F9:34:54 | MH-DC-001-RACK-E | 4 | 1 | Ready | operator |  | Y | COL-MH-DC-001-1 | N
MH-DC-001-CSR-056 | MH-DC-001 | MH-DC-001-CSR-056 | Router | access | NOKIA | 7250 IXR-e | SR OS 23.3.R1 | NK0011623 | 172.16.40.109 | A4:5E:60:42:82:9D | MH-DC-001-RACK-E | 5 | 1 | Ready | operator |  | Y | COL-MH-DC-001-2 | N
MH-DC-001-CSR-057 | MH-DC-001 | MH-DC-001-CSR-057 | Router | access | JUNIPER | ACX7100 | 22.4R2 | JU0011635 | 172.16.40.110 | A4:5E:60:CD:D3:E3 | MH-DC-001-RACK-E | 6 | 1 | Ready | operator |  | Y | COL-MH-DC-001-1 | N
MH-DC-001-CSR-058 | MH-DC-001 | MH-DC-001-CSR-058 | Router | access | CISCO | NCS 540 | IOS XR 7.8.1 | CS0011643 | 172.16.40.111 | A4:5E:60:16:C2:D0 | MH-DC-001-RACK-E | 7 | 1 | Ready | operator |  | Y | COL-MH-DC-001-2 | N
MH-DC-001-CSR-059 | MH-DC-001 | MH-DC-001-CSR-059 | Router | access | NOKIA | 7250 IXR-e | SR OS 23.3.R1 | NK0011645 | 172.16.40.112 | A4:5E:60:4C:59:80 | MH-DC-001-RACK-E | 8 | 1 | Ready | operator |  | Y | COL-MH-DC-001-1 | N
MH-DC-001-CSR-060 | MH-DC-001 | MH-DC-001-CSR-060 | Router | access | JUNIPER | ACX7100 | 22.4R2 | JU0011655 | 172.16.40.113 | A4:5E:60:B0:1F:11 | MH-DC-001-RACK-E | 9 | 1 | Ready | operator |  | Y | COL-MH-DC-001-1 | N
MH-DC-001-CSR-061 | MH-DC-001 | MH-DC-001-CSR-061 | Router | access | NOKIA | 7250 IXR-e | SR OS 23.3.R1 | NK0011660 | 172.16.40.114 | A4:5E:60:5E:1D:50 | MH-DC-001-RACK-E | 10 | 1 | Ready | operator |  | Y | COL-MH-DC-001-2 | N
MH-DC-001-CSR-062 | MH-DC-001 | MH-DC-001-CSR-062 | Router | access | JUNIPER | ACX7100 | 22.4R2 | JU0011670 | 172.16.40.115 | A4:5E:60:48:46:59 | MH-DC-001-RACK-E | 11 | 1 | Ready | operator |  | Y | COL-MH-DC-001-1 | N
MH-DC-001-CSR-063 | MH-DC-001 | MH-DC-001-CSR-063 | Router | access | CISCO | NCS 540 | IOS XR 7.8.1 | CS0011678 | 172.16.40.116 | A4:5E:60:57:41:0A | MH-DC-001-RACK-E | 12 | 1 | Ready | operator |  | Y | COL-MH-DC-001-2 | N
MH-DC-001-CSR-064 | MH-DC-001 | MH-DC-001-CSR-064 | Router | access | JUNIPER | ACX7100 | 22.4R2 | JU0011683 | 172.16.40.117 | A4:5E:60:AD:F8:5C | MH-DC-001-RACK-E | 13 | 1 | Ready | operator |  | Y | COL-MH-DC-001-1 | N
MH-DC-001-CSR-065 | MH-DC-001 | MH-DC-001-CSR-065 | Router | access | JUNIPER | ACX7100 | 22.4R2 | JU0011688 | 172.16.40.118 | A4:5E:60:8B:BE:31 | MH-DC-001-RACK-E | 14 | 1 | Ready | operator |  | Y | COL-MH-DC-001-2 | N
MH-DC-001-CSR-066 | MH-DC-001 | MH-DC-001-CSR-066 | Router | access | JUNIPER | ACX7100 | 22.4R2 | JU0011693 | 172.16.40.119 | A4:5E:60:89:55:7B | MH-DC-001-RACK-E | 15 | 1 | Ready | operator |  | Y | COL-MH-DC-001-1 | N
MH-DC-001-CSR-067 | MH-DC-001 | MH-DC-001-CSR-067 | Router | access | JUNIPER | ACX7100 | 22.4R2 | JU0011704 | 172.16.40.120 | A4:5E:60:D5:D8:59 | MH-DC-001-RACK-E | 16 | 1 | Ready | operator |  | Y | COL-MH-DC-001-2 | N
MH-DC-001-CSR-068 | MH-DC-001 | MH-DC-001-CSR-068 | Router | access | NOKIA | 7250 IXR-e | SR OS 23.3.R1 | NK0011712 | 172.16.40.121 | A4:5E:60:16:C8:01 | MH-DC-001-RACK-E | 17 | 1 | Ready | operator |  | Y | COL-MH-DC-001-1 | N
MH-DC-001-CSR-069 | MH-DC-001 | MH-DC-001-CSR-069 | Router | access | NOKIA | 7250 IXR-e | SR OS 23.3.R1 | NK0011718 | 172.16.40.122 | A4:5E:60:A5:34:2E | MH-DC-001-RACK-E | 18 | 1 | Ready | operator |  | Y | COL-MH-DC-001-2 | N
MH-DC-001-CSR-070 | MH-DC-001 | MH-DC-001-CSR-070 | Router | access | JUNIPER | ACX7100 | 22.4R2 | JU0011722 | 172.16.40.123 | A4:5E:60:55:AE:1B | MH-DC-001-RACK-E | 19 | 1 | Ready | operator |  | N |  | N
MH-DC-001-CSR-071 | MH-DC-001 | MH-DC-001-CSR-071 | Router | access | CISCO | NCS 540 | IOS XR 7.8.1 | CS0011729 | 172.16.40.124 | A4:5E:60:6C:C1:59 | MH-DC-001-RACK-E | 20 | 1 | Ready | operator |  | N |  | N
MH-DC-001-CSR-072 | MH-DC-001 | MH-DC-001-CSR-072 | Router | access | JUNIPER | ACX7100 | 22.4R2 | JU0011736 | 172.16.40.125 | A4:5E:60:35:C6:A1 | MH-DC-001-RACK-E | 21 | 1 | Ready | operator |  | N |  | N
MH-DC-001-CSR-073 | MH-DC-001 | MH-DC-001-CSR-073 | Router | access | CISCO | NCS 540 | IOS XR 7.8.1 | CS0011746 | 172.16.40.126 | A4:5E:60:6F:7C:17 | MH-DC-001-RACK-E | 22 | 1 | Ready | operator |  | N |  | N
MH-DC-001-CSR-074 | MH-DC-001 | MH-DC-001-CSR-074 | Router | access | CISCO | NCS 540 | IOS XR 7.8.1 | CS0011754 | 172.16.40.127 | A4:5E:60:3A:4B:FB | MH-DC-001-RACK-E | 23 | 1 | Ready | operator |  | N |  | N
MH-DC-001-CSR-075 | MH-DC-001 | MH-DC-001-CSR-075 | Router | access | CISCO | NCS 540 | IOS XR 7.8.1 | CS0011762 | 172.16.40.128 | A4:5E:60:BC:37:34 | MH-DC-001-RACK-E | 24 | 1 | Ready | operator |  | N |  | N
MH-DC-001-CSR-076 | MH-DC-001 | MH-DC-001-CSR-076 | Router | access | JUNIPER | ACX7100 | 22.4R2 | JU0011767 | 172.16.40.129 | A4:5E:60:92:BA:45 | MH-DC-001-RACK-E | 25 | 1 | Ready | operator |  | N |  | N
MH-DC-001-CSR-077 | MH-DC-001 | MH-DC-001-CSR-077 | Router | access | JUNIPER | ACX7100 | 22.4R2 | JU0011771 | 172.16.40.130 | A4:5E:60:D4:D6:EA | MH-DC-001-RACK-E | 26 | 1 | Ready | operator |  | N |  | N
MH-DC-001-CSR-078 | MH-DC-001 | MH-DC-001-CSR-078 | Router | access | JUNIPER | ACX7100 | 22.4R2 | JU0011781 | 172.16.40.131 | A4:5E:60:53:22:CB | MH-DC-001-RACK-E | 27 | 1 | Ready | operator |  | N |  | N
MH-DC-001-CSR-079 | MH-DC-001 | MH-DC-001-CSR-079 | Router | access | NOKIA | 7250 IXR-e | SR OS 23.3.R1 | NK0011787 | 172.16.40.132 | A4:5E:60:6E:42:F1 | MH-DC-001-RACK-E | 28 | 1 | Ready | operator |  | N |  | N
MH-DC-001-CSR-080 | MH-DC-001 | MH-DC-001-CSR-080 | Router | access | CISCO | NCS 540 | IOS XR 7.8.1 | CS0011797 | 172.16.40.133 | A4:5E:60:5F:6A:8A | MH-DC-001-RACK-E | 29 | 1 | Ready | operator |  | N |  | N
MH-DC-001-CSR-081 | MH-DC-001 | MH-DC-001-CSR-081 | Router | access | CISCO | NCS 540 | IOS XR 7.8.1 | CS0011800 | 172.16.40.134 | A4:5E:60:39:C1:7A | MH-DC-001-RACK-E | 30 | 1 | Ready | operator |  | N |  | N
MH-DC-001-CSR-082 | MH-DC-001 | MH-DC-001-CSR-082 | Router | access | NOKIA | 7250 IXR-e | SR OS 23.3.R1 | NK0011805 | 172.16.40.135 | A4:5E:60:CA:1F:3F | MH-DC-001-RACK-E | 31 | 1 | Ready | operator |  | N |  | N
MH-DC-001-CSR-083 | MH-DC-001 | MH-DC-001-CSR-083 | Router | access | CISCO | NCS 540 | IOS XR 7.8.1 | CS0011812 | 172.16.40.136 | A4:5E:60:B6:47:25 | MH-DC-001-RACK-E | 32 | 1 | Ready | operator |  | N |  | N
MH-DC-001-CSR-084 | MH-DC-001 | MH-DC-001-CSR-084 | Router | access | CISCO | NCS 540 | IOS XR 7.8.1 | CS0011820 | 172.16.40.137 | A4:5E:60:EC:6E:31 | MH-DC-001-RACK-E | 33 | 1 | Ready | operator |  | N |  | N
MH-DC-001-CSR-085 | MH-DC-001 | MH-DC-001-CSR-085 | Router | access | JUNIPER | ACX7100 | 22.4R2 | JU0011832 | 172.16.40.138 | A4:5E:60:69:AB:F2 | MH-DC-001-RACK-F | 2 | 1 | Ready | operator |  | N |  | N
MH-DC-001-CSR-086 | MH-DC-001 | MH-DC-001-CSR-086 | Router | access | JUNIPER | ACX7100 | 22.4R2 | JU0011833 | 172.16.40.139 | A4:5E:60:F5:2C:3A | MH-DC-001-RACK-F | 3 | 1 | Ready | operator |  | N |  | N
MH-DC-001-CSR-087 | MH-DC-001 | MH-DC-001-CSR-087 | Router | access | NOKIA | 7250 IXR-e | SR OS 23.3.R1 | NK0011841 | 172.16.40.140 | A4:5E:60:27:6D:D1 | MH-DC-001-RACK-F | 4 | 1 | Ready | operator |  | N |  | N
MH-DC-001-CSR-088 | MH-DC-001 | MH-DC-001-CSR-088 | Router | access | CISCO | NCS 540 | IOS XR 7.8.1 | CS0011847 | 172.16.40.141 | A4:5E:60:F3:B7:9A | MH-DC-001-RACK-F | 5 | 1 | Ready | operator |  | N |  | N
MH-DC-001-CSR-089 | MH-DC-001 | MH-DC-001-CSR-089 | Router | access | JUNIPER | ACX7100 | 22.4R2 | JU0011860 | 172.16.40.142 | A4:5E:60:1C:C6:86 | MH-DC-001-RACK-F | 6 | 1 | Ready | operator |  | N |  | N
MH-DC-001-CSR-090 | MH-DC-001 | MH-DC-001-CSR-090 | Router | access | CISCO | NCS 540 | IOS XR 7.8.1 | CS0011864 | 172.16.40.143 | A4:5E:60:AF:17:88 | MH-DC-001-RACK-F | 7 | 1 | Ready | operator |  | N |  | N
MH-DC-001-TOR-001 | MH-DC-001 | MH-DC-001-TOR-001 | Switch | access | ARISTA | 7050SX-64 | EOS 4.28.10M | AR0011872 | 172.16.40.144 | A4:5E:60:B0:A8:95 | MH-DC-001-RACK-F | 8 | 1 | Ready | operator |  | N |  | N
MH-DC-001-TOR-002 | MH-DC-001 | MH-DC-001-TOR-002 | Switch | access | ARISTA | 7050SX-64 | EOS 4.28.10M | AR0011876 | 172.16.40.145 | A4:5E:60:A1:A6:24 | MH-DC-001-RACK-F | 9 | 1 | Ready | operator |  | N |  | N
MH-DC-001-TOR-003 | MH-DC-001 | MH-DC-001-TOR-003 | Switch | access | CISCO | Nexus 3172PQ | NX-OS 9.3(12) | CS0011885 | 172.16.40.146 | A4:5E:60:CE:0D:4A | MH-DC-001-RACK-F | 10 | 1 | Ready | operator |  | N |  | N
MH-DC-001-TOR-004 | MH-DC-001 | MH-DC-001-TOR-004 | Switch | access | CISCO | Nexus 3172PQ | NX-OS 9.3(12) | CS0011890 | 172.16.40.147 | A4:5E:60:11:E5:7F | MH-DC-001-RACK-F | 11 | 1 | Ready | operator |  | N |  | N
MH-DC-001-TOR-005 | MH-DC-001 | MH-DC-001-TOR-005 | Switch | access | JUNIPER | QFX5100-48S | Junos 21.4R3-S6 | JU0011897 | 172.16.40.148 | A4:5E:60:37:43:6B | MH-DC-001-RACK-F | 12 | 1 | Ready | operator |  | N |  | N
MH-DC-001-TOR-006 | MH-DC-001 | MH-DC-001-TOR-006 | Switch | access | JUNIPER | QFX5120-48Y | 22.2R3 | JU0011905 | 172.16.40.149 | A4:5E:60:37:25:C9 | MH-DC-001-RACK-F | 13 | 1 | Ready | operator |  | N |  | N
MH-DC-001-TOR-007 | MH-DC-001 | MH-DC-001-TOR-007 | Switch | access | CISCO | Nexus 93180YC | NX-OS 10.3(4a) | CS0011910 | 172.16.40.150 | A4:5E:60:BF:8C:3A | MH-DC-001-RACK-F | 14 | 1 | Ready | operator |  | N |  | N
MH-DC-001-TOR-008 | MH-DC-001 | MH-DC-001-TOR-008 | Switch | access | ARISTA | 7050SX3-48YC | EOS 4.31.1F | AR0011918 | 172.16.40.151 | A4:5E:60:29:F3:22 | MH-DC-001-RACK-F | 15 | 1 | Planned | operator |  | N |  | N
MH-DC-001-TOR-009 | MH-DC-001 | MH-DC-001-TOR-009 | Switch | access | ARISTA | 7050SX3-48YC | EOS 4.31.1F | AR0011927 | 172.16.40.152 | A4:5E:60:87:1B:F9 | MH-DC-001-RACK-F | 16 | 1 | Planned | operator |  | N |  | N
MH-DC-001-TOR-010 | MH-DC-001 | MH-DC-001-TOR-010 | Switch | access | JUNIPER | QFX5120-48Y | 22.2R3 | JU0011934 | 172.16.40.153 | A4:5E:60:6F:86:A2 | MH-DC-001-RACK-F | 17 | 1 | Planned | operator |  | N |  | N
MH-DC-001-TOR-011 | MH-DC-001 | MH-DC-001-TOR-011 | Switch | access | JUNIPER | QFX5120-48Y | 22.2R3 | JU0011944 | 172.16.40.154 | A4:5E:60:E9:00:0B | MH-DC-001-RACK-F | 18 | 1 | Planned | operator |  | N |  | N
MH-DC-001-TOR-012 | MH-DC-001 | MH-DC-001-TOR-012 | Switch | access | ARISTA | 7050SX3-48YC | EOS 4.31.1F | AR0011951 | 172.16.40.155 | A4:5E:60:A9:26:5B | MH-DC-001-RACK-F | 19 | 1 | Planned | operator |  | N |  | N
MH-DC-001-TOR-013 | MH-DC-001 | MH-DC-001-TOR-013 | Switch | access | CISCO | Nexus 93180YC | NX-OS 10.3(4a) | CS0011952 | 172.16.40.156 | A4:5E:60:5F:7B:66 | MH-DC-001-RACK-F | 20 | 1 | Planned | operator |  | N |  | N
MH-DC-001-TOR-014 | MH-DC-001 | MH-DC-001-TOR-014 | Switch | access | ARISTA | 7050SX3-48YC | EOS 4.31.1F | AR0011964 | 172.16.40.157 | A4:5E:60:B1:A6:BB | MH-DC-001-RACK-F | 21 | 1 | Planned | operator |  | N |  | N
MH-DC-001-TOR-015 | MH-DC-001 | MH-DC-001-TOR-015 | Switch | access | JUNIPER | QFX5120-48Y | 22.2R3 | JU0011967 | 172.16.40.158 | A4:5E:60:7C:B7:65 | MH-DC-001-RACK-F | 22 | 1 | Planned | operator |  | N |  | N
MH-DC-001-TOR-016 | MH-DC-001 | MH-DC-001-TOR-016 | Switch | access | JUNIPER | QFX5120-48Y | 22.2R3 | JU0011979 | 172.16.40.159 | A4:5E:60:96:89:A5 | MH-DC-001-RACK-F | 23 | 1 | Planned | operator |  | N |  | N
MH-DC-001-TOR-017 | MH-DC-001 | MH-DC-001-TOR-017 | Switch | access | CISCO | Nexus 93180YC | NX-OS 10.3(4a) | CS0011985 | 172.16.40.160 | A4:5E:60:7F:FC:3A | MH-DC-001-RACK-F | 24 | 1 | Planned | operator |  | N |  | N
MH-DC-001-TOR-018 | MH-DC-001 | MH-DC-001-TOR-018 | Switch | access | JUNIPER | QFX5120-48Y | 22.2R3 | JU0011993 | 172.16.40.161 | A4:5E:60:0F:2A:F8 | MH-DC-001-RACK-F | 25 | 1 | Planned | operator |  | N |  | N
MH-DC-001-TOR-019 | MH-DC-001 | MH-DC-001-TOR-019 | Switch | access | CISCO | Nexus 93180YC | NX-OS 10.3(4a) | CS0011997 | 172.16.40.162 | A4:5E:60:BF:51:2C | MH-DC-001-RACK-F | 26 | 1 | Planned | operator |  | N |  | N
MH-DC-001-TOR-020 | MH-DC-001 | MH-DC-001-TOR-020 | Switch | access | ARISTA | 7050SX3-48YC | EOS 4.31.1F | AR0012003 | 172.16.40.163 | A4:5E:60:40:FF:6A | MH-DC-001-RACK-F | 27 | 1 | Planned | operator |  | N |  | N
MH-DC-001-TOR-021 | MH-DC-001 | MH-DC-001-TOR-021 | Switch | access | CISCO | Nexus 93180YC | NX-OS 10.3(4a) | CS0012013 | 172.16.40.164 | A4:5E:60:77:45:53 | MH-DC-001-RACK-F | 28 | 1 | Planned | operator |  | N |  | N
MH-DC-001-TOR-022 | MH-DC-001 | MH-DC-001-TOR-022 | Switch | access | CISCO | Nexus 93180YC | NX-OS 10.3(4a) | CS0012017 | 172.16.40.165 | A4:5E:60:73:30:33 | MH-DC-001-RACK-F | 29 | 1 | Planned | operator |  | N |  | N
MH-DC-001-TOR-023 | MH-DC-001 | MH-DC-001-TOR-023 | Switch | access | ARISTA | 7050SX3-48YC | EOS 4.31.1F | AR0012023 | 172.16.40.166 | A4:5E:60:55:BE:EE | MH-DC-001-RACK-F | 30 | 1 | Planned | operator |  | N |  | N
MH-DC-001-TOR-024 | MH-DC-001 | MH-DC-001-TOR-024 | Switch | access | CISCO | Nexus 93180YC | NX-OS 10.3(4a) | CS0012033 | 172.16.40.167 | A4:5E:60:A5:E4:C0 | MH-DC-001-RACK-F | 31 | 1 | Planned | operator |  | N |  | N
MH-DC-001-TOR-025 | MH-DC-001 | MH-DC-001-TOR-025 | Switch | access | CISCO | Nexus 93180YC | NX-OS 10.3(4a) | CS0012036 | 172.16.40.168 | A4:5E:60:ED:DF:CD | MH-DC-001-RACK-F | 32 | 1 | Planned | operator |  | N |  | N
MH-DC-001-TOR-026 | MH-DC-001 | MH-DC-001-TOR-026 | Switch | access | JUNIPER | QFX5120-48Y | 22.2R3 | JU0012045 | 172.16.40.169 | A4:5E:60:6A:22:4B | MH-DC-001-RACK-F | 33 | 1 | Planned | operator |  | N |  | N
MH-DC-001-TOR-027 | MH-DC-001 | MH-DC-001-TOR-027 | Switch | access | JUNIPER | QFX5120-48Y | 22.2R3 | JU0012050 | 172.16.40.170 | A4:5E:60:68:9B:93 | MH-DC-001-RACK-F | 34 | 1 | Planned | operator |  | N |  | N
MH-DC-001-TOR-028 | MH-DC-001 | MH-DC-001-TOR-028 | Switch | access | JUNIPER | QFX5120-48Y | 22.2R3 | JU0012057 | 172.16.40.171 | A4:5E:60:35:1A:98 | MH-DC-001-RACK-F | 35 | 1 | Planned | operator |  | N |  | N
MH-DC-001-TOR-029 | MH-DC-001 | MH-DC-001-TOR-029 | Switch | access | ARISTA | 7050SX3-48YC | EOS 4.31.1F | AR0012070 | 172.16.40.172 | A4:5E:60:CC:17:4E | MH-DC-001-RACK-F | 36 | 1 | Planned | operator |  | N |  | N
MH-DC-001-TOR-030 | MH-DC-001 | MH-DC-001-TOR-030 | Switch | access | ARISTA | 7050SX3-48YC | EOS 4.31.1F | AR0012071 | 172.16.40.173 | A4:5E:60:9E:2D:07 | MH-DC-001-RACK-G | 2 | 1 | Planned | operator |  | N |  | N
MH-DC-001-TOR-031 | MH-DC-001 | MH-DC-001-TOR-031 | Switch | access | CISCO | Nexus 93180YC | NX-OS 10.3(4a) | CS0012080 | 172.16.40.174 | A4:5E:60:19:60:82 | MH-DC-001-RACK-G | 3 | 1 | Planned | operator |  | N |  | N
MH-DC-001-TOR-032 | MH-DC-001 | MH-DC-001-TOR-032 | Switch | access | CISCO | Nexus 93180YC | NX-OS 10.3(4a) | CS0012091 | 172.16.40.175 | A4:5E:60:AD:90:33 | MH-DC-001-RACK-G | 4 | 1 | Planned | operator |  | N |  | N
MH-DC-001-TOR-033 | MH-DC-001 | MH-DC-001-TOR-033 | Switch | access | ARISTA | 7050SX3-48YC | EOS 4.31.1F | AR0012094 | 172.16.40.176 | A4:5E:60:14:0E:C1 | MH-DC-001-RACK-G | 5 | 1 | Planned | operator |  | N |  | N
MH-DC-001-TOR-034 | MH-DC-001 | MH-DC-001-TOR-034 | Switch | access | ARISTA | 7050SX3-48YC | EOS 4.31.1F | AR0012099 | 172.16.40.177 | A4:5E:60:FE:5E:D0 | MH-DC-001-RACK-G | 6 | 1 | Planned | operator |  | N |  | N
MH-DC-001-TOR-035 | MH-DC-001 | MH-DC-001-TOR-035 | Switch | access | JUNIPER | QFX5120-48Y | 22.2R3 | JU0012112 | 172.16.40.178 | A4:5E:60:0B:BD:39 | MH-DC-001-RACK-G | 7 | 1 | Planned | operator |  | N |  | N
MH-DC-001-TOR-036 | MH-DC-001 | MH-DC-001-TOR-036 | Switch | access | JUNIPER | QFX5120-48Y | 22.2R3 | JU0012119 | 172.16.40.179 | A4:5E:60:F9:6C:D3 | MH-DC-001-RACK-G | 8 | 1 | Planned | operator |  | N |  | N
MH-DC-001-TOR-037 | MH-DC-001 | MH-DC-001-TOR-037 | Switch | access | ARISTA | 7050SX3-48YC | EOS 4.31.1F | AR0012124 | 172.16.40.180 | A4:5E:60:E8:93:EC | MH-DC-001-RACK-G | 9 | 1 | Planned | operator |  | N |  | N
MH-DC-001-TOR-038 | MH-DC-001 | MH-DC-001-TOR-038 | Switch | access | ARISTA | 7050SX3-48YC | EOS 4.31.1F | AR0012127 | 172.16.40.181 | A4:5E:60:5F:2B:B2 | MH-DC-001-RACK-G | 10 | 1 | Planned | operator |  | N |  | N
MH-DC-001-TOR-039 | MH-DC-001 | MH-DC-001-TOR-039 | Switch | access | CISCO | Nexus 93180YC | NX-OS 10.3(4a) | CS0012135 | 172.16.40.182 | A4:5E:60:FB:B9:7C | MH-DC-001-RACK-G | 11 | 1 | Planned | operator |  | N |  | N
MH-DC-001-TOR-040 | MH-DC-001 | MH-DC-001-TOR-040 | Switch | access | ARISTA | 7050SX3-48YC | EOS 4.31.1F | AR0012146 | 172.16.40.183 | A4:5E:60:DB:3E:8F | MH-DC-001-RACK-G | 12 | 1 | Planned | operator |  | N |  | N
MH-DC-001-TOR-041 | MH-DC-001 | MH-DC-001-TOR-041 | Switch | access | JUNIPER | QFX5120-48Y | 22.2R3 | JU0012154 | 172.16.40.184 | A4:5E:60:8C:42:41 | MH-DC-001-RACK-G | 13 | 1 | Planned | operator |  | N |  | N
MH-DC-001-TOR-042 | MH-DC-001 | MH-DC-001-TOR-042 | Switch | access | JUNIPER | QFX5120-48Y | 22.2R3 | JU0012160 | 172.16.40.185 | A4:5E:60:E0:F8:3D | MH-DC-001-RACK-G | 14 | 1 | Planned | operator |  | N |  | N
MH-DC-001-TOR-043 | MH-DC-001 | MH-DC-001-TOR-043 | Switch | access | JUNIPER | QFX5120-48Y | 22.2R3 | JU0012163 | 172.16.40.186 | A4:5E:60:98:0D:92 | MH-DC-001-RACK-G | 15 | 1 | Planned | operator |  | N |  | N
MH-DC-001-TOR-044 | MH-DC-001 | MH-DC-001-TOR-044 | Switch | access | ARISTA | 7050SX3-48YC | EOS 4.31.1F | AR0012174 | 172.16.40.187 | A4:5E:60:B3:EB:54 | MH-DC-001-RACK-G | 16 | 1 | Planned | operator |  | N |  | N
MH-DC-001-TOR-045 | MH-DC-001 | MH-DC-001-TOR-045 | Switch | access | JUNIPER | QFX5120-48Y | 22.2R3 | JU0012181 | 172.16.40.188 | A4:5E:60:0F:55:F1 | MH-DC-001-RACK-G | 17 | 1 | Planned | operator |  | N |  | N
MH-DC-001-TOR-046 | MH-DC-001 | MH-DC-001-TOR-046 | Switch | access | CISCO | Nexus 93180YC | NX-OS 10.3(4a) | CS0012184 | 172.16.40.189 | A4:5E:60:E1:69:2A | MH-DC-001-RACK-G | 18 | 1 | Planned | operator |  | N |  | N
MH-DC-001-TOR-047 | MH-DC-001 | MH-DC-001-TOR-047 | Switch | access | CISCO | Nexus 93180YC | NX-OS 10.3(4a) | CS0012196 | 172.16.40.190 | A4:5E:60:88:DD:64 | MH-DC-001-RACK-G | 19 | 1 | Planned | operator |  | N |  | N
MH-DC-001-TOR-048 | MH-DC-001 | MH-DC-001-TOR-048 | Switch | access | JUNIPER | QFX5120-48Y | 22.2R3 | JU0012201 | 172.16.40.191 | A4:5E:60:B3:F3:F2 | MH-DC-001-RACK-G | 20 | 1 | Planned | operator |  | N |  | N
MH-DC-001-TOR-049 | MH-DC-001 | MH-DC-001-TOR-049 | Switch | access | CISCO | Nexus 93180YC | NX-OS 10.3(4a) | CS0012209 | 172.16.40.192 | A4:5E:60:99:94:BF | MH-DC-001-RACK-G | 21 | 1 | Planned | operator |  | N |  | N
MH-DC-001-TOR-050 | MH-DC-001 | MH-DC-001-TOR-050 | Switch | access | JUNIPER | QFX5120-48Y | 22.2R3 | JU0012212 | 172.16.40.193 | A4:5E:60:41:41:CE | MH-DC-001-RACK-G | 22 | 1 | Planned | operator |  | N |  | N
MH-DC-001-TOR-051 | MH-DC-001 | MH-DC-001-TOR-051 | Switch | access | CISCO | Nexus 93180YC | NX-OS 10.3(4a) | CS0012218 | 172.16.40.194 | A4:5E:60:09:10:08 | MH-DC-001-RACK-G | 23 | 1 | Planned | operator |  | N |  | N
MH-DC-001-TOR-052 | MH-DC-001 | MH-DC-001-TOR-052 | Switch | access | CISCO | Nexus 93180YC | NX-OS 10.3(4a) | CS0012225 | 172.16.40.195 | A4:5E:60:1F:A8:EB | MH-DC-001-RACK-G | 24 | 1 | Planned | operator |  | N |  | N
MH-DC-001-TOR-053 | MH-DC-001 | MH-DC-001-TOR-053 | Switch | access | CISCO | Nexus 93180YC | NX-OS 10.3(4a) | CS0012238 | 172.16.40.196 | A4:5E:60:B5:5C:73 | MH-DC-001-RACK-G | 25 | 1 | Planned | operator |  | N |  | N
MH-DC-001-TOR-054 | MH-DC-001 | MH-DC-001-TOR-054 | Switch | access | ARISTA | 7050SX3-48YC | EOS 4.31.1F | AR0012243 | 172.16.40.197 | A4:5E:60:4E:72:E5 | MH-DC-001-RACK-G | 26 | 1 | Planned | operator |  | N |  | N
MH-DC-001-TOR-055 | MH-DC-001 | MH-DC-001-TOR-055 | Switch | access | CISCO | Nexus 93180YC | NX-OS 10.3(4a) | CS0012246 | 172.16.40.198 | A4:5E:60:F3:97:17 | MH-DC-001-RACK-G | 27 | 1 | Planned | operator |  | N |  | N
MH-DC-001-NMS-01 | MH-DC-001 | MH-DC-001-NMS-01 | Server | access | DELL | PowerEdge R640 | ESXi 7.0u3 | DL0012258 | 172.16.40.199 | A4:5E:60:F2:34:E5 | MH-DC-001-RACK-J | 2 | 1 | Ready | operator |  | Y | COL-MH-DC-001-2 | N
MH-DC-001-NMS-02 | MH-DC-001 | MH-DC-001-NMS-02 | Server | access | HPE | ProLiant DL360 Gen10 | RHEL 8.8 | HP0012264 | 172.16.40.200 | A4:5E:60:3C:E1:A8 | MH-DC-001-RACK-J | 3 | 1 | Ready | operator |  | Y | COL-MH-DC-001-1 | N
MH-DC-001-AAA-01 | MH-DC-001 | MH-DC-001-AAA-01 | Server | access | SUPERMICRO | SYS-120U-TNR | Ubuntu 20.04 | SM0012272 | 172.16.40.201 | A4:5E:60:5E:CD:BA | MH-DC-001-RACK-J | 4 | 1 | Ready | operator |  | Y | COL-MH-DC-001-1 | N
MH-DC-001-AAA-02 | MH-DC-001 | MH-DC-001-AAA-02 | Server | access | HPE | ProLiant DL360 Gen10 | RHEL 8.8 | HP0012277 | 172.16.40.202 | A4:5E:60:4B:EF:50 | MH-DC-001-RACK-J | 5 | 1 | Ready | operator |  | Y | COL-MH-DC-001-2 | N
MH-DC-001-DNS-01 | MH-DC-001 | MH-DC-001-DNS-01 | Server | access | DELL | PowerEdge R640 | ESXi 7.0u3 | DL0012284 | 172.16.40.203 | A4:5E:60:AC:6B:79 | MH-DC-001-RACK-J | 6 | 1 | Ready | operator |  | Y | COL-MH-DC-001-1 | N
MH-DC-001-DNS-02 | MH-DC-001 | MH-DC-001-DNS-02 | Server | access | SUPERMICRO | SYS-120U-TNR | Ubuntu 20.04 | SM0012294 | 172.16.40.204 | A4:5E:60:EF:4A:B4 | MH-DC-001-RACK-J | 7 | 1 | Ready | operator |  | Y | COL-MH-DC-001-2 | N
MH-DC-001-JMP-01 | MH-DC-001 | MH-DC-001-JMP-01 | Server | access | SUPERMICRO | SYS-120U-TNR | Ubuntu 20.04 | SM0012298 | 172.16.40.205 | A4:5E:60:0A:CB:A4 | MH-DC-001-RACK-J | 8 | 1 | Ready | operator |  | Y | COL-MH-DC-001-1 | N
MH-DC-001-JMP-02 | MH-DC-001 | MH-DC-001-JMP-02 | Server | access | HPE | ProLiant DL360 Gen10 | RHEL 8.8 | HP0012304 | 172.16.40.206 | A4:5E:60:B6:CB:A6 | MH-DC-001-RACK-J | 9 | 1 | Ready | operator |  | Y | COL-MH-DC-001-2 | N
MH-DC-001-BKP-01 | MH-DC-001 | MH-DC-001-BKP-01 | Server | access | DELL | PowerEdge R740 | ESXi 7.0u3 | DL0012315 | 172.16.40.207 | A4:5E:60:4C:E0:FB | MH-DC-001-RACK-J | 10 | 2 | Ready | operator |  | Y | COL-MH-DC-001-1 | N
MH-DC-001-BKP-02 | MH-DC-001 | MH-DC-001-BKP-02 | Server | access | SUPERMICRO | SYS-121H | Ubuntu 22.04 | SM0012320 | 172.16.40.208 | A4:5E:60:0B:24:DC | MH-DC-001-RACK-J | 12 | 2 | Ready | operator |  | Y | COL-MH-DC-001-2 | N
MH-DC-001-OSS-01 | MH-DC-001 | MH-DC-001-OSS-01 | Server | access | DELL | PowerEdge R760 | ESXi 8.0u2 | DL0012325 | 172.16.40.209 | A4:5E:60:C3:F7:83 | MH-DC-001-RACK-J | 14 | 2 | Ready | operator |  | Y | COL-MH-DC-001-1 | N
MH-DC-001-OSS-02 | MH-DC-001 | MH-DC-001-OSS-02 | Server | access | SUPERMICRO | SYS-121H | Ubuntu 22.04 | SM0012334 | 172.16.40.210 | A4:5E:60:75:5B:7C | MH-DC-001-RACK-J | 16 | 2 | Ready | operator |  | Y | COL-MH-DC-001-2 | N
MH-DC-001-OSS-03 | MH-DC-001 | MH-DC-001-OSS-03 | Server | access | HPE | ProLiant DL380 Gen11 | RHEL 9.3 | HP0012342 | 172.16.40.211 | A4:5E:60:EF:C6:AC | MH-DC-001-RACK-J | 18 | 2 | Ready | operator |  | Y | COL-MH-DC-001-1 | N
MH-DC-001-OSS-04 | MH-DC-001 | MH-DC-001-OSS-04 | Server | access | DELL | PowerEdge R760 | ESXi 8.0u2 | DL0012350 | 172.16.40.212 | A4:5E:60:2A:04:5A | MH-DC-001-RACK-J | 20 | 2 | Ready | operator |  | Y | COL-MH-DC-001-2 | N
MH-DC-001-BSS-01 | MH-DC-001 | MH-DC-001-BSS-01 | Server | access | DELL | PowerEdge R760 | ESXi 8.0u2 | DL0012352 | 172.16.40.213 | A4:5E:60:7B:10:86 | MH-DC-001-RACK-J | 22 | 2 | Ready | operator |  | Y | COL-MH-DC-001-2 | N
MH-DC-001-BSS-02 | MH-DC-001 | MH-DC-001-BSS-02 | Server | access | SUPERMICRO | SYS-121H | Ubuntu 22.04 | SM0012362 | 172.16.40.214 | A4:5E:60:98:B5:4E | MH-DC-001-RACK-J | 24 | 2 | Ready | operator |  | Y | COL-MH-DC-001-1 | N
MH-DC-001-BSS-03 | MH-DC-001 | MH-DC-001-BSS-03 | Server | access | HPE | ProLiant DL380 Gen11 | RHEL 9.3 | HP0012370 | 172.16.40.215 | A4:5E:60:51:FC:A1 | MH-DC-001-RACK-J | 26 | 2 | Ready | operator |  | Y | COL-MH-DC-001-2 | N
MH-DC-001-BSS-04 | MH-DC-001 | MH-DC-001-BSS-04 | Server | access | HPE | ProLiant DL380 Gen11 | RHEL 9.3 | HP0012376 | 172.16.40.216 | A4:5E:60:CC:31:38 | MH-DC-001-RACK-J | 28 | 2 | Ready | operator |  | Y | COL-MH-DC-001-1 | N
MH-DC-001-IMS-01 | MH-DC-001 | MH-DC-001-IMS-01 | Server | access | HPE | ProLiant DL380 Gen11 | RHEL 9.3 | HP0012384 | 172.16.40.217 | A4:5E:60:4F:97:3C | MH-DC-001-RACK-K | 2 | 2 | Ready | operator |  | Y | COL-MH-DC-001-1 | N
MH-DC-001-IMS-02 | MH-DC-001 | MH-DC-001-IMS-02 | Server | access | SUPERMICRO | SYS-121H | Ubuntu 22.04 | SM0012389 | 172.16.40.218 | A4:5E:60:E5:6C:20 | MH-DC-001-RACK-K | 4 | 2 | Ready | operator |  | Y | COL-MH-DC-001-2 | N
MH-DC-001-IMS-03 | MH-DC-001 | MH-DC-001-IMS-03 | Server | access | DELL | PowerEdge R760 | ESXi 8.0u2 | DL0012393 | 172.16.40.219 | A4:5E:60:DD:B2:74 | MH-DC-001-RACK-K | 6 | 2 | Ready | operator |  | Y | COL-MH-DC-001-1 | N
MH-DC-001-IMS-04 | MH-DC-001 | MH-DC-001-IMS-04 | Server | access | SUPERMICRO | SYS-121H | Ubuntu 22.04 | SM0012405 | 172.16.41.20 | A4:5E:60:F2:AB:0A | MH-DC-001-RACK-K | 8 | 2 | Ready | operator |  | Y | COL-MH-DC-001-2 | N
MH-DC-001-NFVI-CP-01 | MH-DC-001 | MH-DC-001-NFVI-CP-01 | Server | access | SUPERMICRO | SYS-121H | Ubuntu 22.04 | SM0012407 | 172.16.41.21 | A4:5E:60:FA:B1:BF | MH-DC-001-RACK-K | 10 | 1 | Ready | operator |  | Y | COL-MH-DC-001-1 | N
MH-DC-001-NFVI-CP-02 | MH-DC-001 | MH-DC-001-NFVI-CP-02 | Server | access | SUPERMICRO | SYS-121H | Ubuntu 22.04 | SM0012416 | 172.16.41.22 | A4:5E:60:7A:F1:76 | MH-DC-001-RACK-K | 11 | 1 | Ready | operator |  | Y | COL-MH-DC-001-2 | N
MH-DC-001-NFVI-CP-03 | MH-DC-001 | MH-DC-001-NFVI-CP-03 | Server | access | SUPERMICRO | SYS-121H | Ubuntu 22.04 | SM0012427 | 172.16.41.23 | A4:5E:60:B8:1B:03 | MH-DC-001-RACK-K | 12 | 1 | Ready | operator |  | Y | COL-MH-DC-001-1 | N
MH-DC-001-NFVI-CP-04 | MH-DC-001 | MH-DC-001-NFVI-CP-04 | Server | access | SUPERMICRO | SYS-121H | Ubuntu 22.04 | SM0012429 | 172.16.41.24 | A4:5E:60:35:C6:00 | MH-DC-001-RACK-K | 13 | 1 | Ready | operator |  | Y | COL-MH-DC-001-2 | N
MH-DC-001-NFVI-CP-05 | MH-DC-001 | MH-DC-001-NFVI-CP-05 | Server | access | SUPERMICRO | SYS-121H | Ubuntu 22.04 | SM0012435 | 172.16.41.25 | A4:5E:60:8B:F8:0C | MH-DC-001-RACK-K | 14 | 1 | Ready | operator |  | Y | COL-MH-DC-001-1 | N
MH-DC-001-NFVI-CP-06 | MH-DC-001 | MH-DC-001-NFVI-CP-06 | Server | access | SUPERMICRO | SYS-121H | Ubuntu 22.04 | SM0012442 | 172.16.41.26 | A4:5E:60:66:5F:8B | MH-DC-001-RACK-K | 15 | 1 | Ready | operator |  | Y | COL-MH-DC-001-2 | N
MH-DC-001-NFVI-CP-07 | MH-DC-001 | MH-DC-001-NFVI-CP-07 | Server | access | SUPERMICRO | SYS-121H | Ubuntu 22.04 | SM0012451 | 172.16.41.27 | A4:5E:60:9C:A9:C5 | MH-DC-001-RACK-K | 16 | 1 | Ready | operator |  | Y | COL-MH-DC-001-1 | N
MH-DC-001-NFVI-CP-08 | MH-DC-001 | MH-DC-001-NFVI-CP-08 | Server | access | SUPERMICRO | SYS-121H | Ubuntu 22.04 | SM0012459 | 172.16.41.28 | A4:5E:60:B1:D9:50 | MH-DC-001-RACK-K | 17 | 1 | Ready | operator |  | Y | COL-MH-DC-001-2 | N
MH-DC-001-NFVI-UP-01 | MH-DC-001 | MH-DC-001-NFVI-UP-01 | Server | access | SUPERMICRO | SYS-121H | Ubuntu 22.04 | SM0012466 | 172.16.41.29 | A4:5E:60:99:83:3A | MH-DC-001-RACK-K | 18 | 2 | Ready | operator |  | Y | COL-MH-DC-001-1 | N
MH-DC-001-NFVI-UP-02 | MH-DC-001 | MH-DC-001-NFVI-UP-02 | Server | access | SUPERMICRO | SYS-121H | Ubuntu 22.04 | SM0012474 | 172.16.41.30 | A4:5E:60:D7:59:24 | MH-DC-001-RACK-K | 20 | 2 | Ready | operator |  | Y | COL-MH-DC-001-2 | N
MH-DC-001-NFVI-UP-03 | MH-DC-001 | MH-DC-001-NFVI-UP-03 | Server | access | SUPERMICRO | SYS-121H | Ubuntu 22.04 | SM0012480 | 172.16.41.31 | A4:5E:60:16:86:80 | MH-DC-001-RACK-L | 2 | 2 | Ready | operator |  | Y | COL-MH-DC-001-1 | N
MH-DC-001-NFVI-UP-04 | MH-DC-001 | MH-DC-001-NFVI-UP-04 | Server | access | SUPERMICRO | SYS-121H | Ubuntu 22.04 | SM0012484 | 172.16.41.32 | A4:5E:60:B0:3D:25 | MH-DC-001-RACK-L | 4 | 2 | Ready | operator |  | Y | COL-MH-DC-001-2 | N
MH-DC-001-NFVI-UP-05 | MH-DC-001 | MH-DC-001-NFVI-UP-05 | Server | access | SUPERMICRO | SYS-121H | Ubuntu 22.04 | SM0012497 | 172.16.41.33 | A4:5E:60:0E:A5:63 | MH-DC-001-RACK-L | 6 | 2 | Ready | operator |  | Y | COL-MH-DC-001-1 | N
MH-DC-001-NFVI-UP-06 | MH-DC-001 | MH-DC-001-NFVI-UP-06 | Server | access | SUPERMICRO | SYS-121H | Ubuntu 22.04 | SM0012502 | 172.16.41.34 | A4:5E:60:00:AB:CE | MH-DC-001-RACK-L | 8 | 2 | Ready | operator |  | Y | COL-MH-DC-001-2 | N
MH-DC-001-NFVI-UP-07 | MH-DC-001 | MH-DC-001-NFVI-UP-07 | Server | access | SUPERMICRO | SYS-121H | Ubuntu 22.04 | SM0012505 | 172.16.41.35 | A4:5E:60:C5:8D:C9 | MH-DC-001-RACK-L | 10 | 2 | Ready | operator |  | Y | COL-MH-DC-001-1 | N
MH-DC-001-NFVI-UP-08 | MH-DC-001 | MH-DC-001-NFVI-UP-08 | Server | access | SUPERMICRO | SYS-121H | Ubuntu 22.04 | SM0012517 | 172.16.41.36 | A4:5E:60:1A:91:78 | MH-DC-001-RACK-L | 12 | 2 | Ready | operator |  | Y | COL-MH-DC-001-2 | N
MH-DC-001-NFVI-UP-09 | MH-DC-001 | MH-DC-001-NFVI-UP-09 | Server | access | SUPERMICRO | SYS-121H | Ubuntu 22.04 | SM0012524 | 172.16.41.37 | A4:5E:60:DB:A2:9A | MH-DC-001-RACK-L | 14 | 2 | Ready | operator |  | Y | COL-MH-DC-001-1 | N
MH-DC-001-NFVI-UP-10 | MH-DC-001 | MH-DC-001-NFVI-UP-10 | Server | access | SUPERMICRO | SYS-121H | Ubuntu 22.04 | SM0012532 | 172.16.41.38 | A4:5E:60:19:69:0F | MH-DC-001-RACK-L | 16 | 2 | Ready | operator |  | Y | COL-MH-DC-001-1 | N
MH-DC-001-NFVI-UP-11 | MH-DC-001 | MH-DC-001-NFVI-UP-11 | Server | access | SUPERMICRO | SYS-121H | Ubuntu 22.04 | SM0012537 | 172.16.41.39 | A4:5E:60:04:71:C6 | MH-DC-001-RACK-L | 18 | 2 | Ready | operator |  | Y | COL-MH-DC-001-2 | N
MH-DC-001-NFVI-UP-12 | MH-DC-001 | MH-DC-001-NFVI-UP-12 | Server | access | SUPERMICRO | SYS-121H | Ubuntu 22.04 | SM0012542 | 172.16.41.40 | A4:5E:60:2B:DC:A4 | MH-DC-001-RACK-L | 20 | 2 | Ready | operator |  | Y | COL-MH-DC-001-1 | N
MH-DC-001-NFVI-UP-13 | MH-DC-001 | MH-DC-001-NFVI-UP-13 | Server | access | SUPERMICRO | SYS-121H | Ubuntu 22.04 | SM0012547 | 172.16.41.41 | A4:5E:60:09:A7:AA | MH-DC-001-RACK-L | 22 | 2 | Ready | operator |  | Y | COL-MH-DC-001-2 | N
MH-DC-001-NFVI-UP-14 | MH-DC-001 | MH-DC-001-NFVI-UP-14 | Server | access | SUPERMICRO | SYS-121H | Ubuntu 22.04 | SM0012560 | 172.16.41.42 | A4:5E:60:2D:DD:BD | MH-DC-001-RACK-M | 2 | 2 | Ready | operator |  | Y | COL-MH-DC-001-1 | N
MH-DC-001-VRAN-CU-01 | MH-DC-001 | MH-DC-001-VRAN-CU-01 | Server | access | SUPERMICRO | SYS-121H | Ubuntu 22.04 | SM0012567 | 172.16.41.43 | A4:5E:60:FC:F0:6A | MH-DC-001-RACK-M | 4 | 2 | Ready | operator |  | Y | COL-MH-DC-001-2 | N
MH-DC-001-VRAN-CU-02 | MH-DC-001 | MH-DC-001-VRAN-CU-02 | Server | access | SUPERMICRO | SYS-121H | Ubuntu 22.04 | SM0012569 | 172.16.41.44 | A4:5E:60:49:C0:17 | MH-DC-001-RACK-M | 6 | 2 | Ready | operator |  | Y | COL-MH-DC-001-1 | N
MH-DC-001-VRAN-CU-03 | MH-DC-001 | MH-DC-001-VRAN-CU-03 | Server | access | SUPERMICRO | SYS-121H | Ubuntu 22.04 | SM0012577 | 172.16.41.45 | A4:5E:60:4A:76:48 | MH-DC-001-RACK-M | 8 | 2 | Ready | operator |  | Y | COL-MH-DC-001-2 | N
MH-DC-001-VRAN-CU-04 | MH-DC-001 | MH-DC-001-VRAN-CU-04 | Server | access | SUPERMICRO | SYS-121H | Ubuntu 22.04 | SM0012584 | 172.16.41.46 | A4:5E:60:AA:72:FD | MH-DC-001-RACK-M | 10 | 2 | Ready | operator |  | Y | COL-MH-DC-001-1 | N
MH-DC-001-VRAN-CU-05 | MH-DC-001 | MH-DC-001-VRAN-CU-05 | Server | access | SUPERMICRO | SYS-121H | Ubuntu 22.04 | SM0012595 | 172.16.41.47 | A4:5E:60:C2:0B:86 | MH-DC-001-RACK-M | 12 | 2 | Ready | operator |  | Y | COL-MH-DC-001-2 | N
MH-DC-001-VRAN-CU-06 | MH-DC-001 | MH-DC-001-VRAN-CU-06 | Server | access | SUPERMICRO | SYS-121H | Ubuntu 22.04 | SM0012596 | 172.16.41.48 | A4:5E:60:5F:5C:84 | MH-DC-001-RACK-M | 14 | 2 | Ready | operator |  | Y | COL-MH-DC-001-1 | N
MH-DC-002-PE-T4-01 | MH-DC-002 | MH-DC-002-PE-T4-01 | Router | core | JUNIPER | MX204 | 21.4R3-S5.5 | JU0011001 | 172.25.40.20 | A4:5E:60:D1:8C:60 | MH-DC-002-RACK-A | 2 | 1 | Ready | operator |  | Y | COL-MH-DC-002-1 | Y
MH-DC-002-PE-T4-02 | MH-DC-002 | MH-DC-002-PE-T4-02 | Router | core | JUNIPER | MX204 | 21.4R3-S5.5 | JU0011008 | 172.25.40.21 | A4:5E:60:58:5F:94 | MH-DC-002-RACK-A | 3 | 1 | Ready | operator |  | Y | COL-MH-DC-002-2 | Y
MH-DC-002-PE-T4-03 | MH-DC-002 | MH-DC-002-PE-T4-03 | Router | core | CISCO | ASR 9006 | IOS XR 7.9.2 | CS0011017 | 172.25.40.22 | A4:5E:60:CC:DF:44 | MH-DC-002-RACK-A | 4 | 1 | Ready | operator |  | Y | COL-MH-DC-002-1 | Y
MH-DC-002-PE-T4-04 | MH-DC-002 | MH-DC-002-PE-T4-04 | Router | core | CISCO | ASR 9006 | IOS XR 7.9.2 | CS0011023 | 172.25.40.23 | A4:5E:60:15:F0:8B | MH-DC-002-RACK-A | 5 | 1 | Ready | operator |  | Y | COL-MH-DC-002-2 | Y
MH-DC-002-OLA-01 | MH-DC-002 | MH-DC-002-OLA-01 | DWDM | core | CIENA | 6500 D7 | R16.2 | CI0011032 | 172.25.40.24 | A4:5E:60:17:62:D6 | MH-DC-002-RACK-A | 6 | 6 | Ready | operator |  | Y | COL-MH-DC-002-1 | N
MH-DC-002-AGG-R01 | MH-DC-002 | MH-DC-002-AGG-R01 | Router | spine | JUNIPER | MX480 | 22.2R3-S2 | JU0011036 | 172.25.40.25 | A4:5E:60:3D:D8:21 | MH-DC-002-RACK-A | 12 | 4 | Ready | operator |  | Y | COL-MH-DC-002-2 | N
MH-DC-002-AGG-R02 | MH-DC-002 | MH-DC-002-AGG-R02 | Router | spine | JUNIPER | MX480 | 22.2R3-S2 | JU0011043 | 172.25.40.26 | A4:5E:60:DE:9D:73 | MH-DC-002-RACK-A | 16 | 4 | Ready | operator |  | Y | COL-MH-DC-002-1 | N
MH-DC-002-AGG-R03 | MH-DC-002 | MH-DC-002-AGG-R03 | Router | spine | JUNIPER | MX480 | 22.2R3-S2 | JU0011052 | 172.25.40.27 | A4:5E:60:4D:66:60 | MH-DC-002-RACK-A | 20 | 4 | Ready | operator |  | Y | COL-MH-DC-002-2 | N
MH-DC-002-AGG-R04 | MH-DC-002 | MH-DC-002-AGG-R04 | Router | spine | JUNIPER | MX480 | 22.2R3-S2 | JU0011059 | 172.25.40.28 | A4:5E:60:C0:57:3A | MH-DC-002-RACK-A | 24 | 4 | Ready | operator |  | Y | COL-MH-DC-002-1 | N
MH-DC-002-AGG-R05 | MH-DC-002 | MH-DC-002-AGG-R05 | Router | spine | JUNIPER | MX480 | 22.2R3-S2 | JU0011067 | 172.25.40.29 | A4:5E:60:DA:88:6E | MH-DC-002-RACK-A | 28 | 4 | Ready | operator |  | Y | COL-MH-DC-002-2 | N
MH-DC-002-AGG-R06 | MH-DC-002 | MH-DC-002-AGG-R06 | Router | spine | JUNIPER | MX480 | 22.2R3-S2 | JU0011075 | 172.25.40.30 | A4:5E:60:D1:29:0B | MH-DC-002-RACK-A | 32 | 4 | Ready | operator |  | Y | COL-MH-DC-002-1 | N
MH-DC-002-ACC-01 | MH-DC-002 | MH-DC-002-ACC-01 | Switch | leaf | ARISTA | 7050QX-32S | EOS 4.28.10M | AR0011078 | 172.25.40.31 | A4:5E:60:6F:24:64 | MH-DC-002-RACK-A | 36 | 1 | Ready | operator |  | Y | COL-MH-DC-002-2 | N
MH-DC-002-ACC-02 | MH-DC-002 | MH-DC-002-ACC-02 | Switch | leaf | CISCO | Nexus 9372PX | NX-OS 9.3(12) | CS0011086 | 172.25.40.32 | A4:5E:60:AA:F7:2C | MH-DC-002-RACK-B | 2 | 1 | Ready | operator |  | Y | COL-MH-DC-002-1 | N
MH-DC-002-ACC-03 | MH-DC-002 | MH-DC-002-ACC-03 | Switch | leaf | ARISTA | 7050QX-32S | EOS 4.28.10M | AR0011094 | 172.25.40.33 | A4:5E:60:4B:C2:58 | MH-DC-002-RACK-B | 3 | 1 | Ready | operator |  | Y | COL-MH-DC-002-2 | N
MH-DC-002-ACC-04 | MH-DC-002 | MH-DC-002-ACC-04 | Switch | leaf | JUNIPER | QFX5120-48Y | 22.2R3 | JU0011098 | 172.25.40.34 | A4:5E:60:71:51:73 | MH-DC-002-RACK-B | 4 | 1 | Ready | operator |  | Y | COL-MH-DC-002-1 | N
MH-DC-002-ACC-05 | MH-DC-002 | MH-DC-002-ACC-05 | Switch | leaf | CISCO | Nexus 93180YC | NX-OS 10.3(4a) | CS0011105 | 172.25.40.35 | A4:5E:60:80:D8:65 | MH-DC-002-RACK-B | 5 | 1 | Ready | operator |  | Y | COL-MH-DC-002-2 | N
MH-DC-002-ACC-06 | MH-DC-002 | MH-DC-002-ACC-06 | Switch | leaf | CISCO | Nexus 93180YC | NX-OS 10.3(4a) | CS0011118 | 172.25.40.36 | A4:5E:60:2F:F9:2D | MH-DC-002-RACK-B | 6 | 1 | Ready | operator |  | Y | COL-MH-DC-002-1 | N
MH-DC-002-ACC-07 | MH-DC-002 | MH-DC-002-ACC-07 | Switch | leaf | CISCO | Nexus 93180YC | NX-OS 10.3(4a) | CS0011122 | 172.25.40.37 | A4:5E:60:58:CC:A4 | MH-DC-002-RACK-B | 7 | 1 | Ready | operator |  | Y | COL-MH-DC-002-2 | N
MH-DC-002-CSR-001 | MH-DC-002 | MH-DC-002-CSR-001 | Router | access | NOKIA | 7250 IXR-e | SR OS 23.3.R1 | NK0011131 | 172.25.40.38 | A4:5E:60:3A:48:9A | MH-DC-002-RACK-B | 8 | 1 | Ready | operator |  | Y | COL-MH-DC-002-1 | N
MH-DC-002-CSR-002 | MH-DC-002 | MH-DC-002-CSR-002 | Router | access | CISCO | NCS 540 | IOS XR 7.8.1 | CS0011135 | 172.25.40.39 | A4:5E:60:B8:A9:A8 | MH-DC-002-RACK-B | 9 | 1 | Ready | operator |  | Y | COL-MH-DC-002-2 | N
MH-DC-002-CSR-003 | MH-DC-002 | MH-DC-002-CSR-003 | Router | access | JUNIPER | ACX7100 | 22.4R2 | JU0011144 | 172.25.40.40 | A4:5E:60:EA:33:E6 | MH-DC-002-RACK-B | 10 | 1 | Ready | operator |  | Y | COL-MH-DC-002-1 | N
MH-DC-002-CSR-004 | MH-DC-002 | MH-DC-002-CSR-004 | Router | access | JUNIPER | ACX7100 | 22.4R2 | JU0011151-2 | 172.25.40.41 | A4:5E:60:0E:84:DE | MH-DC-002-RACK-B | 11 | 1 | Ready | operator |  | Y | COL-MH-DC-002-2 | N
MH-DC-002-CSR-005 | MH-DC-002 | MH-DC-002-CSR-005 | Router | access | CISCO | NCS 540 | IOS XR 7.8.1 | CS0011158 | 172.25.40.42 | A4:5E:60:2A:20:26 | MH-DC-002-RACK-B | 12 | 1 | Ready | operator |  | Y | COL-MH-DC-002-1 | N
MH-DC-002-CSR-006 | MH-DC-002 | MH-DC-002-CSR-006 | Router | access | JUNIPER | ACX7100 | 22.4R2 | JU0011166 | 172.25.40.43 | A4:5E:60:49:E6:08 | MH-DC-002-RACK-B | 13 | 1 | Ready | operator |  | Y | COL-MH-DC-002-2 | N
MH-DC-002-CSR-007 | MH-DC-002 | MH-DC-002-CSR-007 | Router | access | CISCO | NCS 540 | IOS XR 7.8.1 | CS0011169 | 172.25.40.44 | A4:5E:60:19:DD:FD | MH-DC-002-RACK-B | 14 | 1 | Ready | operator |  | Y | COL-MH-DC-002-1 | N
MH-DC-002-CSR-008 | MH-DC-002 | MH-DC-002-CSR-008 | Router | access | JUNIPER | ACX7100 | 22.4R2 | JU0011176 | 172.25.40.45 | A4:5E:60:75:BA:6B | MH-DC-002-RACK-B | 15 | 1 | Ready | operator |  | Y | COL-MH-DC-002-2 | N
MH-DC-002-CSR-009 | MH-DC-002 | MH-DC-002-CSR-009 | Router | access | CISCO | NCS 540 | IOS XR 7.8.1 | CS0011184 | 172.25.40.46 | A4:5E:60:F8:D8:AA | MH-DC-002-RACK-B | 16 | 1 | Ready | operator |  | Y | COL-MH-DC-002-1 | N
MH-DC-002-CSR-010 | MH-DC-002 | MH-DC-002-CSR-010 | Router | access | JUNIPER | ACX7100 | 22.4R2 | JU0011191 | 172.25.40.47 | A4:5E:60:A2:DC:32 | MH-DC-002-RACK-B | 17 | 1 | Ready | operator |  | Y | COL-MH-DC-002-1 | N
MH-DC-002-CSR-011 | MH-DC-002 | MH-DC-002-CSR-011 | Router | access | JUNIPER | ACX7100 | 22.4R2 | JU0011199 | 172.25.40.48 | A4:5E:60:11:14:16 | MH-DC-002-RACK-B | 18 | 1 | Ready | operator |  | Y | COL-MH-DC-002-2 | N
MH-DC-002-CSR-012 | MH-DC-002 | MH-DC-002-CSR-012 | Router | access | CISCO | NCS 540 | IOS XR 7.8.1 | CS0011206 | 172.25.40.49 | A4:5E:60:06:ED:86 | MH-DC-002-RACK-B | 19 | 1 | Ready | operator |  | Y | COL-MH-DC-002-1 | N
MH-DC-002-CSR-013 | MH-DC-002 | MH-DC-002-CSR-013 | Router | access | JUNIPER | ACX7100 | 22.4R2 | JU0011212 | 172.25.40.50 | A4:5E:60:70:EA:BE | MH-DC-002-RACK-B | 20 | 1 | Ready | operator |  | Y | COL-MH-DC-002-2 | N
MH-DC-002-CSR-014 | MH-DC-002 | MH-DC-002-CSR-014 | Router | access | NOKIA | 7250 IXR-e | SR OS 23.3.R1 | NK0011223 | 172.25.40.51 | A4:5E:60:7D:70:69 | MH-DC-002-RACK-B | 21 | 1 | Ready | operator |  | Y | COL-MH-DC-002-1 | N
MH-DC-002-CSR-015 | MH-DC-002 | MH-DC-002-CSR-015 | Router | access | CISCO | NCS 540 | IOS XR 7.8.1 | CS0011229 | 172.25.40.52 | A4:5E:60:F2:EC:54 | MH-DC-002-RACK-B | 22 | 1 | Ready | operator |  | Y | COL-MH-DC-002-2 | N
MH-DC-002-CSR-016 | MH-DC-002 | MH-DC-002-CSR-016 | Router | access | JUNIPER | ACX7100 | 22.4R2 | JU0011233 | 172.25.40.53 | A4:5E:60:36:A8:D0 | MH-DC-002-RACK-B | 23 | 1 | Ready | operator |  | Y | COL-MH-DC-002-1 | N
MH-DC-002-CSR-017 | MH-DC-002 | MH-DC-002-CSR-017 | Router | access | NOKIA | 7250 IXR-e | SR OS 23.3.R1 | NK0011243-2 | 172.25.40.54 | A4:5E:60:AB:94:46 | MH-DC-002-RACK-B | 24 | 1 | Ready | operator |  | Y | COL-MH-DC-002-2 | N
MH-DC-002-CSR-018 | MH-DC-002 | MH-DC-002-CSR-018 | Router | access | NOKIA | 7250 IXR-e | SR OS 23.3.R1 | NK0011248 | 172.25.40.55 | A4:5E:60:9B:6B:48 | MH-DC-002-RACK-B | 25 | 1 | Ready | operator |  | Y | COL-MH-DC-002-1 | N
MH-DC-002-CSR-019 | MH-DC-002 | MH-DC-002-CSR-019 | Router | access | CISCO | NCS 540 | IOS XR 7.8.1 | CS0011255 | 172.25.40.56 | A4:5E:60:56:5C:31 | MH-DC-002-RACK-B | 26 | 1 | Ready | operator |  | Y | COL-MH-DC-002-2 | N
MH-DC-002-CSR-020 | MH-DC-002 | MH-DC-002-CSR-020 | Router | access | JUNIPER | ACX7100 | 22.4R2 | JU0011262 | 172.25.40.57 | A4:5E:60:B7:DE:8F | MH-DC-002-RACK-B | 27 | 1 | Ready | operator |  | Y | COL-MH-DC-002-2 | N
MH-DC-002-CSR-021 | MH-DC-002 | MH-DC-002-CSR-021 | Router | access | CISCO | NCS 540 | IOS XR 7.8.1 | CS0011269 | 172.25.40.58 | A4:5E:60:96:34:BF | MH-DC-002-RACK-B | 28 | 1 | Ready | operator |  | Y | COL-MH-DC-002-1 | N
MH-DC-002-CSR-022 | MH-DC-002 | MH-DC-002-CSR-022 | Router | access | NOKIA | 7250 IXR-e | SR OS 23.3.R1 | NK0011274 | 172.25.40.59 | A4:5E:60:AC:56:DF | MH-DC-002-RACK-B | 29 | 1 | Ready | operator |  | Y | COL-MH-DC-002-2 | N
MH-DC-002-CSR-023 | MH-DC-002 | MH-DC-002-CSR-023 | Router | access | JUNIPER | ACX7100 | 22.4R2 | JU0011282 | 172.25.40.60 | A4:5E:60:63:08:EB | MH-DC-002-RACK-B | 30 | 1 | Ready | operator |  | Y | COL-MH-DC-002-1 | N
MH-DC-002-CSR-024 | MH-DC-002 | MH-DC-002-CSR-024 | Router | access | CISCO | NCS 540 | IOS XR 7.8.1 | CS0011287 | 172.25.40.61 | A4:5E:60:37:47:A8 | MH-DC-002-RACK-B | 31 | 1 | Ready | operator |  | Y | COL-MH-DC-002-2 | N
MH-DC-002-CSR-025 | MH-DC-002 | MH-DC-002-CSR-025 | Router | access | NOKIA | 7250 IXR-e | SR OS 23.3.R1 | NK0011297 | 172.25.40.62 | A4:5E:60:76:92:20 | MH-DC-002-RACK-B | 32 | 1 | Ready | operator |  | Y | COL-MH-DC-002-1 | N
MH-DC-002-CSR-026 | MH-DC-002 | MH-DC-002-CSR-026 | Router | access | JUNIPER | ACX7100 | 22.4R2 | JU0011304 | 172.25.40.63 | A4:5E:60:B5:9E:1D | MH-DC-002-RACK-B | 33 | 1 | Ready | operator |  | Y | COL-MH-DC-002-2 | N
MH-DC-002-CSR-027 | MH-DC-002 | MH-DC-002-CSR-027 | Router | access | NOKIA | 7250 IXR-e | SR OS 23.3.R1 | NK0011308 | 172.25.40.64 | A4:5E:60:BB:DA:71 | MH-DC-002-RACK-C | 2 | 1 | Ready | operator |  | Y | COL-MH-DC-002-1 | N
MH-DC-002-CSR-028 | MH-DC-002 | MH-DC-002-CSR-028 | Router | access | JUNIPER | ACX7100 | 22.4R2 | JU0011321 | 172.25.40.65 | A4:5E:60:BD:44:6E | MH-DC-002-RACK-C | 3 | 1 | Ready | operator |  | Y | COL-MH-DC-002-2 | N
MH-DC-002-CSR-029 | MH-DC-002 | MH-DC-002-CSR-029 | Router | access | JUNIPER | ACX7100 | 22.4R2 | JU0011323 | 172.25.40.66 | A4:5E:60:9F:E3:21 | MH-DC-002-RACK-C | 4 | 1 | Ready | operator |  | Y | COL-MH-DC-002-1 | N
MH-DC-002-CSR-030 | MH-DC-002 | MH-DC-002-CSR-030 | Router | access | JUNIPER | ACX7100 | 22.4R2 | JU0011334 | 172.25.40.67 | A4:5E:60:7A:15:24 | MH-DC-002-RACK-C | 5 | 1 | Ready | operator |  | Y | COL-MH-DC-002-1 | N
MH-DC-002-CSR-031 | MH-DC-002 | MH-DC-002-CSR-031 | Router | access | NOKIA | 7250 IXR-e | SR OS 23.3.R1 | NK0011338-2 | 172.25.40.68 | A4:5E:60:57:05:7A | MH-DC-002-RACK-C | 6 | 1 | Ready | operator |  | Y | COL-MH-DC-002-2 | N
MH-DC-002-CSR-032 | MH-DC-002 | MH-DC-002-CSR-032 | Router | access | CISCO | NCS 540 | IOS XR 7.8.1 | CS0011345 | 172.25.40.69 | A4:5E:60:93:17:DA | MH-DC-002-RACK-C | 7 | 1 | Ready | operator |  | Y | COL-MH-DC-002-1 | N
MH-DC-002-CSR-033 | MH-DC-002 | MH-DC-002-CSR-033 | Router | access | NOKIA | 7250 IXR-e | SR OS 23.3.R1 | NK0011353 | 172.25.40.70 | A4:5E:60:88:18:49 | MH-DC-002-RACK-C | 8 | 1 | Ready | operator |  | Y | COL-MH-DC-002-2 | N
MH-DC-002-CSR-034 | MH-DC-002 | MH-DC-002-CSR-034 | Router | access | JUNIPER | ACX7100 | 22.4R2 | JU0011358 | 172.25.40.71 | A4:5E:60:C0:1F:EA | MH-DC-002-RACK-C | 9 | 1 | Ready | operator |  | Y | COL-MH-DC-002-1 | N
MH-DC-002-CSR-035 | MH-DC-002 | MH-DC-002-CSR-035 | Router | access | CISCO | NCS 540 | IOS XR 7.8.1 | CS0011369 | 172.25.40.72 | A4:5E:60:EA:5D:32 | MH-DC-002-RACK-C | 10 | 1 | Ready | operator |  | Y | COL-MH-DC-002-2 | N
MH-DC-002-CSR-036 | MH-DC-002 | MH-DC-002-CSR-036 | Router | access | JUNIPER | ACX7100 | 22.4R2 | JU0011373 | 172.25.40.73 | A4:5E:60:72:FB:19 | MH-DC-002-RACK-C | 11 | 1 | Ready | operator |  | Y | COL-MH-DC-002-1 | N
MH-DC-002-CSR-037 | MH-DC-002 | MH-DC-002-CSR-037 | Router | access | CISCO | NCS 540 | IOS XR 7.8.1 | CS0011378-2 | 172.25.40.74 | A4:5E:60:DE:83:8F | MH-DC-002-RACK-C | 12 | 1 | Ready | operator |  | Y | COL-MH-DC-002-2 | N
MH-DC-002-CSR-038 | MH-DC-002 | MH-DC-002-CSR-038 | Router | access | NOKIA | 7250 IXR-e | SR OS 23.3.R1 | NK0011390 | 172.25.40.75 | A4:5E:60:CD:D7:44 | MH-DC-002-RACK-C | 13 | 1 | Ready | operator |  | Y | COL-MH-DC-002-1 | N
MH-DC-002-CSR-039 | MH-DC-002 | MH-DC-002-CSR-039 | Router | access | JUNIPER | ACX7100 | 22.4R2 | JU0011395 | 172.25.40.76 | A4:5E:60:46:65:C3 | MH-DC-002-RACK-C | 14 | 1 | Ready | operator |  | Y | COL-MH-DC-002-2 | N
MH-DC-002-CSR-040 | MH-DC-002 | MH-DC-002-CSR-040 | Router | access | CISCO | NCS 540 | IOS XR 7.8.1 | CS0011401 | 172.25.40.77 | A4:5E:60:65:6A:6D | MH-DC-002-RACK-C | 15 | 1 | Ready | operator |  | Y | COL-MH-DC-002-2 | N
MH-DC-002-CSR-041 | MH-DC-002 | MH-DC-002-CSR-041 | Router | access | NOKIA | 7250 IXR-e | SR OS 23.3.R1 | NK0011406 | 172.25.40.78 | A4:5E:60:35:5D:CA | MH-DC-002-RACK-C | 16 | 1 | Ready | operator |  | Y | COL-MH-DC-002-1 | N
MH-DC-002-CSR-042 | MH-DC-002 | MH-DC-002-CSR-042 | Router | access | JUNIPER | ACX7100 | 22.4R2 | JU0011413 | 172.25.40.79 | A4:5E:60:D6:4C:13 | MH-DC-002-RACK-C | 17 | 1 | Ready | operator |  | Y | COL-MH-DC-002-2 | N
MH-DC-002-CSR-043 | MH-DC-002 | MH-DC-002-CSR-043 | Router | access | JUNIPER | ACX7100 | 22.4R2 | JU0011424 | 172.25.40.80 | A4:5E:60:B7:A2:89 | MH-DC-002-RACK-C | 18 | 1 | Ready | operator |  | Y | COL-MH-DC-002-1 | N
MH-DC-002-TOR-001 | MH-DC-002 | MH-DC-002-TOR-001 | Switch | access | CISCO | Nexus 3172PQ | NX-OS 9.3(12) | CS0011427-2 | 172.25.40.81 | A4:5E:60:0F:80:C5 | MH-DC-002-RACK-C | 19 | 1 | Ready | operator |  | Y | COL-MH-DC-002-2 | N
MH-DC-002-TOR-002 | MH-DC-002 | MH-DC-002-TOR-002 | Switch | access | CISCO | Nexus 3172PQ | NX-OS 9.3(12) | CS0011437 | 172.25.40.82 | A4:5E:60:3A:3F:26 | MH-DC-002-RACK-C | 20 | 1 | Ready | operator |  | Y | COL-MH-DC-002-1 | N
MH-DC-002-TOR-003 | MH-DC-002 | MH-DC-002-TOR-003 | Switch | access | JUNIPER | QFX5120-48Y | 22.2R3 | JU0011445 | 172.25.40.83 | A4:5E:60:14:66:0C | MH-DC-002-RACK-C | 21 | 1 | Ready | operator |  | Y | COL-MH-DC-002-2 | N
MH-DC-002-TOR-004 | MH-DC-002 | MH-DC-002-TOR-004 | Switch | access | ARISTA | 7050SX3-48YC | EOS 4.31.1F | AR0011452 | 172.25.40.84 | A4:5E:60:18:14:F8 | MH-DC-002-RACK-C | 22 | 1 | Ready | operator |  | Y | COL-MH-DC-002-1 | N
MH-DC-002-TOR-005 | MH-DC-002 | MH-DC-002-TOR-005 | Switch | access | CISCO | Nexus 93180YC | NX-OS 10.3(4a) | CS0011455 | 172.25.40.85 | A4:5E:60:84:AD:F2 | MH-DC-002-RACK-C | 23 | 1 | Ready | operator |  | Y | COL-MH-DC-002-2 | N
MH-DC-002-TOR-006 | MH-DC-002 | MH-DC-002-TOR-006 | Switch | access | JUNIPER | QFX5120-48Y | 22.2R3 | JU0011462 | 172.25.40.86 | A4:5E:60:C2:85:5C | MH-DC-002-RACK-C | 24 | 1 | Ready | operator |  | Y | COL-MH-DC-002-1 | N
MH-DC-002-TOR-007 | MH-DC-002 | MH-DC-002-TOR-007 | Switch | access | CISCO | Nexus 93180YC | NX-OS 10.3(4a) | CS0011473 | 172.25.40.87 | A4:5E:60:7D:63:15 | MH-DC-002-RACK-C | 25 | 1 | Ready | operator |  | Y | COL-MH-DC-002-2 | N
MH-DC-002-TOR-008 | MH-DC-002 | MH-DC-002-TOR-008 | Switch | access | ARISTA | 7050SX3-48YC | EOS 4.31.1F | AR0011478 | 172.25.40.88 | A4:5E:60:73:D4:41 | MH-DC-002-RACK-C | 26 | 1 | Ready | operator |  | Y | COL-MH-DC-002-1 | N
MH-DC-002-TOR-009 | MH-DC-002 | MH-DC-002-TOR-009 | Switch | access | ARISTA | 7050SX3-48YC | EOS 4.31.1F | AR0011483 | 172.25.40.89 | A4:5E:60:DB:D1:CB | MH-DC-002-RACK-C | 27 | 1 | Ready | operator |  | Y | COL-MH-DC-002-2 | N
MH-DC-002-TOR-010 | MH-DC-002 | MH-DC-002-TOR-010 | Switch | access | ARISTA | 7050SX3-48YC | EOS 4.31.1F | AR0011494 | 172.25.40.90 | A4:5E:60:E4:3B:0D | MH-DC-002-RACK-C | 28 | 1 | Ready | operator |  | Y | COL-MH-DC-002-2 | N
MH-DC-002-TOR-011 | MH-DC-002 | MH-DC-002-TOR-011 | Switch | access | ARISTA | 7050SX3-48YC | EOS 4.31.1F | AR0011498 | 172.25.40.91 | A4:5E:60:E2:ED:B8 | MH-DC-002-RACK-C | 29 | 1 | Ready | operator |  | Y | COL-MH-DC-002-1 | N
MH-DC-002-TOR-012 | MH-DC-002 | MH-DC-002-TOR-012 | Switch | access | ARISTA | 7050SX3-48YC | EOS 4.31.1F | AR0011506 | 172.25.40.92 | A4:5E:60:7E:56:33 | MH-DC-002-RACK-C | 30 | 1 | Ready | operator |  | Y | COL-MH-DC-002-2 | N
MH-DC-002-TOR-013 | MH-DC-002 | MH-DC-002-TOR-013 | Switch | access | CISCO | Nexus 93180YC | NX-OS 10.3(4a) | CS0011512 | 172.25.40.93 | A4:5E:60:E1:59:DE | MH-DC-002-RACK-C | 31 | 1 | Ready | operator |  | Y | COL-MH-DC-002-1 | N
MH-DC-002-TOR-014 | MH-DC-002 | MH-DC-002-TOR-014 | Switch | access | JUNIPER | QFX5120-48Y | 22.2R3 | JU0011520 | 172.25.40.94 | A4:5E:60:96:A0:F7 | MH-DC-002-RACK-C | 32 | 1 | Ready | operator |  | Y | COL-MH-DC-002-2 | N
MH-DC-002-TOR-015 | MH-DC-002 | MH-DC-002-TOR-015 | Switch | access | JUNIPER | QFX5120-48Y | 22.2R3 | JU0011529 | 172.25.40.95 | A4:5E:60:17:8F:60 | MH-DC-002-RACK-C | 33 | 1 | Ready | operator |  | Y | COL-MH-DC-002-1 | N
MH-DC-002-TOR-016 | MH-DC-002 | MH-DC-002-TOR-016 | Switch | access | JUNIPER | QFX5120-48Y | 22.2R3 | JU0011536 | 172.25.40.96 | A4:5E:60:BA:34:94 | MH-DC-002-RACK-C | 34 | 1 | Ready | operator |  | Y | COL-MH-DC-002-2 | N
MH-DC-002-TOR-017 | MH-DC-002 | MH-DC-002-TOR-017 | Switch | access | ARISTA | 7050SX3-48YC | EOS 4.31.1F | AR0011541 | 172.25.40.97 | A4:5E:60:9D:1D:00 | MH-DC-002-RACK-C | 35 | 1 | Ready | operator |  | Y | COL-MH-DC-002-1 | N
MH-DC-002-TOR-018 | MH-DC-002 | MH-DC-002-TOR-018 | Switch | access | ARISTA | 7050SX3-48YC | EOS 4.31.1F | AR0011549 | 172.25.40.98 | A4:5E:60:5A:3E:F7 | MH-DC-002-RACK-C | 36 | 1 | Ready | operator |  | Y | COL-MH-DC-002-2 | N
MH-DC-002-TOR-019 | MH-DC-002 | MH-DC-002-TOR-019 | Switch | access | ARISTA | 7050SX3-48YC | EOS 4.31.1F | AR0011558 | 172.25.40.99 | A4:5E:60:8B:F3:6E | MH-DC-002-RACK-D | 2 | 1 | Ready | operator |  | Y | COL-MH-DC-002-1 | N
MH-DC-002-TOR-020 | MH-DC-002 | MH-DC-002-TOR-020 | Switch | access | ARISTA | 7050SX3-48YC | EOS 4.31.1F | AR0011560 | 172.25.40.100 | A4:5E:60:31:B9:1F | MH-DC-002-RACK-D | 3 | 1 | Ready | operator |  | Y | COL-MH-DC-002-1 | N
MH-DC-002-TOR-021 | MH-DC-002 | MH-DC-002-TOR-021 | Switch | access | JUNIPER | QFX5120-48Y | 22.2R3 | JU0011572 | 172.25.40.101 | A4:5E:60:5B:A7:01 | MH-DC-002-RACK-D | 4 | 1 | Ready | operator |  | Y | COL-MH-DC-002-2 | N
MH-DC-002-TOR-022 | MH-DC-002 | MH-DC-002-TOR-022 | Switch | access | ARISTA | 7050SX3-48YC | EOS 4.31.1F | AR0011575 | 172.25.40.102 | A4:5E:60:EE:EE:36 | MH-DC-002-RACK-D | 5 | 1 | Ready | operator |  | Y | COL-MH-DC-002-1 | N
MH-DC-002-TOR-023 | MH-DC-002 | MH-DC-002-TOR-023 | Switch | access | ARISTA | 7050SX3-48YC | EOS 4.31.1F | AR0011587 | 172.25.40.103 | A4:5E:60:19:5A:92 | MH-DC-002-RACK-D | 6 | 1 | Ready | operator |  | Y | COL-MH-DC-002-2 | N
MH-DC-002-TOR-024 | MH-DC-002 | MH-DC-002-TOR-024 | Switch | access | ARISTA | 7050SX3-48YC | EOS 4.31.1F | AR0011594 | 172.25.40.104 | A4:5E:60:75:8B:82 | MH-DC-002-RACK-D | 7 | 1 | Ready | operator |  | Y | COL-MH-DC-002-1 | N
MH-DC-002-TOR-025 | MH-DC-002 | MH-DC-002-TOR-025 | Switch | access | CISCO | Nexus 93180YC | NX-OS 10.3(4a) | CS0011598 | 172.25.40.105 | A4:5E:60:C0:77:6E | MH-DC-002-RACK-D | 8 | 1 | Ready | operator |  | Y | COL-MH-DC-002-2 | N
MH-DC-002-TOR-026 | MH-DC-002 | MH-DC-002-TOR-026 | Switch | access | ARISTA | 7050SX3-48YC | EOS 4.31.1F | AR0011602 | 172.25.40.106 | A4:5E:60:35:10:56 | MH-DC-002-RACK-D | 9 | 1 | Ready | operator |  | Y | COL-MH-DC-002-1 | N
MH-DC-002-TOR-027 | MH-DC-002 | MH-DC-002-TOR-027 | Switch | access | CISCO | Nexus 93180YC | NX-OS 10.3(4a) | CS0011614-2 | 172.25.40.107 | A4:5E:60:84:D4:C3 | MH-DC-002-RACK-D | 10 | 1 | Ready | operator |  | Y | COL-MH-DC-002-2 | N
MH-DC-002-TOR-028 | MH-DC-002 | MH-DC-002-TOR-028 | Switch | access | JUNIPER | QFX5120-48Y | 22.2R3 | JU0011617 | 172.25.40.108 | A4:5E:60:AF:F8:C1 | MH-DC-002-RACK-D | 11 | 1 | Ready | operator |  | Y | COL-MH-DC-002-1 | N
MH-DC-002-TOR-029 | MH-DC-002 | MH-DC-002-TOR-029 | Switch | access | CISCO | Nexus 93180YC | NX-OS 10.3(4a) | CS0011626 | 172.25.40.109 | A4:5E:60:E0:5E:71 | MH-DC-002-RACK-D | 12 | 1 | Ready | operator |  | Y | COL-MH-DC-002-2 | N
MH-DC-002-NMS-01 | MH-DC-002 | MH-DC-002-NMS-01 | Server | access | DELL | PowerEdge R640 | ESXi 7.0u3 | DL0011633 | 172.25.40.110 | A4:5E:60:2E:4E:13 | MH-DC-002-RACK-F | 2 | 1 | Ready | operator |  | Y | COL-MH-DC-002-1 | N
MH-DC-002-NMS-02 | MH-DC-002 | MH-DC-002-NMS-02 | Server | access | HPE | ProLiant DL360 Gen10 | RHEL 8.8 | HP0011639 | 172.25.40.111 | A4:5E:60:0B:2B:DF | MH-DC-002-RACK-F | 3 | 1 | Ready | operator |  | Y | COL-MH-DC-002-2 | N
MH-DC-002-AAA-01 | MH-DC-002 | MH-DC-002-AAA-01 | Server | access | HPE | ProLiant DL360 Gen10 | RHEL 8.8 | HP0011647 | 172.25.40.112 | A4:5E:60:C7:EB:F2 | MH-DC-002-RACK-F | 4 | 1 | Ready | operator |  | Y | COL-MH-DC-002-2 | N
MH-DC-002-AAA-02 | MH-DC-002 | MH-DC-002-AAA-02 | Server | access | SUPERMICRO | SYS-120U-TNR | Ubuntu 20.04 | SM0011656 | 172.25.40.113 | A4:5E:60:55:74:3D | MH-DC-002-RACK-F | 5 | 1 | Ready | operator |  | Y | COL-MH-DC-002-1 | N
MH-DC-002-DNS-01 | MH-DC-002 | MH-DC-002-DNS-01 | Server | access | SUPERMICRO | SYS-120U-TNR | Ubuntu 20.04 | SM0011658 | 172.25.40.114 | A4:5E:60:98:EB:A0 | MH-DC-002-RACK-F | 6 | 1 | Ready | operator |  | Y | COL-MH-DC-002-2 | N
MH-DC-002-DNS-02 | MH-DC-002 | MH-DC-002-DNS-02 | Server | access | SUPERMICRO | SYS-120U-TNR | Ubuntu 20.04 | SM0011669 | 172.25.40.115 | A4:5E:60:7D:D3:06 | MH-DC-002-RACK-F | 7 | 1 | Ready | operator |  | Y | COL-MH-DC-002-1 | N
MH-DC-002-JMP-01 | MH-DC-002 | MH-DC-002-JMP-01 | Server | access | HPE | ProLiant DL360 Gen10 | RHEL 8.8 | HP0011678 | 172.25.40.116 | A4:5E:60:69:32:87 | MH-DC-002-RACK-F | 8 | 1 | Ready | operator |  | Y | COL-MH-DC-002-2 | N
MH-DC-002-BKP-01 | MH-DC-002 | MH-DC-002-BKP-01 | Server | access | HPE | ProLiant DL380 Gen11 | RHEL 9.3 | HP0011680 | 172.25.40.117 | A4:5E:60:B3:E9:22 | MH-DC-002-RACK-F | 9 | 2 | Ready | operator |  | Y | COL-MH-DC-002-2 | N
MH-DC-002-OSS-01 | MH-DC-002 | MH-DC-002-OSS-01 | Server | access | HPE | ProLiant DL380 Gen11 | RHEL 9.3 | HP0011687 | 172.25.40.118 | A4:5E:60:B8:02:F7 | MH-DC-002-RACK-F | 11 | 2 | Ready | operator |  | Y | COL-MH-DC-002-2 | N
MH-DC-002-OSS-02 | MH-DC-002 | MH-DC-002-OSS-02 | Server | access | HPE | ProLiant DL380 Gen11 | RHEL 9.3 | HP0011696 | 172.25.40.119 | A4:5E:60:F1:9C:4A | MH-DC-002-RACK-F | 13 | 2 | Ready | operator |  | Y | COL-MH-DC-002-1 | N
MH-DC-002-IMS-01 | MH-DC-002 | MH-DC-002-IMS-01 | Server | access | DELL | PowerEdge R760 | ESXi 8.0u2 | DL0011701 | 172.25.40.120 | A4:5E:60:45:7B:61 | MH-DC-002-RACK-F | 15 | 2 | Ready | operator |  | Y | COL-MH-DC-002-2 | N
MH-DC-002-IMS-02 | MH-DC-002 | MH-DC-002-IMS-02 | Server | access | SUPERMICRO | SYS-121H | Ubuntu 22.04 | SM0011708 | 172.25.40.121 | A4:5E:60:D5:16:2A | MH-DC-002-RACK-F | 17 | 2 | Ready | operator |  | Y | COL-MH-DC-002-1 | N
MH-DC-002-NFVI-CP-01 | MH-DC-002 | MH-DC-002-NFVI-CP-01 | Server | access | DELL | PowerEdge R760 | ESXi 8.0u2 | DL0011718 | 172.25.40.122 | A4:5E:60:62:EE:19 | MH-DC-002-RACK-F | 19 | 1 | Ready | operator |  | Y | COL-MH-DC-002-2 | N
MH-DC-002-NFVI-CP-02 | MH-DC-002 | MH-DC-002-NFVI-CP-02 | Server | access | DELL | PowerEdge R760 | ESXi 8.0u2 | DL0011723 | 172.25.40.123 | A4:5E:60:91:66:A1 | MH-DC-002-RACK-F | 20 | 1 | Ready | operator |  | Y | COL-MH-DC-002-1 | N
MH-DC-002-NFVI-CP-03 | MH-DC-002 | MH-DC-002-NFVI-CP-03 | Server | access | DELL | PowerEdge R760 | ESXi 8.0u2 | DL0011731 | 172.25.40.124 | A4:5E:60:55:96:9F | MH-DC-002-RACK-F | 21 | 1 | Ready | operator |  | Y | COL-MH-DC-002-2 | N
MH-DC-002-NFVI-CP-04 | MH-DC-002 | MH-DC-002-NFVI-CP-04 | Server | access | DELL | PowerEdge R760 | ESXi 8.0u2 | DL0011736 | 172.25.40.125 | A4:5E:60:FD:FC:79 | MH-DC-002-RACK-F | 22 | 1 | Ready | operator |  | Y | COL-MH-DC-002-1 | N
MH-DC-002-NFVI-UP-01 | MH-DC-002 | MH-DC-002-NFVI-UP-01 | Server | access | DELL | PowerEdge R760 | ESXi 8.0u2 | DL0011746 | 172.25.40.126 | A4:5E:60:D6:20:D1 | MH-DC-002-RACK-F | 23 | 2 | Ready | operator |  | Y | COL-MH-DC-002-2 | N
MH-DC-002-NFVI-UP-02 | MH-DC-002 | MH-DC-002-NFVI-UP-02 | Server | access | DELL | PowerEdge R760 | ESXi 8.0u2 | DL0011755 | 172.25.40.127 | A4:5E:60:6F:DF:C0 | MH-DC-002-RACK-G | 2 | 2 | Ready | operator |  | Y | COL-MH-DC-002-1 | N
MH-DC-002-NFVI-UP-03 | MH-DC-002 | MH-DC-002-NFVI-UP-03 | Server | access | DELL | PowerEdge R760 | ESXi 8.0u2 | DL0011759 | 172.25.40.128 | A4:5E:60:CD:0D:D7 | MH-DC-002-RACK-G | 4 | 2 | Ready | operator |  | Y | COL-MH-DC-002-2 | N
MH-DC-002-NFVI-UP-04 | MH-DC-002 | MH-DC-002-NFVI-UP-04 | Server | access | DELL | PowerEdge R760 | ESXi 8.0u2 | DL0011767 | 172.25.40.129 | A4:5E:60:69:1C:58 | MH-DC-002-RACK-G | 6 | 2 | Ready | operator |  | Y | COL-MH-DC-002-1 | N
MH-DC-002-NFVI-UP-05 | MH-DC-002 | MH-DC-002-NFVI-UP-05 | Server | access | DELL | PowerEdge R760 | ESXi 8.0u2 | DL0011774 | 172.25.40.130 | A4:5E:60:2F:58:CC | MH-DC-002-RACK-G | 8 | 2 | Ready | operator |  | Y | COL-MH-DC-002-2 | N
MH-DC-002-NFVI-UP-06 | MH-DC-002 | MH-DC-002-NFVI-UP-06 | Server | access | DELL | PowerEdge R760 | ESXi 8.0u2 | DL0011778 | 172.25.40.131 | A4:5E:60:79:AF:EE | MH-DC-002-RACK-G | 10 | 2 | Ready | operator |  | Y | COL-MH-DC-002-1 | N
MH-DC-002-NFVI-UP-07 | MH-DC-002 | MH-DC-002-NFVI-UP-07 | Server | access | DELL | PowerEdge R760 | ESXi 8.0u2 | DL0011784 | 172.25.40.132 | A4:5E:60:9A:86:2F | MH-DC-002-RACK-G | 12 | 2 | Ready | operator |  | Y | COL-MH-DC-002-2 | N
MH-DC-002-VRAN-CU-01 | MH-DC-002 | MH-DC-002-VRAN-CU-01 | Server | access | DELL | PowerEdge R760 | ESXi 8.0u2 | DL0011795 | 172.25.40.133 | A4:5E:60:37:B2:9E | MH-DC-002-RACK-G | 14 | 2 | Ready | operator |  | Y | COL-MH-DC-002-1 | N
MH-DC-002-VRAN-CU-02 | MH-DC-002 | MH-DC-002-VRAN-CU-02 | Server | access | DELL | PowerEdge R760 | ESXi 8.0u2 | DL0011804 | 172.25.40.134 | A4:5E:60:05:A4:A8 | MH-DC-002-RACK-G | 16 | 2 | Ready | operator |  | Y | COL-MH-DC-002-2 | N
MH-DC-002-VRAN-CU-03 | MH-DC-002 | MH-DC-002-VRAN-CU-03 | Server | access | DELL | PowerEdge R760 | ESXi 8.0u2 | DL0011811 | 172.25.40.135 | A4:5E:60:4F:E0:94 | MH-DC-002-RACK-G | 18 | 2 | Ready | operator |  | Y | COL-MH-DC-002-1 | N
Note on A1: Unique, for example MP-DC-001-BDR-01. Required: yes Type: text System field: NetworkElement.id
Note on B1: Required: yes Type: ref (from Sites) System field: NetworkElement.dcId
Note on C1: As configured on the device (used to match SNMP / LLDP). Required: yes Type: text System field: NetworkElement.name
Note on D1: Tenant gear = an opaque block of customer equipment (never polled). Required: yes Type: list (from device_role) System field: NetworkElement.role
Note on E1: core / spine / leaf / access. For hosts use access. Required: yes Type: list (from layer) System field: NetworkElement.layer
Note on F1: Tenant gear: "Tenant". Required: yes Type: text System field: NetworkElement.vendor
Note on G1: Required: yes Type: text System field: NetworkElement.model
Note on H1: Required: no Type: text System field: NetworkElement.os
Note on I1: Required for operator devices; must be unique. Required: in some cases Type: text System field: NetworkElement.serial
Note on J1: Required for monitored devices. Required: in some cases Type: ip System field: NetworkElement.ip
Note on K1: Required: no Type: text System field: NetworkElement.mac
Note on L1: Required: yes Type: ref (from Racks) System field: NetworkElement.rackId
Note on M1: Lowest U the device occupies (1 = bottom). Required: yes Type: integer System field: NetworkElement.u
Note on N1: Height in U. Required: yes Type: integer System field: NetworkElement.uSize
Note on O1: Planned = reserved rack space, not installed. Required: yes Type: list (from lifecycle) System field: NetworkElement.lifecycle
Note on P1: Required: yes Type: list (from owner) System field: OpsState tenant-owned
Note on Q1: Required when owner = tenant. Required: in some cases Type: ref (from Customers) System field: NetworkElement.tenantId
Note on R1: N = in the rack but not polled. Required: yes Type: list (from yes_no) System field: OpsState in-service / unmonitored
Note on S1: Required when monitored = Y. Required: in some cases Type: ref (from Collectors) System field: NetworkElement.collector
Note on T1: Y = border / PE router carrying the site's backhaul. Required: no Type: list (from yes_no) System field: NetworkElement.isPe

## Modules
device_id * | slot * | name * | serial
MH-DC-001-PE-T4-01 | RE0 | Routing Engine | JU0011000-RE0
MH-DC-001-PE-T4-01 | FPC0 | MPC (fixed) | JU0011000-F0
MH-DC-001-PE-T4-01 | PEM0 | Power supply AC | JU0011000-P0
MH-DC-001-PE-T4-01 | PEM1 | Power supply AC | JU0011000-P1
MH-DC-001-PE-T4-01 | FAN0 | Fan tray | JU0011000-FT
MH-DC-001-PE-T4-02 | RE0 | Routing Engine | JU0011012-RE0
MH-DC-001-PE-T4-02 | FPC0 | MPC (fixed) | JU0011012-F0
MH-DC-001-PE-T4-02 | PEM0 | Power supply AC | JU0011012-P0
MH-DC-001-PE-T4-02 | PEM1 | Power supply AC | JU0011012-P1
MH-DC-001-PE-T4-02 | FAN0 | Fan tray | JU0011012-FT
MH-DC-001-PE-T4-03 | RE0 | Routing Engine | CS0011018-RE0
MH-DC-001-PE-T4-03 | FPC0 | MPC7E-MRATE | CS0011018-F0
MH-DC-001-PE-T4-03 | PEM0 | Power supply AC | CS0011018-P0
MH-DC-001-PE-T4-03 | PEM1 | Power supply AC | CS0011018-P1
MH-DC-001-PE-T4-03 | FAN0 | Fan tray | CS0011018-FT
MH-DC-001-PE-T4-04 | RE0 | Routing Engine | CS0011027-RE0
MH-DC-001-PE-T4-04 | FPC0 | MPC7E-MRATE | CS0011027-F0
MH-DC-001-PE-T4-04 | PEM0 | Power supply AC | CS0011027-P0
MH-DC-001-PE-T4-04 | PEM1 | Power supply AC | CS0011027-P1
MH-DC-001-PE-T4-04 | FAN0 | Fan tray | CS0011027-FT
MH-DC-001-FW-01 | PSU1 | Power supply | FG0011031-P1
MH-DC-001-FW-01 | PSU2 | Power supply | FG0011031-P2
MH-DC-001-FW-01 | FAN | Fan module | FG0011031-FN
MH-DC-001-FW-02 | PSU1 | Power supply | FG0011035-P1
MH-DC-001-FW-02 | PSU2 | Power supply | FG0011035-P2
MH-DC-001-FW-02 | FAN | Fan module | FG0011035-FN
MH-DC-001-OLA-01 | PSU1 | Power supply | NK0011042-P1
MH-DC-001-OLA-01 | PSU2 | Power supply | NK0011042-P2
MH-DC-001-OLA-01 | FAN | Fan module | NK0011042-FN
MH-DC-001-OLA-02 | PSU1 | Power supply | NK0011055-P1
MH-DC-001-OLA-02 | PSU2 | Power supply | NK0011055-P2
MH-DC-001-OLA-02 | FAN | Fan module | NK0011055-FN
MH-DC-001-AGG-R01 | RE0 | Routing Engine | JU0011062-RE0
MH-DC-001-AGG-R01 | FPC0 | MPC7E-MRATE | JU0011062-F0
MH-DC-001-AGG-R01 | PEM0 | Power supply AC | JU0011062-P0
MH-DC-001-AGG-R01 | PEM1 | Power supply AC | JU0011062-P1
MH-DC-001-AGG-R01 | FAN0 | Fan tray | JU0011062-FT
MH-DC-001-AGG-R02 | RE0 | Routing Engine | JU0011065-RE0
MH-DC-001-AGG-R02 | FPC0 | MPC7E-MRATE | JU0011065-F0
MH-DC-001-AGG-R02 | PEM0 | Power supply AC | JU0011065-P0
MH-DC-001-AGG-R02 | PEM1 | Power supply AC | JU0011065-P1
MH-DC-001-AGG-R02 | FAN0 | Fan tray | JU0011065-FT
MH-DC-001-AGG-R03 | RE0 | Routing Engine | JU0011071-RE0
MH-DC-001-AGG-R03 | FPC0 | MPC7E-MRATE | JU0011071-F0
MH-DC-001-AGG-R03 | PEM0 | Power supply AC | JU0011071-P0
MH-DC-001-AGG-R03 | PEM1 | Power supply AC | JU0011071-P1
MH-DC-001-AGG-R03 | FAN0 | Fan tray | JU0011071-FT
MH-DC-001-AGG-R04 | RE0 | Routing Engine | JU0011083-RE0
MH-DC-001-AGG-R04 | FPC0 | MPC7E-MRATE | JU0011083-F0
MH-DC-001-AGG-R04 | PEM0 | Power supply AC | JU0011083-P0
MH-DC-001-AGG-R04 | PEM1 | Power supply AC | JU0011083-P1
MH-DC-001-AGG-R04 | FAN0 | Fan tray | JU0011083-FT
MH-DC-001-AGG-R05 | RE0 | Routing Engine | JU0011090-RE0
MH-DC-001-AGG-R05 | FPC0 | MPC7E-MRATE | JU0011090-F0
MH-DC-001-AGG-R05 | PEM0 | Power supply AC | JU0011090-P0
MH-DC-001-AGG-R05 | PEM1 | Power supply AC | JU0011090-P1
MH-DC-001-AGG-R05 | FAN0 | Fan tray | JU0011090-FT
MH-DC-001-AGG-R06 | RE0 | Routing Engine | JU0011096-RE0
MH-DC-001-AGG-R06 | FPC0 | MPC7E-MRATE | JU0011096-F0
MH-DC-001-AGG-R06 | PEM0 | Power supply AC | JU0011096-P0
MH-DC-001-AGG-R06 | PEM1 | Power supply AC | JU0011096-P1
MH-DC-001-AGG-R06 | FAN0 | Fan tray | JU0011096-FT
MH-DC-001-AGG-R07 | RE0 | Routing Engine | JU0011103-RE0
MH-DC-001-AGG-R07 | FPC0 | MPC7E-MRATE | JU0011103-F0
MH-DC-001-AGG-R07 | PEM0 | Power supply AC | JU0011103-P0
MH-DC-001-AGG-R07 | PEM1 | Power supply AC | JU0011103-P1
MH-DC-001-AGG-R07 | FAN0 | Fan tray | JU0011103-FT
MH-DC-001-AGG-R08 | RE0 | Routing Engine | JU0011109-RE0
MH-DC-001-AGG-R08 | FPC0 | MPC7E-MRATE | JU0011109-F0
MH-DC-001-AGG-R08 | PEM0 | Power supply AC | JU0011109-P0
MH-DC-001-AGG-R08 | PEM1 | Power supply AC | JU0011109-P1
MH-DC-001-AGG-R08 | FAN0 | Fan tray | JU0011109-FT
MH-DC-001-AGG-R09 | RE0 | Routing Engine | JU0011117-RE0
MH-DC-001-AGG-R09 | FPC0 | MPC7E-MRATE | JU0011117-F0
MH-DC-001-AGG-R09 | PEM0 | Power supply AC | JU0011117-P0
MH-DC-001-AGG-R09 | PEM1 | Power supply AC | JU0011117-P1
MH-DC-001-AGG-R09 | FAN0 | Fan tray | JU0011117-FT
MH-DC-001-AGG-R10 | RE0 | Routing Engine | JU0011122-RE0
MH-DC-001-AGG-R10 | FPC0 | MPC7E-MRATE | JU0011122-F0
MH-DC-001-AGG-R10 | PEM0 | Power supply AC | JU0011122-P0
MH-DC-001-AGG-R10 | PEM1 | Power supply AC | JU0011122-P1
MH-DC-001-AGG-R10 | FAN0 | Fan tray | JU0011122-FT
MH-DC-001-AGG-R11 | RE0 | Routing Engine | JU0011126-RE0
MH-DC-001-AGG-R11 | FPC0 | MPC7E-MRATE | JU0011126-F0
MH-DC-001-AGG-R11 | PEM0 | Power supply AC | JU0011126-P0
MH-DC-001-AGG-R11 | PEM1 | Power supply AC | JU0011126-P1
MH-DC-001-AGG-R11 | FAN0 | Fan tray | JU0011126-FT
MH-DC-001-AGG-R12 | RE0 | Routing Engine | JU0011138-RE0
MH-DC-001-AGG-R12 | FPC0 | MPC7E-MRATE | JU0011138-F0
MH-DC-001-AGG-R12 | PEM0 | Power supply AC | JU0011138-P0
MH-DC-001-AGG-R12 | PEM1 | Power supply AC | JU0011138-P1
MH-DC-001-AGG-R12 | FAN0 | Fan tray | JU0011138-FT
MH-DC-001-ACC-01 | PSU1 | Power supply | JU0011141-P1
MH-DC-001-ACC-01 | PSU2 | Power supply | JU0011141-P2
MH-DC-001-ACC-01 | FAN | Fan module | JU0011141-FN
MH-DC-001-ACC-02 | PSU1 | Power supply | JU0011151-P1
MH-DC-001-ACC-02 | PSU2 | Power supply | JU0011151-P2
MH-DC-001-ACC-02 | FAN | Fan module | JU0011151-FN
MH-DC-001-ACC-03 | PSU1 | Power supply | JU0011160-P1
MH-DC-001-ACC-03 | PSU2 | Power supply | JU0011160-P2
MH-DC-001-ACC-03 | FAN | Fan module | JU0011160-FN
MH-DC-001-ACC-04 | PSU1 | Power supply | AR0011167-P1
MH-DC-001-ACC-04 | PSU2 | Power supply | AR0011167-P2
MH-DC-001-ACC-04 | FAN | Fan module | AR0011167-FN
MH-DC-001-ACC-05 | PSU1 | Power supply | AR0011170-P1
MH-DC-001-ACC-05 | PSU2 | Power supply | AR0011170-P2
MH-DC-001-ACC-05 | FAN | Fan module | AR0011170-FN
MH-DC-001-ACC-06 | PSU1 | Power supply | AR0011175-P1
MH-DC-001-ACC-06 | PSU2 | Power supply | AR0011175-P2
MH-DC-001-ACC-06 | FAN | Fan module | AR0011175-FN
MH-DC-001-ACC-07 | PSU1 | Power supply | AR0011187-P1
MH-DC-001-ACC-07 | PSU2 | Power supply | AR0011187-P2
MH-DC-001-ACC-07 | FAN | Fan module | AR0011187-FN
MH-DC-001-ACC-08 | PSU1 | Power supply | JU0011195-P1
MH-DC-001-ACC-08 | PSU2 | Power supply | JU0011195-P2
MH-DC-001-ACC-08 | FAN | Fan module | JU0011195-FN
MH-DC-001-ACC-09 | PSU1 | Power supply | JU0011201-P1
MH-DC-001-ACC-09 | PSU2 | Power supply | JU0011201-P2
MH-DC-001-ACC-09 | FAN | Fan module | JU0011201-FN
MH-DC-001-ACC-10 | PSU1 | Power supply | JU0011207-P1
MH-DC-001-ACC-10 | PSU2 | Power supply | JU0011207-P2
MH-DC-001-ACC-10 | FAN | Fan module | JU0011207-FN
MH-DC-001-ACC-11 | PSU1 | Power supply | JU0011210-P1
MH-DC-001-ACC-11 | PSU2 | Power supply | JU0011210-P2
MH-DC-001-ACC-11 | FAN | Fan module | JU0011210-FN
MH-DC-001-ACC-12 | PSU1 | Power supply | JU0011223-P1
MH-DC-001-ACC-12 | PSU2 | Power supply | JU0011223-P2
MH-DC-001-ACC-12 | FAN | Fan module | JU0011223-FN
MH-DC-001-ACC-13 | PSU1 | Power supply | AR0011228-P1
MH-DC-001-ACC-13 | PSU2 | Power supply | AR0011228-P2
MH-DC-001-ACC-13 | FAN | Fan module | AR0011228-FN
MH-DC-001-ACC-14 | PSU1 | Power supply | CS0011236-P1
MH-DC-001-ACC-14 | PSU2 | Power supply | CS0011236-P2
MH-DC-001-ACC-14 | FAN | Fan module | CS0011236-FN
MH-DC-001-CSR-001 | PSU1 | Power supply | NK0011243-P1
MH-DC-001-CSR-001 | PSU2 | Power supply | NK0011243-P2
MH-DC-001-CSR-001 | FAN | Fan module | NK0011243-FN
MH-DC-001-CSR-002 | PSU1 | Power supply | NK0011247-P1
MH-DC-001-CSR-002 | PSU2 | Power supply | NK0011247-P2
MH-DC-001-CSR-002 | FAN | Fan module | NK0011247-FN
MH-DC-001-CSR-003 | PSU1 | Power supply | NK0011256-P1
MH-DC-001-CSR-003 | PSU2 | Power supply | NK0011256-P2
MH-DC-001-CSR-003 | FAN | Fan module | NK0011256-FN
MH-DC-001-CSR-004 | PSU1 | Power supply | JU0011264-P1
MH-DC-001-CSR-004 | PSU2 | Power supply | JU0011264-P2
MH-DC-001-CSR-004 | FAN | Fan module | JU0011264-FN
MH-DC-001-CSR-005 | PSU1 | Power supply | CS0011266-P1
MH-DC-001-CSR-005 | PSU2 | Power supply | CS0011266-P2
MH-DC-001-CSR-005 | FAN | Fan module | CS0011266-FN
MH-DC-001-CSR-006 | PSU1 | Power supply | CS0011273-P1
MH-DC-001-CSR-006 | PSU2 | Power supply | CS0011273-P2
MH-DC-001-CSR-006 | FAN | Fan module | CS0011273-FN
MH-DC-001-CSR-007 | PSU1 | Power supply | NK0011280-P1
MH-DC-001-CSR-007 | PSU2 | Power supply | NK0011280-P2
MH-DC-001-CSR-007 | FAN | Fan module | NK0011280-FN
MH-DC-001-CSR-008 | PSU1 | Power supply | JU0011289-P1
MH-DC-001-CSR-008 | PSU2 | Power supply | JU0011289-P2
MH-DC-001-CSR-008 | FAN | Fan module | JU0011289-FN
MH-DC-001-CSR-009 | PSU1 | Power supply | JU0011295-P1
MH-DC-001-CSR-009 | PSU2 | Power supply | JU0011295-P2
MH-DC-001-CSR-009 | FAN | Fan module | JU0011295-FN
MH-DC-001-CSR-010 | PSU1 | Power supply | JU0011306-P1
MH-DC-001-CSR-010 | PSU2 | Power supply | JU0011306-P2
MH-DC-001-CSR-010 | FAN | Fan module | JU0011306-FN
MH-DC-001-CSR-011 | PSU1 | Power supply | NK0011314-P1
MH-DC-001-CSR-011 | PSU2 | Power supply | NK0011314-P2
MH-DC-001-CSR-011 | FAN | Fan module | NK0011314-FN
MH-DC-001-CSR-012 | PSU1 | Power supply | JU0011319-P1
MH-DC-001-CSR-012 | PSU2 | Power supply | JU0011319-P2
MH-DC-001-CSR-012 | FAN | Fan module | JU0011319-FN
MH-DC-001-CSR-013 | PSU1 | Power supply | NK0011324-P1
MH-DC-001-CSR-013 | PSU2 | Power supply | NK0011324-P2
MH-DC-001-CSR-013 | FAN | Fan module | NK0011324-FN
MH-DC-001-CSR-014 | PSU1 | Power supply | JU0011333-P1
MH-DC-001-CSR-014 | PSU2 | Power supply | JU0011333-P2
MH-DC-001-CSR-014 | FAN | Fan module | JU0011333-FN
MH-DC-001-CSR-015 | PSU1 | Power supply | NK0011338-P1
MH-DC-001-CSR-015 | PSU2 | Power supply | NK0011338-P2
MH-DC-001-CSR-015 | FAN | Fan module | NK0011338-FN
MH-DC-001-CSR-016 | PSU1 | Power supply | CS0011349-P1
MH-DC-001-CSR-016 | PSU2 | Power supply | CS0011349-P2
MH-DC-001-CSR-016 | FAN | Fan module | CS0011349-FN
MH-DC-001-CSR-017 | PSU1 | Power supply | NK0011354-P1
MH-DC-001-CSR-017 | PSU2 | Power supply | NK0011354-P2
MH-DC-001-CSR-017 | FAN | Fan module | NK0011354-FN
MH-DC-001-CSR-018 | PSU1 | Power supply | CS0011359-P1
MH-DC-001-CSR-018 | PSU2 | Power supply | CS0011359-P2
MH-DC-001-CSR-018 | FAN | Fan module | CS0011359-FN
MH-DC-001-CSR-019 | PSU1 | Power supply | JU0011370-P1
MH-DC-001-CSR-019 | PSU2 | Power supply | JU0011370-P2
MH-DC-001-CSR-019 | FAN | Fan module | JU0011370-FN
MH-DC-001-CSR-020 | PSU1 | Power supply | CS0011376-P1
MH-DC-001-CSR-020 | PSU2 | Power supply | CS0011376-P2
MH-DC-001-CSR-020 | FAN | Fan module | CS0011376-FN
MH-DC-001-CSR-021 | PSU1 | Power supply | CS0011378-P1
MH-DC-001-CSR-021 | PSU2 | Power supply | CS0011378-P2
MH-DC-001-CSR-021 | FAN | Fan module | CS0011378-FN
MH-DC-001-CSR-022 | PSU1 | Power supply | JU0011390-P1
MH-DC-001-CSR-022 | PSU2 | Power supply | JU0011390-P2
MH-DC-001-CSR-022 | FAN | Fan module | JU0011390-FN
MH-DC-001-CSR-023 | PSU1 | Power supply | NK0011392-P1
MH-DC-001-CSR-023 | PSU2 | Power supply | NK0011392-P2
MH-DC-001-CSR-023 | FAN | Fan module | NK0011392-FN
MH-DC-001-CSR-024 | PSU1 | Power supply | JU0011404-P1
MH-DC-001-CSR-024 | PSU2 | Power supply | JU0011404-P2
MH-DC-001-CSR-024 | FAN | Fan module | JU0011404-FN
MH-DC-001-CSR-025 | PSU1 | Power supply | CS0011407-P1
MH-DC-001-CSR-025 | PSU2 | Power supply | CS0011407-P2
MH-DC-001-CSR-025 | FAN | Fan module | CS0011407-FN
MH-DC-001-CSR-026 | PSU1 | Power supply | NK0011413-P1
MH-DC-001-CSR-026 | PSU2 | Power supply | NK0011413-P2
MH-DC-001-CSR-026 | FAN | Fan module | NK0011413-FN
MH-DC-001-CSR-027 | PSU1 | Power supply | CS0011424-P1
MH-DC-001-CSR-027 | PSU2 | Power supply | CS0011424-P2
MH-DC-001-CSR-027 | FAN | Fan module | CS0011424-FN
MH-DC-001-CSR-028 | PSU1 | Power supply | CS0011427-P1
MH-DC-001-CSR-028 | PSU2 | Power supply | CS0011427-P2
MH-DC-001-CSR-028 | FAN | Fan module | CS0011427-FN
MH-DC-001-CSR-029 | PSU1 | Power supply | CS0011439-P1
MH-DC-001-CSR-029 | PSU2 | Power supply | CS0011439-P2
MH-DC-001-CSR-029 | FAN | Fan module | CS0011439-FN
MH-DC-001-CSR-030 | PSU1 | Power supply | JU0011442-P1
MH-DC-001-CSR-030 | PSU2 | Power supply | JU0011442-P2
MH-DC-001-CSR-030 | FAN | Fan module | JU0011442-FN
MH-DC-001-CSR-031 | PSU1 | Power supply | NK0011451-P1
MH-DC-001-CSR-031 | PSU2 | Power supply | NK0011451-P2
MH-DC-001-CSR-031 | FAN | Fan module | NK0011451-FN
MH-DC-001-CSR-032 | PSU1 | Power supply | CS0011461-P1
MH-DC-001-CSR-032 | PSU2 | Power supply | CS0011461-P2
MH-DC-001-CSR-032 | FAN | Fan module | CS0011461-FN
MH-DC-001-CSR-033 | PSU1 | Power supply | CS0011466-P1
MH-DC-001-CSR-033 | PSU2 | Power supply | CS0011466-P2
MH-DC-001-CSR-033 | FAN | Fan module | CS0011466-FN
MH-DC-001-CSR-034 | PSU1 | Power supply | CS0011470-P1
MH-DC-001-CSR-034 | PSU2 | Power supply | CS0011470-P2
MH-DC-001-CSR-034 | FAN | Fan module | CS0011470-FN
MH-DC-001-CSR-035 | PSU1 | Power supply | NK0011478-P1
MH-DC-001-CSR-035 | PSU2 | Power supply | NK0011478-P2
MH-DC-001-CSR-035 | FAN | Fan module | NK0011478-FN
MH-DC-001-CSR-036 | PSU1 | Power supply | NK0011483-P1
MH-DC-001-CSR-036 | PSU2 | Power supply | NK0011483-P2
MH-DC-001-CSR-036 | FAN | Fan module | NK0011483-FN
MH-DC-001-CSR-037 | PSU1 | Power supply | JU0011494-P1
MH-DC-001-CSR-037 | PSU2 | Power supply | JU0011494-P2
MH-DC-001-CSR-037 | FAN | Fan module | JU0011494-FN
MH-DC-001-CSR-038 | PSU1 | Power supply | CS0011500-P1
MH-DC-001-CSR-038 | PSU2 | Power supply | CS0011500-P2
MH-DC-001-CSR-038 | FAN | Fan module | CS0011500-FN
MH-DC-001-CSR-039 | PSU1 | Power supply | CS0011510-P1
MH-DC-001-CSR-039 | PSU2 | Power supply | CS0011510-P2
MH-DC-001-CSR-039 | FAN | Fan module | CS0011510-FN
MH-DC-001-CSR-040 | PSU1 | Power supply | NK0011515-P1
MH-DC-001-CSR-040 | PSU2 | Power supply | NK0011515-P2
MH-DC-001-CSR-040 | FAN | Fan module | NK0011515-FN
MH-DC-001-CSR-041 | PSU1 | Power supply | CS0011520-P1
MH-DC-001-CSR-041 | PSU2 | Power supply | CS0011520-P2
MH-DC-001-CSR-041 | FAN | Fan module | CS0011520-FN
MH-DC-001-CSR-042 | PSU1 | Power supply | CS0011529-P1
MH-DC-001-CSR-042 | PSU2 | Power supply | CS0011529-P2
MH-DC-001-CSR-042 | FAN | Fan module | CS0011529-FN
MH-DC-001-CSR-043 | PSU1 | Power supply | NK0011536-P1
MH-DC-001-CSR-043 | PSU2 | Power supply | NK0011536-P2
MH-DC-001-CSR-043 | FAN | Fan module | NK0011536-FN
MH-DC-001-CSR-044 | PSU1 | Power supply | CS0011543-P1
MH-DC-001-CSR-044 | PSU2 | Power supply | CS0011543-P2
MH-DC-001-CSR-044 | FAN | Fan module | CS0011543-FN
MH-DC-001-CSR-045 | PSU1 | Power supply | JU0011547-P1
MH-DC-001-CSR-045 | PSU2 | Power supply | JU0011547-P2
MH-DC-001-CSR-045 | FAN | Fan module | JU0011547-FN
MH-DC-001-CSR-046 | PSU1 | Power supply | NK0011558-P1
MH-DC-001-CSR-046 | PSU2 | Power supply | NK0011558-P2
MH-DC-001-CSR-046 | FAN | Fan module | NK0011558-FN
MH-DC-001-CSR-047 | PSU1 | Power supply | CS0011560-P1
MH-DC-001-CSR-047 | PSU2 | Power supply | CS0011560-P2
MH-DC-001-CSR-047 | FAN | Fan module | CS0011560-FN
MH-DC-001-CSR-048 | PSU1 | Power supply | CS0011567-P1
MH-DC-001-CSR-048 | PSU2 | Power supply | CS0011567-P2
MH-DC-001-CSR-048 | FAN | Fan module | CS0011567-FN
MH-DC-001-CSR-049 | PSU1 | Power supply | JU0011574-P1
MH-DC-001-CSR-049 | PSU2 | Power supply | JU0011574-P2
MH-DC-001-CSR-049 | FAN | Fan module | JU0011574-FN
MH-DC-001-CSR-050 | PSU1 | Power supply | CS0011587-P1
MH-DC-001-CSR-050 | PSU2 | Power supply | CS0011587-P2
MH-DC-001-CSR-050 | FAN | Fan module | CS0011587-FN
MH-DC-001-CSR-051 | PSU1 | Power supply | CS0011589-P1
MH-DC-001-CSR-051 | PSU2 | Power supply | CS0011589-P2
MH-DC-001-CSR-051 | FAN | Fan module | CS0011589-FN
MH-DC-001-CSR-052 | PSU1 | Power supply | NK0011600-P1
MH-DC-001-CSR-052 | PSU2 | Power supply | NK0011600-P2
MH-DC-001-CSR-052 | FAN | Fan module | NK0011600-FN
MH-DC-001-CSR-053 | PSU1 | Power supply | NK0011608-P1
MH-DC-001-CSR-053 | PSU2 | Power supply | NK0011608-P2
MH-DC-001-CSR-053 | FAN | Fan module | NK0011608-FN
MH-DC-001-CSR-054 | PSU1 | Power supply | CS0011614-P1
MH-DC-001-CSR-054 | PSU2 | Power supply | CS0011614-P2
MH-DC-001-CSR-054 | FAN | Fan module | CS0011614-FN
MH-DC-001-CSR-055 | PSU1 | Power supply | CS0011617-P1
MH-DC-001-CSR-055 | PSU2 | Power supply | CS0011617-P2
MH-DC-001-CSR-055 | FAN | Fan module | CS0011617-FN
MH-DC-001-CSR-056 | PSU1 | Power supply | NK0011623-P1
MH-DC-001-CSR-056 | PSU2 | Power supply | NK0011623-P2
MH-DC-001-CSR-056 | FAN | Fan module | NK0011623-FN
MH-DC-001-CSR-057 | PSU1 | Power supply | JU0011635-P1
MH-DC-001-CSR-057 | PSU2 | Power supply | JU0011635-P2
MH-DC-001-CSR-057 | FAN | Fan module | JU0011635-FN
MH-DC-001-CSR-058 | PSU1 | Power supply | CS0011643-P1
MH-DC-001-CSR-058 | PSU2 | Power supply | CS0011643-P2
MH-DC-001-CSR-058 | FAN | Fan module | CS0011643-FN
MH-DC-001-CSR-059 | PSU1 | Power supply | NK0011645-P1
MH-DC-001-CSR-059 | PSU2 | Power supply | NK0011645-P2
MH-DC-001-CSR-059 | FAN | Fan module | NK0011645-FN
MH-DC-001-CSR-060 | PSU1 | Power supply | JU0011655-P1
MH-DC-001-CSR-060 | PSU2 | Power supply | JU0011655-P2
MH-DC-001-CSR-060 | FAN | Fan module | JU0011655-FN
MH-DC-001-CSR-061 | PSU1 | Power supply | NK0011660-P1
MH-DC-001-CSR-061 | PSU2 | Power supply | NK0011660-P2
MH-DC-001-CSR-061 | FAN | Fan module | NK0011660-FN
MH-DC-001-CSR-062 | PSU1 | Power supply | JU0011670-P1
MH-DC-001-CSR-062 | PSU2 | Power supply | JU0011670-P2
MH-DC-001-CSR-062 | FAN | Fan module | JU0011670-FN
MH-DC-001-CSR-063 | PSU1 | Power supply | CS0011678-P1
MH-DC-001-CSR-063 | PSU2 | Power supply | CS0011678-P2
MH-DC-001-CSR-063 | FAN | Fan module | CS0011678-FN
MH-DC-001-CSR-064 | PSU1 | Power supply | JU0011683-P1
MH-DC-001-CSR-064 | PSU2 | Power supply | JU0011683-P2
MH-DC-001-CSR-064 | FAN | Fan module | JU0011683-FN
MH-DC-001-CSR-065 | PSU1 | Power supply | JU0011688-P1
MH-DC-001-CSR-065 | PSU2 | Power supply | JU0011688-P2
MH-DC-001-CSR-065 | FAN | Fan module | JU0011688-FN
MH-DC-001-CSR-066 | PSU1 | Power supply | JU0011693-P1
MH-DC-001-CSR-066 | PSU2 | Power supply | JU0011693-P2
MH-DC-001-CSR-066 | FAN | Fan module | JU0011693-FN
MH-DC-001-CSR-067 | PSU1 | Power supply | JU0011704-P1
MH-DC-001-CSR-067 | PSU2 | Power supply | JU0011704-P2
MH-DC-001-CSR-067 | FAN | Fan module | JU0011704-FN
MH-DC-001-CSR-068 | PSU1 | Power supply | NK0011712-P1
MH-DC-001-CSR-068 | PSU2 | Power supply | NK0011712-P2
MH-DC-001-CSR-068 | FAN | Fan module | NK0011712-FN
MH-DC-001-CSR-069 | PSU1 | Power supply | NK0011718-P1
MH-DC-001-CSR-069 | PSU2 | Power supply | NK0011718-P2
MH-DC-001-CSR-069 | FAN | Fan module | NK0011718-FN
MH-DC-001-NMS-01 | PSU1 | Power supply | DL0012258-P1
MH-DC-001-NMS-01 | PSU2 | Power supply | DL0012258-P2
MH-DC-001-NMS-01 | FAN | Fan module | DL0012258-FN
MH-DC-001-NMS-01 | DISK0 | NVMe 3.84 TB | DL0012258-D0
MH-DC-001-NMS-01 | DISK1 | NVMe 3.84 TB | DL0012258-D1
MH-DC-001-NMS-01 | DISK2 | NVMe 3.84 TB | DL0012258-D2
MH-DC-001-NMS-01 | DISK3 | NVMe 3.84 TB | DL0012258-D3
MH-DC-001-NMS-02 | PSU1 | Power supply | HP0012264-P1
MH-DC-001-NMS-02 | PSU2 | Power supply | HP0012264-P2
MH-DC-001-NMS-02 | FAN | Fan module | HP0012264-FN
MH-DC-001-NMS-02 | DISK0 | NVMe 3.84 TB | HP0012264-D0
MH-DC-001-NMS-02 | DISK1 | NVMe 3.84 TB | HP0012264-D1
MH-DC-001-NMS-02 | DISK2 | NVMe 3.84 TB | HP0012264-D2
MH-DC-001-NMS-02 | DISK3 | NVMe 3.84 TB | HP0012264-D3
MH-DC-001-AAA-01 | PSU1 | Power supply | SM0012272-P1
MH-DC-001-AAA-01 | PSU2 | Power supply | SM0012272-P2
MH-DC-001-AAA-01 | FAN | Fan module | SM0012272-FN
MH-DC-001-AAA-01 | DISK0 | NVMe 3.84 TB | SM0012272-D0
MH-DC-001-AAA-01 | DISK1 | NVMe 3.84 TB | SM0012272-D1
MH-DC-001-AAA-01 | DISK2 | NVMe 3.84 TB | SM0012272-D2
MH-DC-001-AAA-01 | DISK3 | NVMe 3.84 TB | SM0012272-D3
MH-DC-001-AAA-02 | PSU1 | Power supply | HP0012277-P1
MH-DC-001-AAA-02 | PSU2 | Power supply | HP0012277-P2
MH-DC-001-AAA-02 | FAN | Fan module | HP0012277-FN
MH-DC-001-AAA-02 | DISK0 | NVMe 3.84 TB | HP0012277-D0
MH-DC-001-AAA-02 | DISK1 | NVMe 3.84 TB | HP0012277-D1
MH-DC-001-AAA-02 | DISK2 | NVMe 3.84 TB | HP0012277-D2
MH-DC-001-AAA-02 | DISK3 | NVMe 3.84 TB | HP0012277-D3
MH-DC-001-DNS-01 | PSU1 | Power supply | DL0012284-P1
MH-DC-001-DNS-01 | PSU2 | Power supply | DL0012284-P2
MH-DC-001-DNS-01 | FAN | Fan module | DL0012284-FN
MH-DC-001-DNS-01 | DISK0 | NVMe 3.84 TB | DL0012284-D0
MH-DC-001-DNS-01 | DISK1 | NVMe 3.84 TB | DL0012284-D1
MH-DC-001-DNS-01 | DISK2 | NVMe 3.84 TB | DL0012284-D2
MH-DC-001-DNS-01 | DISK3 | NVMe 3.84 TB | DL0012284-D3
MH-DC-001-DNS-02 | PSU1 | Power supply | SM0012294-P1
MH-DC-001-DNS-02 | PSU2 | Power supply | SM0012294-P2
MH-DC-001-DNS-02 | FAN | Fan module | SM0012294-FN
MH-DC-001-DNS-02 | DISK0 | NVMe 3.84 TB | SM0012294-D0
MH-DC-001-DNS-02 | DISK1 | NVMe 3.84 TB | SM0012294-D1
MH-DC-001-DNS-02 | DISK2 | NVMe 3.84 TB | SM0012294-D2
MH-DC-001-DNS-02 | DISK3 | NVMe 3.84 TB | SM0012294-D3
MH-DC-001-JMP-01 | PSU1 | Power supply | SM0012298-P1
MH-DC-001-JMP-01 | PSU2 | Power supply | SM0012298-P2
MH-DC-001-JMP-01 | FAN | Fan module | SM0012298-FN
MH-DC-001-JMP-01 | DISK0 | NVMe 3.84 TB | SM0012298-D0
MH-DC-001-JMP-01 | DISK1 | NVMe 3.84 TB | SM0012298-D1
MH-DC-001-JMP-01 | DISK2 | NVMe 3.84 TB | SM0012298-D2
MH-DC-001-JMP-01 | DISK3 | NVMe 3.84 TB | SM0012298-D3
MH-DC-001-JMP-02 | PSU1 | Power supply | HP0012304-P1
MH-DC-001-JMP-02 | PSU2 | Power supply | HP0012304-P2
MH-DC-001-JMP-02 | FAN | Fan module | HP0012304-FN
MH-DC-001-JMP-02 | DISK0 | NVMe 3.84 TB | HP0012304-D0
MH-DC-001-JMP-02 | DISK1 | NVMe 3.84 TB | HP0012304-D1
MH-DC-001-JMP-02 | DISK2 | NVMe 3.84 TB | HP0012304-D2
MH-DC-001-JMP-02 | DISK3 | NVMe 3.84 TB | HP0012304-D3
MH-DC-001-BKP-01 | PSU1 | Power supply | DL0012315-P1
MH-DC-001-BKP-01 | PSU2 | Power supply | DL0012315-P2
MH-DC-001-BKP-01 | FAN | Fan module | DL0012315-FN
MH-DC-001-BKP-01 | DISK0 | NVMe 3.84 TB | DL0012315-D0
MH-DC-001-BKP-01 | DISK1 | NVMe 3.84 TB | DL0012315-D1
MH-DC-001-BKP-01 | DISK2 | NVMe 3.84 TB | DL0012315-D2
MH-DC-001-BKP-01 | DISK3 | NVMe 3.84 TB | DL0012315-D3
MH-DC-001-BKP-02 | PSU1 | Power supply | SM0012320-P1
MH-DC-001-BKP-02 | PSU2 | Power supply | SM0012320-P2
MH-DC-001-BKP-02 | FAN | Fan module | SM0012320-FN
MH-DC-001-BKP-02 | DISK0 | NVMe 3.84 TB | SM0012320-D0
MH-DC-001-BKP-02 | DISK1 | NVMe 3.84 TB | SM0012320-D1
MH-DC-001-BKP-02 | DISK2 | NVMe 3.84 TB | SM0012320-D2
MH-DC-001-BKP-02 | DISK3 | NVMe 3.84 TB | SM0012320-D3
MH-DC-001-OSS-01 | PSU1 | Power supply | DL0012325-P1
MH-DC-001-OSS-01 | PSU2 | Power supply | DL0012325-P2
MH-DC-001-OSS-01 | FAN | Fan module | DL0012325-FN
MH-DC-001-OSS-01 | DISK0 | NVMe 3.84 TB | DL0012325-D0
MH-DC-001-OSS-01 | DISK1 | NVMe 3.84 TB | DL0012325-D1
MH-DC-001-OSS-01 | DISK2 | NVMe 3.84 TB | DL0012325-D2
MH-DC-001-OSS-01 | DISK3 | NVMe 3.84 TB | DL0012325-D3
MH-DC-001-OSS-02 | PSU1 | Power supply | SM0012334-P1
MH-DC-001-OSS-02 | PSU2 | Power supply | SM0012334-P2
MH-DC-001-OSS-02 | FAN | Fan module | SM0012334-FN
MH-DC-001-OSS-02 | DISK0 | NVMe 3.84 TB | SM0012334-D0
MH-DC-001-OSS-02 | DISK1 | NVMe 3.84 TB | SM0012334-D1
MH-DC-001-OSS-02 | DISK2 | NVMe 3.84 TB | SM0012334-D2
MH-DC-001-OSS-02 | DISK3 | NVMe 3.84 TB | SM0012334-D3
MH-DC-001-OSS-03 | PSU1 | Power supply | HP0012342-P1
MH-DC-001-OSS-03 | PSU2 | Power supply | HP0012342-P2
MH-DC-001-OSS-03 | FAN | Fan module | HP0012342-FN
MH-DC-001-OSS-03 | DISK0 | NVMe 3.84 TB | HP0012342-D0
MH-DC-001-OSS-03 | DISK1 | NVMe 3.84 TB | HP0012342-D1
MH-DC-001-OSS-03 | DISK2 | NVMe 3.84 TB | HP0012342-D2
MH-DC-001-OSS-03 | DISK3 | NVMe 3.84 TB | HP0012342-D3
MH-DC-001-OSS-04 | PSU1 | Power supply | DL0012350-P1
MH-DC-001-OSS-04 | PSU2 | Power supply | DL0012350-P2
MH-DC-001-OSS-04 | FAN | Fan module | DL0012350-FN
MH-DC-001-OSS-04 | DISK0 | NVMe 3.84 TB | DL0012350-D0
MH-DC-001-OSS-04 | DISK1 | NVMe 3.84 TB | DL0012350-D1
MH-DC-001-OSS-04 | DISK2 | NVMe 3.84 TB | DL0012350-D2
MH-DC-001-OSS-04 | DISK3 | NVMe 3.84 TB | DL0012350-D3
MH-DC-001-BSS-01 | PSU1 | Power supply | DL0012352-P1
MH-DC-001-BSS-01 | PSU2 | Power supply | DL0012352-P2
MH-DC-001-BSS-01 | FAN | Fan module | DL0012352-FN
MH-DC-001-BSS-01 | DISK0 | NVMe 3.84 TB | DL0012352-D0
MH-DC-001-BSS-01 | DISK1 | NVMe 3.84 TB | DL0012352-D1
MH-DC-001-BSS-01 | DISK2 | NVMe 3.84 TB | DL0012352-D2
MH-DC-001-BSS-01 | DISK3 | NVMe 3.84 TB | DL0012352-D3
MH-DC-001-BSS-02 | PSU1 | Power supply | SM0012362-P1
MH-DC-001-BSS-02 | PSU2 | Power supply | SM0012362-P2
MH-DC-001-BSS-02 | FAN | Fan module | SM0012362-FN
MH-DC-001-BSS-02 | DISK0 | NVMe 3.84 TB | SM0012362-D0
MH-DC-001-BSS-02 | DISK1 | NVMe 3.84 TB | SM0012362-D1
MH-DC-001-BSS-02 | DISK2 | NVMe 3.84 TB | SM0012362-D2
MH-DC-001-BSS-02 | DISK3 | NVMe 3.84 TB | SM0012362-D3
MH-DC-001-BSS-03 | PSU1 | Power supply | HP0012370-P1
MH-DC-001-BSS-03 | PSU2 | Power supply | HP0012370-P2
MH-DC-001-BSS-03 | FAN | Fan module | HP0012370-FN
MH-DC-001-BSS-03 | DISK0 | NVMe 3.84 TB | HP0012370-D0
MH-DC-001-BSS-03 | DISK1 | NVMe 3.84 TB | HP0012370-D1
MH-DC-001-BSS-03 | DISK2 | NVMe 3.84 TB | HP0012370-D2
MH-DC-001-BSS-03 | DISK3 | NVMe 3.84 TB | HP0012370-D3
MH-DC-001-BSS-04 | PSU1 | Power supply | HP0012376-P1
MH-DC-001-BSS-04 | PSU2 | Power supply | HP0012376-P2
MH-DC-001-BSS-04 | FAN | Fan module | HP0012376-FN
MH-DC-001-BSS-04 | DISK0 | NVMe 3.84 TB | HP0012376-D0
MH-DC-001-BSS-04 | DISK1 | NVMe 3.84 TB | HP0012376-D1
MH-DC-001-BSS-04 | DISK2 | NVMe 3.84 TB | HP0012376-D2
MH-DC-001-BSS-04 | DISK3 | NVMe 3.84 TB | HP0012376-D3
MH-DC-001-IMS-01 | PSU1 | Power supply | HP0012384-P1
MH-DC-001-IMS-01 | PSU2 | Power supply | HP0012384-P2
MH-DC-001-IMS-01 | FAN | Fan module | HP0012384-FN
MH-DC-001-IMS-01 | DISK0 | NVMe 3.84 TB | HP0012384-D0
MH-DC-001-IMS-01 | DISK1 | NVMe 3.84 TB | HP0012384-D1
MH-DC-001-IMS-01 | DISK2 | NVMe 3.84 TB | HP0012384-D2
MH-DC-001-IMS-01 | DISK3 | NVMe 3.84 TB | HP0012384-D3
MH-DC-001-IMS-02 | PSU1 | Power supply | SM0012389-P1
MH-DC-001-IMS-02 | PSU2 | Power supply | SM0012389-P2
MH-DC-001-IMS-02 | FAN | Fan module | SM0012389-FN
MH-DC-001-IMS-02 | DISK0 | NVMe 3.84 TB | SM0012389-D0
MH-DC-001-IMS-02 | DISK1 | NVMe 3.84 TB | SM0012389-D1
MH-DC-001-IMS-02 | DISK2 | NVMe 3.84 TB | SM0012389-D2
MH-DC-001-IMS-02 | DISK3 | NVMe 3.84 TB | SM0012389-D3
MH-DC-001-IMS-03 | PSU1 | Power supply | DL0012393-P1
MH-DC-001-IMS-03 | PSU2 | Power supply | DL0012393-P2
MH-DC-001-IMS-03 | FAN | Fan module | DL0012393-FN
MH-DC-001-IMS-03 | DISK0 | NVMe 3.84 TB | DL0012393-D0
MH-DC-001-IMS-03 | DISK1 | NVMe 3.84 TB | DL0012393-D1
MH-DC-001-IMS-03 | DISK2 | NVMe 3.84 TB | DL0012393-D2
MH-DC-001-IMS-03 | DISK3 | NVMe 3.84 TB | DL0012393-D3
MH-DC-001-IMS-04 | PSU1 | Power supply | SM0012405-P1
MH-DC-001-IMS-04 | PSU2 | Power supply | SM0012405-P2
MH-DC-001-IMS-04 | FAN | Fan module | SM0012405-FN
MH-DC-001-IMS-04 | DISK0 | NVMe 3.84 TB | SM0012405-D0
MH-DC-001-IMS-04 | DISK1 | NVMe 3.84 TB | SM0012405-D1
MH-DC-001-IMS-04 | DISK2 | NVMe 3.84 TB | SM0012405-D2
MH-DC-001-IMS-04 | DISK3 | NVMe 3.84 TB | SM0012405-D3
MH-DC-001-NFVI-CP-01 | PSU1 | Power supply | SM0012407-P1
MH-DC-001-NFVI-CP-01 | PSU2 | Power supply | SM0012407-P2
MH-DC-001-NFVI-CP-01 | FAN | Fan module | SM0012407-FN
MH-DC-001-NFVI-CP-01 | DISK0 | NVMe 3.84 TB | SM0012407-D0
MH-DC-001-NFVI-CP-01 | DISK1 | NVMe 3.84 TB | SM0012407-D1
MH-DC-001-NFVI-CP-01 | DISK2 | NVMe 3.84 TB | SM0012407-D2
MH-DC-001-NFVI-CP-01 | DISK3 | NVMe 3.84 TB | SM0012407-D3
MH-DC-001-NFVI-CP-02 | PSU1 | Power supply | SM0012416-P1
MH-DC-001-NFVI-CP-02 | PSU2 | Power supply | SM0012416-P2
MH-DC-001-NFVI-CP-02 | FAN | Fan module | SM0012416-FN
MH-DC-001-NFVI-CP-02 | DISK0 | NVMe 3.84 TB | SM0012416-D0
MH-DC-001-NFVI-CP-02 | DISK1 | NVMe 3.84 TB | SM0012416-D1
MH-DC-001-NFVI-CP-02 | DISK2 | NVMe 3.84 TB | SM0012416-D2
MH-DC-001-NFVI-CP-02 | DISK3 | NVMe 3.84 TB | SM0012416-D3
MH-DC-001-NFVI-CP-03 | PSU1 | Power supply | SM0012427-P1
MH-DC-001-NFVI-CP-03 | PSU2 | Power supply | SM0012427-P2
MH-DC-001-NFVI-CP-03 | FAN | Fan module | SM0012427-FN
MH-DC-001-NFVI-CP-03 | DISK0 | NVMe 3.84 TB | SM0012427-D0
MH-DC-001-NFVI-CP-03 | DISK1 | NVMe 3.84 TB | SM0012427-D1
MH-DC-001-NFVI-CP-03 | DISK2 | NVMe 3.84 TB | SM0012427-D2
MH-DC-001-NFVI-CP-03 | DISK3 | NVMe 3.84 TB | SM0012427-D3
MH-DC-001-NFVI-CP-04 | PSU1 | Power supply | SM0012429-P1
MH-DC-001-NFVI-CP-04 | PSU2 | Power supply | SM0012429-P2
MH-DC-001-NFVI-CP-04 | FAN | Fan module | SM0012429-FN
MH-DC-001-NFVI-CP-04 | DISK0 | NVMe 3.84 TB | SM0012429-D0
MH-DC-001-NFVI-CP-04 | DISK1 | NVMe 3.84 TB | SM0012429-D1
MH-DC-001-NFVI-CP-04 | DISK2 | NVMe 3.84 TB | SM0012429-D2
MH-DC-001-NFVI-CP-04 | DISK3 | NVMe 3.84 TB | SM0012429-D3
MH-DC-001-NFVI-CP-05 | PSU1 | Power supply | SM0012435-P1
MH-DC-001-NFVI-CP-05 | PSU2 | Power supply | SM0012435-P2
MH-DC-001-NFVI-CP-05 | FAN | Fan module | SM0012435-FN
MH-DC-001-NFVI-CP-05 | DISK0 | NVMe 3.84 TB | SM0012435-D0
MH-DC-001-NFVI-CP-05 | DISK1 | NVMe 3.84 TB | SM0012435-D1
MH-DC-001-NFVI-CP-05 | DISK2 | NVMe 3.84 TB | SM0012435-D2
MH-DC-001-NFVI-CP-05 | DISK3 | NVMe 3.84 TB | SM0012435-D3
MH-DC-001-NFVI-CP-06 | PSU1 | Power supply | SM0012442-P1
MH-DC-001-NFVI-CP-06 | PSU2 | Power supply | SM0012442-P2
MH-DC-001-NFVI-CP-06 | FAN | Fan module | SM0012442-FN
MH-DC-001-NFVI-CP-06 | DISK0 | NVMe 3.84 TB | SM0012442-D0
MH-DC-001-NFVI-CP-06 | DISK1 | NVMe 3.84 TB | SM0012442-D1
MH-DC-001-NFVI-CP-06 | DISK2 | NVMe 3.84 TB | SM0012442-D2
MH-DC-001-NFVI-CP-06 | DISK3 | NVMe 3.84 TB | SM0012442-D3
MH-DC-001-NFVI-CP-07 | PSU1 | Power supply | SM0012451-P1
MH-DC-001-NFVI-CP-07 | PSU2 | Power supply | SM0012451-P2
MH-DC-001-NFVI-CP-07 | FAN | Fan module | SM0012451-FN
MH-DC-001-NFVI-CP-07 | DISK0 | NVMe 3.84 TB | SM0012451-D0
MH-DC-001-NFVI-CP-07 | DISK1 | NVMe 3.84 TB | SM0012451-D1
MH-DC-001-NFVI-CP-07 | DISK2 | NVMe 3.84 TB | SM0012451-D2
MH-DC-001-NFVI-CP-07 | DISK3 | NVMe 3.84 TB | SM0012451-D3
MH-DC-001-NFVI-CP-08 | PSU1 | Power supply | SM0012459-P1
MH-DC-001-NFVI-CP-08 | PSU2 | Power supply | SM0012459-P2
MH-DC-001-NFVI-CP-08 | FAN | Fan module | SM0012459-FN
MH-DC-001-NFVI-CP-08 | DISK0 | NVMe 3.84 TB | SM0012459-D0
MH-DC-001-NFVI-CP-08 | DISK1 | NVMe 3.84 TB | SM0012459-D1
MH-DC-001-NFVI-CP-08 | DISK2 | NVMe 3.84 TB | SM0012459-D2
MH-DC-001-NFVI-CP-08 | DISK3 | NVMe 3.84 TB | SM0012459-D3
MH-DC-001-NFVI-UP-01 | PSU1 | Power supply | SM0012466-P1
MH-DC-001-NFVI-UP-01 | PSU2 | Power supply | SM0012466-P2
MH-DC-001-NFVI-UP-01 | FAN | Fan module | SM0012466-FN
MH-DC-001-NFVI-UP-01 | DISK0 | NVMe 3.84 TB | SM0012466-D0
MH-DC-001-NFVI-UP-01 | DISK1 | NVMe 3.84 TB | SM0012466-D1
MH-DC-001-NFVI-UP-01 | DISK2 | NVMe 3.84 TB | SM0012466-D2
MH-DC-001-NFVI-UP-01 | DISK3 | NVMe 3.84 TB | SM0012466-D3
MH-DC-001-NFVI-UP-02 | PSU1 | Power supply | SM0012474-P1
MH-DC-001-NFVI-UP-02 | PSU2 | Power supply | SM0012474-P2
MH-DC-001-NFVI-UP-02 | FAN | Fan module | SM0012474-FN
MH-DC-001-NFVI-UP-02 | DISK0 | NVMe 3.84 TB | SM0012474-D0
MH-DC-001-NFVI-UP-02 | DISK1 | NVMe 3.84 TB | SM0012474-D1
MH-DC-001-NFVI-UP-02 | DISK2 | NVMe 3.84 TB | SM0012474-D2
MH-DC-001-NFVI-UP-02 | DISK3 | NVMe 3.84 TB | SM0012474-D3
MH-DC-001-NFVI-UP-03 | PSU1 | Power supply | SM0012480-P1
MH-DC-001-NFVI-UP-03 | PSU2 | Power supply | SM0012480-P2
MH-DC-001-NFVI-UP-03 | FAN | Fan module | SM0012480-FN
MH-DC-001-NFVI-UP-03 | DISK0 | NVMe 3.84 TB | SM0012480-D0
MH-DC-001-NFVI-UP-03 | DISK1 | NVMe 3.84 TB | SM0012480-D1
MH-DC-001-NFVI-UP-03 | DISK2 | NVMe 3.84 TB | SM0012480-D2
MH-DC-001-NFVI-UP-03 | DISK3 | NVMe 3.84 TB | SM0012480-D3
MH-DC-001-NFVI-UP-04 | PSU1 | Power supply | SM0012484-P1
MH-DC-001-NFVI-UP-04 | PSU2 | Power supply | SM0012484-P2
MH-DC-001-NFVI-UP-04 | FAN | Fan module | SM0012484-FN
MH-DC-001-NFVI-UP-04 | DISK0 | NVMe 3.84 TB | SM0012484-D0
MH-DC-001-NFVI-UP-04 | DISK1 | NVMe 3.84 TB | SM0012484-D1
MH-DC-001-NFVI-UP-04 | DISK2 | NVMe 3.84 TB | SM0012484-D2
MH-DC-001-NFVI-UP-04 | DISK3 | NVMe 3.84 TB | SM0012484-D3
MH-DC-001-NFVI-UP-05 | PSU1 | Power supply | SM0012497-P1
MH-DC-001-NFVI-UP-05 | PSU2 | Power supply | SM0012497-P2
MH-DC-001-NFVI-UP-05 | FAN | Fan module | SM0012497-FN
MH-DC-001-NFVI-UP-05 | DISK0 | NVMe 3.84 TB | SM0012497-D0
MH-DC-001-NFVI-UP-05 | DISK1 | NVMe 3.84 TB | SM0012497-D1
MH-DC-001-NFVI-UP-05 | DISK2 | NVMe 3.84 TB | SM0012497-D2
MH-DC-001-NFVI-UP-05 | DISK3 | NVMe 3.84 TB | SM0012497-D3
MH-DC-001-NFVI-UP-06 | PSU1 | Power supply | SM0012502-P1
MH-DC-001-NFVI-UP-06 | PSU2 | Power supply | SM0012502-P2
MH-DC-001-NFVI-UP-06 | FAN | Fan module | SM0012502-FN
MH-DC-001-NFVI-UP-06 | DISK0 | NVMe 3.84 TB | SM0012502-D0
MH-DC-001-NFVI-UP-06 | DISK1 | NVMe 3.84 TB | SM0012502-D1
MH-DC-001-NFVI-UP-06 | DISK2 | NVMe 3.84 TB | SM0012502-D2
MH-DC-001-NFVI-UP-06 | DISK3 | NVMe 3.84 TB | SM0012502-D3
MH-DC-001-NFVI-UP-07 | PSU1 | Power supply | SM0012505-P1
MH-DC-001-NFVI-UP-07 | PSU2 | Power supply | SM0012505-P2
MH-DC-001-NFVI-UP-07 | FAN | Fan module | SM0012505-FN
MH-DC-001-NFVI-UP-07 | DISK0 | NVMe 3.84 TB | SM0012505-D0
MH-DC-001-NFVI-UP-07 | DISK1 | NVMe 3.84 TB | SM0012505-D1
MH-DC-001-NFVI-UP-07 | DISK2 | NVMe 3.84 TB | SM0012505-D2
MH-DC-001-NFVI-UP-07 | DISK3 | NVMe 3.84 TB | SM0012505-D3
MH-DC-001-NFVI-UP-08 | PSU1 | Power supply | SM0012517-P1
MH-DC-001-NFVI-UP-08 | PSU2 | Power supply | SM0012517-P2
MH-DC-001-NFVI-UP-08 | FAN | Fan module | SM0012517-FN
MH-DC-001-NFVI-UP-08 | DISK0 | NVMe 3.84 TB | SM0012517-D0
MH-DC-001-NFVI-UP-08 | DISK1 | NVMe 3.84 TB | SM0012517-D1
MH-DC-001-NFVI-UP-08 | DISK2 | NVMe 3.84 TB | SM0012517-D2
MH-DC-001-NFVI-UP-08 | DISK3 | NVMe 3.84 TB | SM0012517-D3
MH-DC-001-NFVI-UP-09 | PSU1 | Power supply | SM0012524-P1
MH-DC-001-NFVI-UP-09 | PSU2 | Power supply | SM0012524-P2
MH-DC-001-NFVI-UP-09 | FAN | Fan module | SM0012524-FN
MH-DC-001-NFVI-UP-09 | DISK0 | NVMe 3.84 TB | SM0012524-D0
MH-DC-001-NFVI-UP-09 | DISK1 | NVMe 3.84 TB | SM0012524-D1
MH-DC-001-NFVI-UP-09 | DISK2 | NVMe 3.84 TB | SM0012524-D2
MH-DC-001-NFVI-UP-09 | DISK3 | NVMe 3.84 TB | SM0012524-D3
MH-DC-001-NFVI-UP-10 | PSU1 | Power supply | SM0012532-P1
MH-DC-001-NFVI-UP-10 | PSU2 | Power supply | SM0012532-P2
MH-DC-001-NFVI-UP-10 | FAN | Fan module | SM0012532-FN
MH-DC-001-NFVI-UP-10 | DISK0 | NVMe 3.84 TB | SM0012532-D0
MH-DC-001-NFVI-UP-10 | DISK1 | NVMe 3.84 TB | SM0012532-D1
MH-DC-001-NFVI-UP-10 | DISK2 | NVMe 3.84 TB | SM0012532-D2
MH-DC-001-NFVI-UP-10 | DISK3 | NVMe 3.84 TB | SM0012532-D3
MH-DC-001-NFVI-UP-11 | PSU1 | Power supply | SM0012537-P1
MH-DC-001-NFVI-UP-11 | PSU2 | Power supply | SM0012537-P2
MH-DC-001-NFVI-UP-11 | FAN | Fan module | SM0012537-FN
MH-DC-001-NFVI-UP-11 | DISK0 | NVMe 3.84 TB | SM0012537-D0
MH-DC-001-NFVI-UP-11 | DISK1 | NVMe 3.84 TB | SM0012537-D1
MH-DC-001-NFVI-UP-11 | DISK2 | NVMe 3.84 TB | SM0012537-D2
MH-DC-001-NFVI-UP-11 | DISK3 | NVMe 3.84 TB | SM0012537-D3
MH-DC-001-NFVI-UP-12 | PSU1 | Power supply | SM0012542-P1
MH-DC-001-NFVI-UP-12 | PSU2 | Power supply | SM0012542-P2
MH-DC-001-NFVI-UP-12 | FAN | Fan module | SM0012542-FN
MH-DC-001-NFVI-UP-12 | DISK0 | NVMe 3.84 TB | SM0012542-D0
MH-DC-001-NFVI-UP-12 | DISK1 | NVMe 3.84 TB | SM0012542-D1
MH-DC-001-NFVI-UP-12 | DISK2 | NVMe 3.84 TB | SM0012542-D2
MH-DC-001-NFVI-UP-12 | DISK3 | NVMe 3.84 TB | SM0012542-D3
MH-DC-001-NFVI-UP-13 | PSU1 | Power supply | SM0012547-P1
MH-DC-001-NFVI-UP-13 | PSU2 | Power supply | SM0012547-P2
MH-DC-001-NFVI-UP-13 | FAN | Fan module | SM0012547-FN
MH-DC-001-NFVI-UP-13 | DISK0 | NVMe 3.84 TB | SM0012547-D0
MH-DC-001-NFVI-UP-13 | DISK1 | NVMe 3.84 TB | SM0012547-D1
MH-DC-001-NFVI-UP-13 | DISK2 | NVMe 3.84 TB | SM0012547-D2
MH-DC-001-NFVI-UP-13 | DISK3 | NVMe 3.84 TB | SM0012547-D3
MH-DC-001-NFVI-UP-14 | PSU1 | Power supply | SM0012560-P1
MH-DC-001-NFVI-UP-14 | PSU2 | Power supply | SM0012560-P2
MH-DC-001-NFVI-UP-14 | FAN | Fan module | SM0012560-FN
MH-DC-001-NFVI-UP-14 | DISK0 | NVMe 3.84 TB | SM0012560-D0
MH-DC-001-NFVI-UP-14 | DISK1 | NVMe 3.84 TB | SM0012560-D1
MH-DC-001-NFVI-UP-14 | DISK2 | NVMe 3.84 TB | SM0012560-D2
MH-DC-001-NFVI-UP-14 | DISK3 | NVMe 3.84 TB | SM0012560-D3
MH-DC-001-VRAN-CU-01 | PSU1 | Power supply | SM0012567-P1
MH-DC-001-VRAN-CU-01 | PSU2 | Power supply | SM0012567-P2
MH-DC-001-VRAN-CU-01 | FAN | Fan module | SM0012567-FN
MH-DC-001-VRAN-CU-01 | DISK0 | NVMe 3.84 TB | SM0012567-D0
MH-DC-001-VRAN-CU-01 | DISK1 | NVMe 3.84 TB | SM0012567-D1
MH-DC-001-VRAN-CU-01 | DISK2 | NVMe 3.84 TB | SM0012567-D2
MH-DC-001-VRAN-CU-01 | DISK3 | NVMe 3.84 TB | SM0012567-D3
MH-DC-001-VRAN-CU-02 | PSU1 | Power supply | SM0012569-P1
MH-DC-001-VRAN-CU-02 | PSU2 | Power supply | SM0012569-P2
MH-DC-001-VRAN-CU-02 | FAN | Fan module | SM0012569-FN
MH-DC-001-VRAN-CU-02 | DISK0 | NVMe 3.84 TB | SM0012569-D0
MH-DC-001-VRAN-CU-02 | DISK1 | NVMe 3.84 TB | SM0012569-D1
MH-DC-001-VRAN-CU-02 | DISK2 | NVMe 3.84 TB | SM0012569-D2
MH-DC-001-VRAN-CU-02 | DISK3 | NVMe 3.84 TB | SM0012569-D3
MH-DC-001-VRAN-CU-03 | PSU1 | Power supply | SM0012577-P1
MH-DC-001-VRAN-CU-03 | PSU2 | Power supply | SM0012577-P2
MH-DC-001-VRAN-CU-03 | FAN | Fan module | SM0012577-FN
MH-DC-001-VRAN-CU-03 | DISK0 | NVMe 3.84 TB | SM0012577-D0
MH-DC-001-VRAN-CU-03 | DISK1 | NVMe 3.84 TB | SM0012577-D1
MH-DC-001-VRAN-CU-03 | DISK2 | NVMe 3.84 TB | SM0012577-D2
MH-DC-001-VRAN-CU-03 | DISK3 | NVMe 3.84 TB | SM0012577-D3
MH-DC-001-VRAN-CU-04 | PSU1 | Power supply | SM0012584-P1
MH-DC-001-VRAN-CU-04 | PSU2 | Power supply | SM0012584-P2
MH-DC-001-VRAN-CU-04 | FAN | Fan module | SM0012584-FN
MH-DC-001-VRAN-CU-04 | DISK0 | NVMe 3.84 TB | SM0012584-D0
MH-DC-001-VRAN-CU-04 | DISK1 | NVMe 3.84 TB | SM0012584-D1
MH-DC-001-VRAN-CU-04 | DISK2 | NVMe 3.84 TB | SM0012584-D2
MH-DC-001-VRAN-CU-04 | DISK3 | NVMe 3.84 TB | SM0012584-D3
MH-DC-001-VRAN-CU-05 | PSU1 | Power supply | SM0012595-P1
MH-DC-001-VRAN-CU-05 | PSU2 | Power supply | SM0012595-P2
MH-DC-001-VRAN-CU-05 | FAN | Fan module | SM0012595-FN
MH-DC-001-VRAN-CU-05 | DISK0 | NVMe 3.84 TB | SM0012595-D0
MH-DC-001-VRAN-CU-05 | DISK1 | NVMe 3.84 TB | SM0012595-D1
MH-DC-001-VRAN-CU-05 | DISK2 | NVMe 3.84 TB | SM0012595-D2
MH-DC-001-VRAN-CU-05 | DISK3 | NVMe 3.84 TB | SM0012595-D3
MH-DC-001-VRAN-CU-06 | PSU1 | Power supply | SM0012596-P1
MH-DC-001-VRAN-CU-06 | PSU2 | Power supply | SM0012596-P2
MH-DC-001-VRAN-CU-06 | FAN | Fan module | SM0012596-FN
MH-DC-001-VRAN-CU-06 | DISK0 | NVMe 3.84 TB | SM0012596-D0
MH-DC-001-VRAN-CU-06 | DISK1 | NVMe 3.84 TB | SM0012596-D1
MH-DC-001-VRAN-CU-06 | DISK2 | NVMe 3.84 TB | SM0012596-D2
MH-DC-001-VRAN-CU-06 | DISK3 | NVMe 3.84 TB | SM0012596-D3
MH-DC-002-PE-T4-01 | RE0 | Routing Engine | JU0011001-RE0
MH-DC-002-PE-T4-01 | FPC0 | MPC (fixed) | JU0011001-F0
MH-DC-002-PE-T4-01 | PEM0 | Power supply AC | JU0011001-P0
MH-DC-002-PE-T4-01 | PEM1 | Power supply AC | JU0011001-P1
MH-DC-002-PE-T4-01 | FAN0 | Fan tray | JU0011001-FT
MH-DC-002-PE-T4-02 | RE0 | Routing Engine | JU0011008-RE0
MH-DC-002-PE-T4-02 | FPC0 | MPC (fixed) | JU0011008-F0
MH-DC-002-PE-T4-02 | PEM0 | Power supply AC | JU0011008-P0
MH-DC-002-PE-T4-02 | PEM1 | Power supply AC | JU0011008-P1
MH-DC-002-PE-T4-02 | FAN0 | Fan tray | JU0011008-FT
MH-DC-002-PE-T4-03 | RE0 | Routing Engine | CS0011017-RE0
MH-DC-002-PE-T4-03 | FPC0 | MPC7E-MRATE | CS0011017-F0
MH-DC-002-PE-T4-03 | PEM0 | Power supply AC | CS0011017-P0
MH-DC-002-PE-T4-03 | PEM1 | Power supply AC | CS0011017-P1
MH-DC-002-PE-T4-03 | FAN0 | Fan tray | CS0011017-FT
MH-DC-002-PE-T4-04 | RE0 | Routing Engine | CS0011023-RE0
MH-DC-002-PE-T4-04 | FPC0 | MPC7E-MRATE | CS0011023-F0
MH-DC-002-PE-T4-04 | PEM0 | Power supply AC | CS0011023-P0
MH-DC-002-PE-T4-04 | PEM1 | Power supply AC | CS0011023-P1
MH-DC-002-PE-T4-04 | FAN0 | Fan tray | CS0011023-FT
MH-DC-002-OLA-01 | PSU1 | Power supply | CI0011032-P1
MH-DC-002-OLA-01 | PSU2 | Power supply | CI0011032-P2
MH-DC-002-OLA-01 | FAN | Fan module | CI0011032-FN
MH-DC-002-AGG-R01 | RE0 | Routing Engine | JU0011036-RE0
MH-DC-002-AGG-R01 | FPC0 | MPC7E-MRATE | JU0011036-F0
MH-DC-002-AGG-R01 | PEM0 | Power supply AC | JU0011036-P0
MH-DC-002-AGG-R01 | PEM1 | Power supply AC | JU0011036-P1
MH-DC-002-AGG-R01 | FAN0 | Fan tray | JU0011036-FT
MH-DC-002-AGG-R02 | RE0 | Routing Engine | JU0011043-RE0
MH-DC-002-AGG-R02 | FPC0 | MPC7E-MRATE | JU0011043-F0
MH-DC-002-AGG-R02 | PEM0 | Power supply AC | JU0011043-P0
MH-DC-002-AGG-R02 | PEM1 | Power supply AC | JU0011043-P1
MH-DC-002-AGG-R02 | FAN0 | Fan tray | JU0011043-FT
MH-DC-002-AGG-R03 | RE0 | Routing Engine | JU0011052-RE0
MH-DC-002-AGG-R03 | FPC0 | MPC7E-MRATE | JU0011052-F0
MH-DC-002-AGG-R03 | PEM0 | Power supply AC | JU0011052-P0
MH-DC-002-AGG-R03 | PEM1 | Power supply AC | JU0011052-P1
MH-DC-002-AGG-R03 | FAN0 | Fan tray | JU0011052-FT
MH-DC-002-AGG-R04 | RE0 | Routing Engine | JU0011059-RE0
MH-DC-002-AGG-R04 | FPC0 | MPC7E-MRATE | JU0011059-F0
MH-DC-002-AGG-R04 | PEM0 | Power supply AC | JU0011059-P0
MH-DC-002-AGG-R04 | PEM1 | Power supply AC | JU0011059-P1
MH-DC-002-AGG-R04 | FAN0 | Fan tray | JU0011059-FT
MH-DC-002-AGG-R05 | RE0 | Routing Engine | JU0011067-RE0
MH-DC-002-AGG-R05 | FPC0 | MPC7E-MRATE | JU0011067-F0
MH-DC-002-AGG-R05 | PEM0 | Power supply AC | JU0011067-P0
MH-DC-002-AGG-R05 | PEM1 | Power supply AC | JU0011067-P1
MH-DC-002-AGG-R05 | FAN0 | Fan tray | JU0011067-FT
MH-DC-002-AGG-R06 | RE0 | Routing Engine | JU0011075-RE0
MH-DC-002-AGG-R06 | FPC0 | MPC7E-MRATE | JU0011075-F0
MH-DC-002-AGG-R06 | PEM0 | Power supply AC | JU0011075-P0
MH-DC-002-AGG-R06 | PEM1 | Power supply AC | JU0011075-P1
MH-DC-002-AGG-R06 | FAN0 | Fan tray | JU0011075-FT
MH-DC-002-ACC-01 | PSU1 | Power supply | AR0011078-P1
MH-DC-002-ACC-01 | PSU2 | Power supply | AR0011078-P2
MH-DC-002-ACC-01 | FAN | Fan module | AR0011078-FN
MH-DC-002-ACC-02 | PSU1 | Power supply | CS0011086-P1
MH-DC-002-ACC-02 | PSU2 | Power supply | CS0011086-P2
MH-DC-002-ACC-02 | FAN | Fan module | CS0011086-FN
MH-DC-002-ACC-03 | PSU1 | Power supply | AR0011094-P1
MH-DC-002-ACC-03 | PSU2 | Power supply | AR0011094-P2
MH-DC-002-ACC-03 | FAN | Fan module | AR0011094-FN
MH-DC-002-ACC-04 | PSU1 | Power supply | JU0011098-P1
MH-DC-002-ACC-04 | PSU2 | Power supply | JU0011098-P2
MH-DC-002-ACC-04 | FAN | Fan module | JU0011098-FN
MH-DC-002-ACC-05 | PSU1 | Power supply | CS0011105-P1
MH-DC-002-ACC-05 | PSU2 | Power supply | CS0011105-P2
MH-DC-002-ACC-05 | FAN | Fan module | CS0011105-FN
MH-DC-002-ACC-06 | PSU1 | Power supply | CS0011118-P1
MH-DC-002-ACC-06 | PSU2 | Power supply | CS0011118-P2
MH-DC-002-ACC-06 | FAN | Fan module | CS0011118-FN
MH-DC-002-ACC-07 | PSU1 | Power supply | CS0011122-P1
MH-DC-002-ACC-07 | PSU2 | Power supply | CS0011122-P2
MH-DC-002-ACC-07 | FAN | Fan module | CS0011122-FN
MH-DC-002-CSR-001 | PSU1 | Power supply | NK0011131-P1
MH-DC-002-CSR-001 | PSU2 | Power supply | NK0011131-P2
MH-DC-002-CSR-001 | FAN | Fan module | NK0011131-FN
MH-DC-002-CSR-002 | PSU1 | Power supply | CS0011135-P1
MH-DC-002-CSR-002 | PSU2 | Power supply | CS0011135-P2
MH-DC-002-CSR-002 | FAN | Fan module | CS0011135-FN
MH-DC-002-CSR-003 | PSU1 | Power supply | JU0011144-P1
MH-DC-002-CSR-003 | PSU2 | Power supply | JU0011144-P2
MH-DC-002-CSR-003 | FAN | Fan module | JU0011144-FN
MH-DC-002-CSR-004 | PSU1 | Power supply | JU0011151-P1
MH-DC-002-CSR-004 | PSU2 | Power supply | JU0011151-P2
MH-DC-002-CSR-004 | FAN | Fan module | JU0011151-FN
MH-DC-002-CSR-005 | PSU1 | Power supply | CS0011158-P1
MH-DC-002-CSR-005 | PSU2 | Power supply | CS0011158-P2
MH-DC-002-CSR-005 | FAN | Fan module | CS0011158-FN
MH-DC-002-CSR-006 | PSU1 | Power supply | JU0011166-P1
MH-DC-002-CSR-006 | PSU2 | Power supply | JU0011166-P2
MH-DC-002-CSR-006 | FAN | Fan module | JU0011166-FN
MH-DC-002-CSR-007 | PSU1 | Power supply | CS0011169-P1
MH-DC-002-CSR-007 | PSU2 | Power supply | CS0011169-P2
MH-DC-002-CSR-007 | FAN | Fan module | CS0011169-FN
MH-DC-002-CSR-008 | PSU1 | Power supply | JU0011176-P1
MH-DC-002-CSR-008 | PSU2 | Power supply | JU0011176-P2
MH-DC-002-CSR-008 | FAN | Fan module | JU0011176-FN
MH-DC-002-CSR-009 | PSU1 | Power supply | CS0011184-P1
MH-DC-002-CSR-009 | PSU2 | Power supply | CS0011184-P2
MH-DC-002-CSR-009 | FAN | Fan module | CS0011184-FN
MH-DC-002-CSR-010 | PSU1 | Power supply | JU0011191-P1
MH-DC-002-CSR-010 | PSU2 | Power supply | JU0011191-P2
MH-DC-002-CSR-010 | FAN | Fan module | JU0011191-FN
MH-DC-002-CSR-011 | PSU1 | Power supply | JU0011199-P1
MH-DC-002-CSR-011 | PSU2 | Power supply | JU0011199-P2
MH-DC-002-CSR-011 | FAN | Fan module | JU0011199-FN
MH-DC-002-CSR-012 | PSU1 | Power supply | CS0011206-P1
MH-DC-002-CSR-012 | PSU2 | Power supply | CS0011206-P2
MH-DC-002-CSR-012 | FAN | Fan module | CS0011206-FN
MH-DC-002-CSR-013 | PSU1 | Power supply | JU0011212-P1
MH-DC-002-CSR-013 | PSU2 | Power supply | JU0011212-P2
MH-DC-002-CSR-013 | FAN | Fan module | JU0011212-FN
MH-DC-002-CSR-014 | PSU1 | Power supply | NK0011223-P1
MH-DC-002-CSR-014 | PSU2 | Power supply | NK0011223-P2
MH-DC-002-CSR-014 | FAN | Fan module | NK0011223-FN
MH-DC-002-CSR-015 | PSU1 | Power supply | CS0011229-P1
MH-DC-002-CSR-015 | PSU2 | Power supply | CS0011229-P2
MH-DC-002-CSR-015 | FAN | Fan module | CS0011229-FN
MH-DC-002-CSR-016 | PSU1 | Power supply | JU0011233-P1
MH-DC-002-CSR-016 | PSU2 | Power supply | JU0011233-P2
MH-DC-002-CSR-016 | FAN | Fan module | JU0011233-FN
MH-DC-002-CSR-017 | PSU1 | Power supply | NK0011243-P1
MH-DC-002-CSR-017 | PSU2 | Power supply | NK0011243-P2
MH-DC-002-CSR-017 | FAN | Fan module | NK0011243-FN
MH-DC-002-CSR-018 | PSU1 | Power supply | NK0011248-P1
MH-DC-002-CSR-018 | PSU2 | Power supply | NK0011248-P2
MH-DC-002-CSR-018 | FAN | Fan module | NK0011248-FN
MH-DC-002-CSR-019 | PSU1 | Power supply | CS0011255-P1
MH-DC-002-CSR-019 | PSU2 | Power supply | CS0011255-P2
MH-DC-002-CSR-019 | FAN | Fan module | CS0011255-FN
MH-DC-002-CSR-020 | PSU1 | Power supply | JU0011262-P1
MH-DC-002-CSR-020 | PSU2 | Power supply | JU0011262-P2
MH-DC-002-CSR-020 | FAN | Fan module | JU0011262-FN
MH-DC-002-CSR-021 | PSU1 | Power supply | CS0011269-P1
MH-DC-002-CSR-021 | PSU2 | Power supply | CS0011269-P2
MH-DC-002-CSR-021 | FAN | Fan module | CS0011269-FN
MH-DC-002-CSR-022 | PSU1 | Power supply | NK0011274-P1
MH-DC-002-CSR-022 | PSU2 | Power supply | NK0011274-P2
MH-DC-002-CSR-022 | FAN | Fan module | NK0011274-FN
MH-DC-002-CSR-023 | PSU1 | Power supply | JU0011282-P1
MH-DC-002-CSR-023 | PSU2 | Power supply | JU0011282-P2
MH-DC-002-CSR-023 | FAN | Fan module | JU0011282-FN
MH-DC-002-CSR-024 | PSU1 | Power supply | CS0011287-P1
MH-DC-002-CSR-024 | PSU2 | Power supply | CS0011287-P2
MH-DC-002-CSR-024 | FAN | Fan module | CS0011287-FN
MH-DC-002-CSR-025 | PSU1 | Power supply | NK0011297-P1
MH-DC-002-CSR-025 | PSU2 | Power supply | NK0011297-P2
MH-DC-002-CSR-025 | FAN | Fan module | NK0011297-FN
MH-DC-002-CSR-026 | PSU1 | Power supply | JU0011304-P1
MH-DC-002-CSR-026 | PSU2 | Power supply | JU0011304-P2
MH-DC-002-CSR-026 | FAN | Fan module | JU0011304-FN
MH-DC-002-CSR-027 | PSU1 | Power supply | NK0011308-P1
MH-DC-002-CSR-027 | PSU2 | Power supply | NK0011308-P2
MH-DC-002-CSR-027 | FAN | Fan module | NK0011308-FN
MH-DC-002-CSR-028 | PSU1 | Power supply | JU0011321-P1
MH-DC-002-CSR-028 | PSU2 | Power supply | JU0011321-P2
MH-DC-002-CSR-028 | FAN | Fan module | JU0011321-FN
MH-DC-002-CSR-029 | PSU1 | Power supply | JU0011323-P1
MH-DC-002-CSR-029 | PSU2 | Power supply | JU0011323-P2
MH-DC-002-CSR-029 | FAN | Fan module | JU0011323-FN
MH-DC-002-CSR-030 | PSU1 | Power supply | JU0011334-P1
MH-DC-002-CSR-030 | PSU2 | Power supply | JU0011334-P2
MH-DC-002-CSR-030 | FAN | Fan module | JU0011334-FN
MH-DC-002-CSR-031 | PSU1 | Power supply | NK0011338-P1
MH-DC-002-CSR-031 | PSU2 | Power supply | NK0011338-P2
MH-DC-002-CSR-031 | FAN | Fan module | NK0011338-FN
MH-DC-002-CSR-032 | PSU1 | Power supply | CS0011345-P1
MH-DC-002-CSR-032 | PSU2 | Power supply | CS0011345-P2
MH-DC-002-CSR-032 | FAN | Fan module | CS0011345-FN
MH-DC-002-CSR-033 | PSU1 | Power supply | NK0011353-P1
MH-DC-002-CSR-033 | PSU2 | Power supply | NK0011353-P2
MH-DC-002-CSR-033 | FAN | Fan module | NK0011353-FN
MH-DC-002-CSR-034 | PSU1 | Power supply | JU0011358-P1
MH-DC-002-CSR-034 | PSU2 | Power supply | JU0011358-P2
MH-DC-002-CSR-034 | FAN | Fan module | JU0011358-FN
MH-DC-002-CSR-035 | PSU1 | Power supply | CS0011369-P1
MH-DC-002-CSR-035 | PSU2 | Power supply | CS0011369-P2
MH-DC-002-CSR-035 | FAN | Fan module | CS0011369-FN
MH-DC-002-CSR-036 | PSU1 | Power supply | JU0011373-P1
MH-DC-002-CSR-036 | PSU2 | Power supply | JU0011373-P2
MH-DC-002-CSR-036 | FAN | Fan module | JU0011373-FN
MH-DC-002-CSR-037 | PSU1 | Power supply | CS0011378-P1
MH-DC-002-CSR-037 | PSU2 | Power supply | CS0011378-P2
MH-DC-002-CSR-037 | FAN | Fan module | CS0011378-FN
MH-DC-002-CSR-038 | PSU1 | Power supply | NK0011390-P1
MH-DC-002-CSR-038 | PSU2 | Power supply | NK0011390-P2
MH-DC-002-CSR-038 | FAN | Fan module | NK0011390-FN
MH-DC-002-CSR-039 | PSU1 | Power supply | JU0011395-P1
MH-DC-002-CSR-039 | PSU2 | Power supply | JU0011395-P2
MH-DC-002-CSR-039 | FAN | Fan module | JU0011395-FN
MH-DC-002-CSR-040 | PSU1 | Power supply | CS0011401-P1
MH-DC-002-CSR-040 | PSU2 | Power supply | CS0011401-P2
MH-DC-002-CSR-040 | FAN | Fan module | CS0011401-FN
MH-DC-002-CSR-041 | PSU1 | Power supply | NK0011406-P1
MH-DC-002-CSR-041 | PSU2 | Power supply | NK0011406-P2
MH-DC-002-CSR-041 | FAN | Fan module | NK0011406-FN
MH-DC-002-CSR-042 | PSU1 | Power supply | JU0011413-P1
MH-DC-002-CSR-042 | PSU2 | Power supply | JU0011413-P2
MH-DC-002-CSR-042 | FAN | Fan module | JU0011413-FN
MH-DC-002-CSR-043 | PSU1 | Power supply | JU0011424-P1
MH-DC-002-CSR-043 | PSU2 | Power supply | JU0011424-P2
MH-DC-002-CSR-043 | FAN | Fan module | JU0011424-FN
MH-DC-002-TOR-001 | PSU1 | Power supply | CS0011427-P1
MH-DC-002-TOR-001 | PSU2 | Power supply | CS0011427-P2
MH-DC-002-TOR-001 | FAN | Fan module | CS0011427-FN
MH-DC-002-TOR-002 | PSU1 | Power supply | CS0011437-P1
MH-DC-002-TOR-002 | PSU2 | Power supply | CS0011437-P2
MH-DC-002-TOR-002 | FAN | Fan module | CS0011437-FN
MH-DC-002-TOR-003 | PSU1 | Power supply | JU0011445-P1
MH-DC-002-TOR-003 | PSU2 | Power supply | JU0011445-P2
MH-DC-002-TOR-003 | FAN | Fan module | JU0011445-FN
MH-DC-002-TOR-004 | PSU1 | Power supply | AR0011452-P1
MH-DC-002-TOR-004 | PSU2 | Power supply | AR0011452-P2
MH-DC-002-TOR-004 | FAN | Fan module | AR0011452-FN
MH-DC-002-TOR-005 | PSU1 | Power supply | CS0011455-P1
MH-DC-002-TOR-005 | PSU2 | Power supply | CS0011455-P2
MH-DC-002-TOR-005 | FAN | Fan module | CS0011455-FN
MH-DC-002-TOR-006 | PSU1 | Power supply | JU0011462-P1
MH-DC-002-TOR-006 | PSU2 | Power supply | JU0011462-P2
MH-DC-002-TOR-006 | FAN | Fan module | JU0011462-FN
MH-DC-002-TOR-007 | PSU1 | Power supply | CS0011473-P1
MH-DC-002-TOR-007 | PSU2 | Power supply | CS0011473-P2
MH-DC-002-TOR-007 | FAN | Fan module | CS0011473-FN
MH-DC-002-TOR-008 | PSU1 | Power supply | AR0011478-P1
MH-DC-002-TOR-008 | PSU2 | Power supply | AR0011478-P2
MH-DC-002-TOR-008 | FAN | Fan module | AR0011478-FN
MH-DC-002-TOR-009 | PSU1 | Power supply | AR0011483-P1
MH-DC-002-TOR-009 | PSU2 | Power supply | AR0011483-P2
MH-DC-002-TOR-009 | FAN | Fan module | AR0011483-FN
MH-DC-002-TOR-010 | PSU1 | Power supply | AR0011494-P1
MH-DC-002-TOR-010 | PSU2 | Power supply | AR0011494-P2
MH-DC-002-TOR-010 | FAN | Fan module | AR0011494-FN
MH-DC-002-TOR-011 | PSU1 | Power supply | AR0011498-P1
MH-DC-002-TOR-011 | PSU2 | Power supply | AR0011498-P2
MH-DC-002-TOR-011 | FAN | Fan module | AR0011498-FN
MH-DC-002-TOR-012 | PSU1 | Power supply | AR0011506-P1
MH-DC-002-TOR-012 | PSU2 | Power supply | AR0011506-P2
MH-DC-002-TOR-012 | FAN | Fan module | AR0011506-FN
MH-DC-002-TOR-013 | PSU1 | Power supply | CS0011512-P1
MH-DC-002-TOR-013 | PSU2 | Power supply | CS0011512-P2
MH-DC-002-TOR-013 | FAN | Fan module | CS0011512-FN
MH-DC-002-TOR-014 | PSU1 | Power supply | JU0011520-P1
MH-DC-002-TOR-014 | PSU2 | Power supply | JU0011520-P2
MH-DC-002-TOR-014 | FAN | Fan module | JU0011520-FN
MH-DC-002-TOR-015 | PSU1 | Power supply | JU0011529-P1
MH-DC-002-TOR-015 | PSU2 | Power supply | JU0011529-P2
MH-DC-002-TOR-015 | FAN | Fan module | JU0011529-FN
MH-DC-002-TOR-016 | PSU1 | Power supply | JU0011536-P1
MH-DC-002-TOR-016 | PSU2 | Power supply | JU0011536-P2
MH-DC-002-TOR-016 | FAN | Fan module | JU0011536-FN
MH-DC-002-TOR-017 | PSU1 | Power supply | AR0011541-P1
MH-DC-002-TOR-017 | PSU2 | Power supply | AR0011541-P2
MH-DC-002-TOR-017 | FAN | Fan module | AR0011541-FN
MH-DC-002-TOR-018 | PSU1 | Power supply | AR0011549-P1
MH-DC-002-TOR-018 | PSU2 | Power supply | AR0011549-P2
MH-DC-002-TOR-018 | FAN | Fan module | AR0011549-FN
MH-DC-002-TOR-019 | PSU1 | Power supply | AR0011558-P1
MH-DC-002-TOR-019 | PSU2 | Power supply | AR0011558-P2
MH-DC-002-TOR-019 | FAN | Fan module | AR0011558-FN
MH-DC-002-TOR-020 | PSU1 | Power supply | AR0011560-P1
MH-DC-002-TOR-020 | PSU2 | Power supply | AR0011560-P2
MH-DC-002-TOR-020 | FAN | Fan module | AR0011560-FN
MH-DC-002-TOR-021 | PSU1 | Power supply | JU0011572-P1
MH-DC-002-TOR-021 | PSU2 | Power supply | JU0011572-P2
MH-DC-002-TOR-021 | FAN | Fan module | JU0011572-FN
MH-DC-002-TOR-022 | PSU1 | Power supply | AR0011575-P1
MH-DC-002-TOR-022 | PSU2 | Power supply | AR0011575-P2
MH-DC-002-TOR-022 | FAN | Fan module | AR0011575-FN
MH-DC-002-TOR-023 | PSU1 | Power supply | AR0011587-P1
MH-DC-002-TOR-023 | PSU2 | Power supply | AR0011587-P2
MH-DC-002-TOR-023 | FAN | Fan module | AR0011587-FN
MH-DC-002-TOR-024 | PSU1 | Power supply | AR0011594-P1
MH-DC-002-TOR-024 | PSU2 | Power supply | AR0011594-P2
MH-DC-002-TOR-024 | FAN | Fan module | AR0011594-FN
MH-DC-002-TOR-025 | PSU1 | Power supply | CS0011598-P1
MH-DC-002-TOR-025 | PSU2 | Power supply | CS0011598-P2
MH-DC-002-TOR-025 | FAN | Fan module | CS0011598-FN
MH-DC-002-TOR-026 | PSU1 | Power supply | AR0011602-P1
MH-DC-002-TOR-026 | PSU2 | Power supply | AR0011602-P2
MH-DC-002-TOR-026 | FAN | Fan module | AR0011602-FN
MH-DC-002-TOR-027 | PSU1 | Power supply | CS0011614-P1
MH-DC-002-TOR-027 | PSU2 | Power supply | CS0011614-P2
MH-DC-002-TOR-027 | FAN | Fan module | CS0011614-FN
MH-DC-002-TOR-028 | PSU1 | Power supply | JU0011617-P1
MH-DC-002-TOR-028 | PSU2 | Power supply | JU0011617-P2
MH-DC-002-TOR-028 | FAN | Fan module | JU0011617-FN
MH-DC-002-TOR-029 | PSU1 | Power supply | CS0011626-P1
MH-DC-002-TOR-029 | PSU2 | Power supply | CS0011626-P2
MH-DC-002-TOR-029 | FAN | Fan module | CS0011626-FN
MH-DC-002-NMS-01 | PSU1 | Power supply | DL0011633-P1
MH-DC-002-NMS-01 | PSU2 | Power supply | DL0011633-P2
MH-DC-002-NMS-01 | FAN | Fan module | DL0011633-FN
MH-DC-002-NMS-01 | DISK0 | NVMe 3.84 TB | DL0011633-D0
MH-DC-002-NMS-01 | DISK1 | NVMe 3.84 TB | DL0011633-D1
MH-DC-002-NMS-01 | DISK2 | NVMe 3.84 TB | DL0011633-D2
MH-DC-002-NMS-01 | DISK3 | NVMe 3.84 TB | DL0011633-D3
MH-DC-002-NMS-02 | PSU1 | Power supply | HP0011639-P1
MH-DC-002-NMS-02 | PSU2 | Power supply | HP0011639-P2
MH-DC-002-NMS-02 | FAN | Fan module | HP0011639-FN
MH-DC-002-NMS-02 | DISK0 | NVMe 3.84 TB | HP0011639-D0
MH-DC-002-NMS-02 | DISK1 | NVMe 3.84 TB | HP0011639-D1
MH-DC-002-NMS-02 | DISK2 | NVMe 3.84 TB | HP0011639-D2
MH-DC-002-NMS-02 | DISK3 | NVMe 3.84 TB | HP0011639-D3
MH-DC-002-AAA-01 | PSU1 | Power supply | HP0011647-P1
MH-DC-002-AAA-01 | PSU2 | Power supply | HP0011647-P2
MH-DC-002-AAA-01 | FAN | Fan module | HP0011647-FN
MH-DC-002-AAA-01 | DISK0 | NVMe 3.84 TB | HP0011647-D0
MH-DC-002-AAA-01 | DISK1 | NVMe 3.84 TB | HP0011647-D1
MH-DC-002-AAA-01 | DISK2 | NVMe 3.84 TB | HP0011647-D2
MH-DC-002-AAA-01 | DISK3 | NVMe 3.84 TB | HP0011647-D3
MH-DC-002-AAA-02 | PSU1 | Power supply | SM0011656-P1
MH-DC-002-AAA-02 | PSU2 | Power supply | SM0011656-P2
MH-DC-002-AAA-02 | FAN | Fan module | SM0011656-FN
MH-DC-002-AAA-02 | DISK0 | NVMe 3.84 TB | SM0011656-D0
MH-DC-002-AAA-02 | DISK1 | NVMe 3.84 TB | SM0011656-D1
MH-DC-002-AAA-02 | DISK2 | NVMe 3.84 TB | SM0011656-D2
MH-DC-002-AAA-02 | DISK3 | NVMe 3.84 TB | SM0011656-D3
MH-DC-002-DNS-01 | PSU1 | Power supply | SM0011658-P1
MH-DC-002-DNS-01 | PSU2 | Power supply | SM0011658-P2
MH-DC-002-DNS-01 | FAN | Fan module | SM0011658-FN
MH-DC-002-DNS-01 | DISK0 | NVMe 3.84 TB | SM0011658-D0
MH-DC-002-DNS-01 | DISK1 | NVMe 3.84 TB | SM0011658-D1
MH-DC-002-DNS-01 | DISK2 | NVMe 3.84 TB | SM0011658-D2
MH-DC-002-DNS-01 | DISK3 | NVMe 3.84 TB | SM0011658-D3
MH-DC-002-DNS-02 | PSU1 | Power supply | SM0011669-P1
MH-DC-002-DNS-02 | PSU2 | Power supply | SM0011669-P2
MH-DC-002-DNS-02 | FAN | Fan module | SM0011669-FN
MH-DC-002-DNS-02 | DISK0 | NVMe 3.84 TB | SM0011669-D0
MH-DC-002-DNS-02 | DISK1 | NVMe 3.84 TB | SM0011669-D1
MH-DC-002-DNS-02 | DISK2 | NVMe 3.84 TB | SM0011669-D2
MH-DC-002-DNS-02 | DISK3 | NVMe 3.84 TB | SM0011669-D3
MH-DC-002-JMP-01 | PSU1 | Power supply | HP0011678-P1
MH-DC-002-JMP-01 | PSU2 | Power supply | HP0011678-P2
MH-DC-002-JMP-01 | FAN | Fan module | HP0011678-FN
MH-DC-002-JMP-01 | DISK0 | NVMe 3.84 TB | HP0011678-D0
MH-DC-002-JMP-01 | DISK1 | NVMe 3.84 TB | HP0011678-D1
MH-DC-002-JMP-01 | DISK2 | NVMe 3.84 TB | HP0011678-D2
MH-DC-002-JMP-01 | DISK3 | NVMe 3.84 TB | HP0011678-D3
MH-DC-002-BKP-01 | PSU1 | Power supply | HP0011680-P1
MH-DC-002-BKP-01 | PSU2 | Power supply | HP0011680-P2
MH-DC-002-BKP-01 | FAN | Fan module | HP0011680-FN
MH-DC-002-BKP-01 | DISK0 | NVMe 3.84 TB | HP0011680-D0
MH-DC-002-BKP-01 | DISK1 | NVMe 3.84 TB | HP0011680-D1
MH-DC-002-BKP-01 | DISK2 | NVMe 3.84 TB | HP0011680-D2
MH-DC-002-BKP-01 | DISK3 | NVMe 3.84 TB | HP0011680-D3
MH-DC-002-OSS-01 | PSU1 | Power supply | HP0011687-P1
MH-DC-002-OSS-01 | PSU2 | Power supply | HP0011687-P2
MH-DC-002-OSS-01 | FAN | Fan module | HP0011687-FN
MH-DC-002-OSS-01 | DISK0 | NVMe 3.84 TB | HP0011687-D0
MH-DC-002-OSS-01 | DISK1 | NVMe 3.84 TB | HP0011687-D1
MH-DC-002-OSS-01 | DISK2 | NVMe 3.84 TB | HP0011687-D2
MH-DC-002-OSS-01 | DISK3 | NVMe 3.84 TB | HP0011687-D3
MH-DC-002-OSS-02 | PSU1 | Power supply | HP0011696-P1
MH-DC-002-OSS-02 | PSU2 | Power supply | HP0011696-P2
MH-DC-002-OSS-02 | FAN | Fan module | HP0011696-FN
MH-DC-002-OSS-02 | DISK0 | NVMe 3.84 TB | HP0011696-D0
MH-DC-002-OSS-02 | DISK1 | NVMe 3.84 TB | HP0011696-D1
MH-DC-002-OSS-02 | DISK2 | NVMe 3.84 TB | HP0011696-D2
MH-DC-002-OSS-02 | DISK3 | NVMe 3.84 TB | HP0011696-D3
MH-DC-002-IMS-01 | PSU1 | Power supply | DL0011701-P1
MH-DC-002-IMS-01 | PSU2 | Power supply | DL0011701-P2
MH-DC-002-IMS-01 | FAN | Fan module | DL0011701-FN
MH-DC-002-IMS-01 | DISK0 | NVMe 3.84 TB | DL0011701-D0
MH-DC-002-IMS-01 | DISK1 | NVMe 3.84 TB | DL0011701-D1
MH-DC-002-IMS-01 | DISK2 | NVMe 3.84 TB | DL0011701-D2
MH-DC-002-IMS-01 | DISK3 | NVMe 3.84 TB | DL0011701-D3
MH-DC-002-IMS-02 | PSU1 | Power supply | SM0011708-P1
MH-DC-002-IMS-02 | PSU2 | Power supply | SM0011708-P2
MH-DC-002-IMS-02 | FAN | Fan module | SM0011708-FN
MH-DC-002-IMS-02 | DISK0 | NVMe 3.84 TB | SM0011708-D0
MH-DC-002-IMS-02 | DISK1 | NVMe 3.84 TB | SM0011708-D1
MH-DC-002-IMS-02 | DISK2 | NVMe 3.84 TB | SM0011708-D2
MH-DC-002-IMS-02 | DISK3 | NVMe 3.84 TB | SM0011708-D3
MH-DC-002-NFVI-CP-01 | PSU1 | Power supply | DL0011718-P1
MH-DC-002-NFVI-CP-01 | PSU2 | Power supply | DL0011718-P2
MH-DC-002-NFVI-CP-01 | FAN | Fan module | DL0011718-FN
MH-DC-002-NFVI-CP-01 | DISK0 | NVMe 3.84 TB | DL0011718-D0
MH-DC-002-NFVI-CP-01 | DISK1 | NVMe 3.84 TB | DL0011718-D1
MH-DC-002-NFVI-CP-01 | DISK2 | NVMe 3.84 TB | DL0011718-D2
MH-DC-002-NFVI-CP-01 | DISK3 | NVMe 3.84 TB | DL0011718-D3
MH-DC-002-NFVI-CP-02 | PSU1 | Power supply | DL0011723-P1
MH-DC-002-NFVI-CP-02 | PSU2 | Power supply | DL0011723-P2
MH-DC-002-NFVI-CP-02 | FAN | Fan module | DL0011723-FN
MH-DC-002-NFVI-CP-02 | DISK0 | NVMe 3.84 TB | DL0011723-D0
MH-DC-002-NFVI-CP-02 | DISK1 | NVMe 3.84 TB | DL0011723-D1
MH-DC-002-NFVI-CP-02 | DISK2 | NVMe 3.84 TB | DL0011723-D2
MH-DC-002-NFVI-CP-02 | DISK3 | NVMe 3.84 TB | DL0011723-D3
MH-DC-002-NFVI-CP-03 | PSU1 | Power supply | DL0011731-P1
MH-DC-002-NFVI-CP-03 | PSU2 | Power supply | DL0011731-P2
MH-DC-002-NFVI-CP-03 | FAN | Fan module | DL0011731-FN
MH-DC-002-NFVI-CP-03 | DISK0 | NVMe 3.84 TB | DL0011731-D0
MH-DC-002-NFVI-CP-03 | DISK1 | NVMe 3.84 TB | DL0011731-D1
MH-DC-002-NFVI-CP-03 | DISK2 | NVMe 3.84 TB | DL0011731-D2
MH-DC-002-NFVI-CP-03 | DISK3 | NVMe 3.84 TB | DL0011731-D3
MH-DC-002-NFVI-CP-04 | PSU1 | Power supply | DL0011736-P1
MH-DC-002-NFVI-CP-04 | PSU2 | Power supply | DL0011736-P2
MH-DC-002-NFVI-CP-04 | FAN | Fan module | DL0011736-FN
MH-DC-002-NFVI-CP-04 | DISK0 | NVMe 3.84 TB | DL0011736-D0
MH-DC-002-NFVI-CP-04 | DISK1 | NVMe 3.84 TB | DL0011736-D1
MH-DC-002-NFVI-CP-04 | DISK2 | NVMe 3.84 TB | DL0011736-D2
MH-DC-002-NFVI-CP-04 | DISK3 | NVMe 3.84 TB | DL0011736-D3
MH-DC-002-NFVI-UP-01 | PSU1 | Power supply | DL0011746-P1
MH-DC-002-NFVI-UP-01 | PSU2 | Power supply | DL0011746-P2
MH-DC-002-NFVI-UP-01 | FAN | Fan module | DL0011746-FN
MH-DC-002-NFVI-UP-01 | DISK0 | NVMe 3.84 TB | DL0011746-D0
MH-DC-002-NFVI-UP-01 | DISK1 | NVMe 3.84 TB | DL0011746-D1
MH-DC-002-NFVI-UP-01 | DISK2 | NVMe 3.84 TB | DL0011746-D2
MH-DC-002-NFVI-UP-01 | DISK3 | NVMe 3.84 TB | DL0011746-D3
MH-DC-002-NFVI-UP-02 | PSU1 | Power supply | DL0011755-P1
MH-DC-002-NFVI-UP-02 | PSU2 | Power supply | DL0011755-P2
MH-DC-002-NFVI-UP-02 | FAN | Fan module | DL0011755-FN
MH-DC-002-NFVI-UP-02 | DISK0 | NVMe 3.84 TB | DL0011755-D0
MH-DC-002-NFVI-UP-02 | DISK1 | NVMe 3.84 TB | DL0011755-D1
MH-DC-002-NFVI-UP-02 | DISK2 | NVMe 3.84 TB | DL0011755-D2
MH-DC-002-NFVI-UP-02 | DISK3 | NVMe 3.84 TB | DL0011755-D3
MH-DC-002-NFVI-UP-03 | PSU1 | Power supply | DL0011759-P1
MH-DC-002-NFVI-UP-03 | PSU2 | Power supply | DL0011759-P2
MH-DC-002-NFVI-UP-03 | FAN | Fan module | DL0011759-FN
MH-DC-002-NFVI-UP-03 | DISK0 | NVMe 3.84 TB | DL0011759-D0
MH-DC-002-NFVI-UP-03 | DISK1 | NVMe 3.84 TB | DL0011759-D1
MH-DC-002-NFVI-UP-03 | DISK2 | NVMe 3.84 TB | DL0011759-D2
MH-DC-002-NFVI-UP-03 | DISK3 | NVMe 3.84 TB | DL0011759-D3
MH-DC-002-NFVI-UP-04 | PSU1 | Power supply | DL0011767-P1
MH-DC-002-NFVI-UP-04 | PSU2 | Power supply | DL0011767-P2
MH-DC-002-NFVI-UP-04 | FAN | Fan module | DL0011767-FN
MH-DC-002-NFVI-UP-04 | DISK0 | NVMe 3.84 TB | DL0011767-D0
MH-DC-002-NFVI-UP-04 | DISK1 | NVMe 3.84 TB | DL0011767-D1
MH-DC-002-NFVI-UP-04 | DISK2 | NVMe 3.84 TB | DL0011767-D2
MH-DC-002-NFVI-UP-04 | DISK3 | NVMe 3.84 TB | DL0011767-D3
MH-DC-002-NFVI-UP-05 | PSU1 | Power supply | DL0011774-P1
MH-DC-002-NFVI-UP-05 | PSU2 | Power supply | DL0011774-P2
MH-DC-002-NFVI-UP-05 | FAN | Fan module | DL0011774-FN
MH-DC-002-NFVI-UP-05 | DISK0 | NVMe 3.84 TB | DL0011774-D0
MH-DC-002-NFVI-UP-05 | DISK1 | NVMe 3.84 TB | DL0011774-D1
MH-DC-002-NFVI-UP-05 | DISK2 | NVMe 3.84 TB | DL0011774-D2
MH-DC-002-NFVI-UP-05 | DISK3 | NVMe 3.84 TB | DL0011774-D3
MH-DC-002-NFVI-UP-06 | PSU1 | Power supply | DL0011778-P1
MH-DC-002-NFVI-UP-06 | PSU2 | Power supply | DL0011778-P2
MH-DC-002-NFVI-UP-06 | FAN | Fan module | DL0011778-FN
MH-DC-002-NFVI-UP-06 | DISK0 | NVMe 3.84 TB | DL0011778-D0
MH-DC-002-NFVI-UP-06 | DISK1 | NVMe 3.84 TB | DL0011778-D1
MH-DC-002-NFVI-UP-06 | DISK2 | NVMe 3.84 TB | DL0011778-D2
MH-DC-002-NFVI-UP-06 | DISK3 | NVMe 3.84 TB | DL0011778-D3
MH-DC-002-NFVI-UP-07 | PSU1 | Power supply | DL0011784-P1
MH-DC-002-NFVI-UP-07 | PSU2 | Power supply | DL0011784-P2
MH-DC-002-NFVI-UP-07 | FAN | Fan module | DL0011784-FN
MH-DC-002-NFVI-UP-07 | DISK0 | NVMe 3.84 TB | DL0011784-D0
MH-DC-002-NFVI-UP-07 | DISK1 | NVMe 3.84 TB | DL0011784-D1
MH-DC-002-NFVI-UP-07 | DISK2 | NVMe 3.84 TB | DL0011784-D2
MH-DC-002-NFVI-UP-07 | DISK3 | NVMe 3.84 TB | DL0011784-D3
MH-DC-002-VRAN-CU-01 | PSU1 | Power supply | DL0011795-P1
MH-DC-002-VRAN-CU-01 | PSU2 | Power supply | DL0011795-P2
MH-DC-002-VRAN-CU-01 | FAN | Fan module | DL0011795-FN
MH-DC-002-VRAN-CU-01 | DISK0 | NVMe 3.84 TB | DL0011795-D0
MH-DC-002-VRAN-CU-01 | DISK1 | NVMe 3.84 TB | DL0011795-D1
MH-DC-002-VRAN-CU-01 | DISK2 | NVMe 3.84 TB | DL0011795-D2
MH-DC-002-VRAN-CU-01 | DISK3 | NVMe 3.84 TB | DL0011795-D3
MH-DC-002-VRAN-CU-02 | PSU1 | Power supply | DL0011804-P1
MH-DC-002-VRAN-CU-02 | PSU2 | Power supply | DL0011804-P2
MH-DC-002-VRAN-CU-02 | FAN | Fan module | DL0011804-FN
MH-DC-002-VRAN-CU-02 | DISK0 | NVMe 3.84 TB | DL0011804-D0
MH-DC-002-VRAN-CU-02 | DISK1 | NVMe 3.84 TB | DL0011804-D1
MH-DC-002-VRAN-CU-02 | DISK2 | NVMe 3.84 TB | DL0011804-D2
MH-DC-002-VRAN-CU-02 | DISK3 | NVMe 3.84 TB | DL0011804-D3
MH-DC-002-VRAN-CU-03 | PSU1 | Power supply | DL0011811-P1
MH-DC-002-VRAN-CU-03 | PSU2 | Power supply | DL0011811-P2
MH-DC-002-VRAN-CU-03 | FAN | Fan module | DL0011811-FN
MH-DC-002-VRAN-CU-03 | DISK0 | NVMe 3.84 TB | DL0011811-D0
MH-DC-002-VRAN-CU-03 | DISK1 | NVMe 3.84 TB | DL0011811-D1
MH-DC-002-VRAN-CU-03 | DISK2 | NVMe 3.84 TB | DL0011811-D2
MH-DC-002-VRAN-CU-03 | DISK3 | NVMe 3.84 TB | DL0011811-D3
Note on A1: Required: yes Type: ref (from Devices) System field: NetworkElement.id
Note on B1: For example "FPC 0", "PSU 1". Required: yes Type: text System field: modules[].slot
Note on C1: Part description. Required: yes Type: text System field: modules[].name
Note on D1: Required: no Type: text System field: modules[].serial

## Interfaces
device_id * | if_name * | type * | speed_mbps * | admin_state * | description | optic_model
MH-DC-001-PE-T4-01 | xe-0/0/0 | 10G SFP+ | 10000 | admin-down
MH-DC-001-PE-T4-01 | xe-0/0/1 | 10G SFP+ | 10000 | up | Backhaul to UP-DC-006 | SFP-10G-LR
MH-DC-001-PE-T4-01 | xe-0/0/2 | 10G SFP+ | 10000 | up | Backhaul to KA-DC-021 | SFP-10G-LR
MH-DC-001-PE-T4-01 | xe-0/0/3 | 10G SFP+ | 10000 | up | Backhaul to TS-DC-023 | SFP-10G-LR
MH-DC-001-PE-T4-01 | xe-0/0/4 | 10G SFP+ | 10000 | up | Backhaul to BR-DC-019 | SFP-10G-LR
MH-DC-001-PE-T4-01 | xe-0/0/5 | 10G SFP+ | 10000 | up | Backhaul to PB-DC-012 | SFP-10G-LR
MH-DC-001-PE-T4-01 | xe-0/0/6 | 10G SFP+ | 10000 | up | Uplink to MH-DC-001-AGG-R01 | SFP-10G-LR
MH-DC-001-PE-T4-01 | xe-0/0/7 | 10G SFP+ | 10000 | up | Uplink to MH-DC-001-AGG-R04 | SFP-10G-LR
MH-DC-001-PE-T4-01 | xe-0/0/8 | 10G SFP+ | 10000 | up | Uplink to MH-DC-001-AGG-R05 | SFP-10G-LR
MH-DC-001-PE-T4-01 | xe-0/0/9 | 10G SFP+ | 10000 | up | Uplink to MH-DC-001-AGG-R08 | SFP-10G-LR
MH-DC-001-PE-T4-01 | xe-0/0/10 | 10G SFP+ | 10000 | up | Uplink to MH-DC-001-AGG-R09 | SFP-10G-LR
MH-DC-001-PE-T4-01 | xe-0/0/11 | 10G SFP+ | 10000 | up | Uplink to MH-DC-001-AGG-R12 | SFP-10G-LR
MH-DC-001-PE-T4-01 | et-0/1/0 | 100G QSFP28 | 100000 | up | Fabric to MH-DC-001-PE-T4-02 | QSFP28-100G-LR4
MH-DC-001-PE-T4-01 | et-0/1/1 | 100G QSFP28 | 100000 | up | Fabric to MH-DC-001-PE-T4-03 | QSFP28-100G-LR4
MH-DC-001-PE-T4-01 | et-0/1/2 | 100G QSFP28 | 100000 | up | Fabric to MH-DC-001-PE-T4-04 | QSFP28-100G-LR4
MH-DC-001-PE-T4-01 | et-0/1/3 | 100G QSFP28 | 100000 | reserved
MH-DC-001-PE-T4-01 | ge-0/2/0 | 1G copper | 1000 | up | CUST: Enterprise Corp · SVC-L3-1807
MH-DC-001-PE-T4-01 | ge-0/2/1 | 1G copper | 1000 | up | CUST: Telecom Provider · SVC-L2-1230
MH-DC-001-PE-T4-01 | ge-0/2/2 | 1G copper | 1000 | up | CUST: Finance Group · SVC-LL-1551
MH-DC-001-PE-T4-01 | ge-0/2/3 | 1G copper | 1000 | up | CUST: Media Corporation · SVC-L3-1873
MH-DC-001-PE-T4-01 | ge-0/2/4 | 1G copper | 1000 | up | CUST: Logistics Partners · SVC-IR-1295
MH-DC-001-PE-T4-01 | ge-0/2/5 | 1G copper | 1000 | up | CUST: Retail Chain · SVC-L3-1617
MH-DC-001-PE-T4-01 | ge-0/2/6 | 1G copper | 1000 | up | CUST: Education Institute · SVC-L2-1938
MH-DC-001-PE-T4-01 | ge-0/2/7 | 1G copper | 1000 | up | CUST: Health Network · SVC-L3-1361
MH-DC-001-PE-T4-01 | ge-0/2/8 | 1G copper | 1000 | up | CUST: Cooperative Bank · SVC-LL-1402
MH-DC-001-PE-T4-01 | ge-0/2/9 | 1G copper | 1000 | up | CUST: Auto Components Ltd · SVC-LL-1418
MH-DC-001-PE-T4-01 | ge-0/2/10 | 1G copper | 1000 | up | CUST: Payments Gateway · SVC-LL-1446
MH-DC-001-PE-T4-01 | ge-0/2/11 | 1G copper | 1000 | up | CUST: Stock Broking House · SVC-L2-1477
MH-DC-001-PE-T4-01 | ge-0/2/12 | 1G copper | 1000 | up | CUST: Pharma Manufacturing · SVC-L2-1490
MH-DC-001-PE-T4-01 | ge-0/2/13 | 1G copper | 1000 | up | CUST: Insurance Services · SVC-OT-1503
MH-DC-001-PE-T4-01 | ge-0/2/14 | 1G copper | 1000 | up | CUST: Retail Chain · SVC-OT-1519
MH-DC-001-PE-T4-01 | ge-0/2/15 | 1G copper | 1000 | admin-down
MH-DC-001-PE-T4-02 | xe-0/0/0 | 10G SFP+ | 10000 | admin-down
MH-DC-001-PE-T4-02 | xe-0/0/1 | 10G SFP+ | 10000 | up | Backhaul to HR-DC-011 | SFP-10G-LR
MH-DC-001-PE-T4-02 | xe-0/0/2 | 10G SFP+ | 10000 | up | Backhaul to DL-DC-009 | SFP-10G-LR
MH-DC-001-PE-T4-02 | xe-0/0/3 | 10G SFP+ | 10000 | up | Backhaul to UP-DC-006 | SFP-10G-LR
MH-DC-001-PE-T4-02 | xe-0/0/4 | 10G SFP+ | 10000 | up | Backhaul to BR-DC-019 | SFP-10G-LR
MH-DC-001-PE-T4-02 | xe-0/0/5 | 10G SFP+ | 10000 | up | Backhaul to TS-DC-023 | SFP-10G-LR
MH-DC-001-PE-T4-02 | xe-0/0/6 | 10G SFP+ | 10000 | up | Uplink to MH-DC-001-AGG-R01 | SFP-10G-LR
MH-DC-001-PE-T4-02 | xe-0/0/7 | 10G SFP+ | 10000 | up | Uplink to MH-DC-001-AGG-R02 | SFP-10G-LR
MH-DC-001-PE-T4-02 | xe-0/0/8 | 10G SFP+ | 10000 | up | Uplink to MH-DC-001-AGG-R05 | SFP-10G-LR
MH-DC-001-PE-T4-02 | xe-0/0/9 | 10G SFP+ | 10000 | up | Uplink to MH-DC-001-AGG-R06 | SFP-10G-LR
MH-DC-001-PE-T4-02 | xe-0/0/10 | 10G SFP+ | 10000 | up | Uplink to MH-DC-001-AGG-R09 | SFP-10G-LR
MH-DC-001-PE-T4-02 | xe-0/0/11 | 10G SFP+ | 10000 | up | Uplink to MH-DC-001-AGG-R10 | SFP-10G-LR
MH-DC-001-PE-T4-02 | et-0/1/0 | 100G QSFP28 | 100000 | up | Fabric to MH-DC-001-PE-T4-01 | QSFP28-100G-LR4
MH-DC-001-PE-T4-02 | et-0/1/1 | 100G QSFP28 | 100000 | up | Fabric to MH-DC-001-PE-T4-03 | QSFP28-100G-LR4
MH-DC-001-PE-T4-02 | et-0/1/2 | 100G QSFP28 | 100000 | up | Fabric to MH-DC-001-PE-T4-04 | QSFP28-100G-LR4
MH-DC-001-PE-T4-02 | et-0/1/3 | 100G QSFP28 | 100000 | admin-down
MH-DC-001-PE-T4-02 | ge-0/2/0 | 1G copper | 1000 | up | CUST: Mobile Operator · SVC-IR-1100
MH-DC-001-PE-T4-02 | ge-0/2/1 | 1G copper | 1000 | up | CUST: Payments Gateway · SVC-IR-1101
MH-DC-001-PE-T4-02 | ge-0/2/2 | 1G copper | 1000 | up | CUST: University Consortium · SVC-OT-1102
MH-DC-001-PE-T4-02 | ge-0/2/3 | 1G copper | 1000 | up | CUST: Newspaper Group · SVC-LL-1103
MH-DC-001-PE-T4-02 | ge-0/2/4 | 1G copper | 1000 | up | CUST: Stock Broking House · SVC-L3-1104
MH-DC-001-PE-T4-02 | ge-0/2/5 | 1G copper | 1000 | up | CUST: Auto Components Ltd · SVC-LL-1105
MH-DC-001-PE-T4-02 | ge-0/2/6 | 1G copper | 1000 | up | CUST: Logistics Partners · SVC-L3-1106
MH-DC-001-PE-T4-02 | ge-0/2/7 | 1G copper | 1000 | up | CUST: Agri Commodities · SVC-LL-1107
MH-DC-001-PE-T4-02 | ge-0/2/8 | 1G copper | 1000 | up | CUST: Agri Commodities · SVC-IR-1108
MH-DC-001-PE-T4-02 | ge-0/2/9 | 1G copper | 1000 | up | CUST: Broadcast Network · SVC-L3-1109
MH-DC-001-PE-T4-02 | ge-0/2/10 | 1G copper | 1000 | up | CUST: Hospital Chain · SVC-OT-1110
MH-DC-001-PE-T4-02 | ge-0/2/11 | 1G copper | 1000 | up | CUST: Newspaper Group · SVC-L3-1111
MH-DC-001-PE-T4-02 | ge-0/2/12 | 1G copper | 1000 | up | CUST: Newspaper Group · SVC-L3-1112
MH-DC-001-PE-T4-02 | ge-0/2/13 | 1G copper | 1000 | up | CUST: Finance Group · SVC-L3-1113
MH-DC-001-PE-T4-02 | ge-0/2/14 | 1G copper | 1000 | admin-down
MH-DC-001-PE-T4-02 | ge-0/2/15 | 1G copper | 1000 | admin-down
MH-DC-001-PE-T4-03 | Te0/0/0/0 | 10G SFP+ | 10000 | up | CUST: Hotel Group · SVC-L3-1114
MH-DC-001-PE-T4-03 | Te0/0/0/1 | 10G SFP+ | 10000 | up | Backhaul to BR-DC-019 | SFP-10G-LR
MH-DC-001-PE-T4-03 | Te0/0/0/2 | 10G SFP+ | 10000 | up | Backhaul to WB-DC-016 | SFP-10G-LR
MH-DC-001-PE-T4-03 | Te0/0/0/3 | 10G SFP+ | 10000 | up | Backhaul to TN-DC-022 | SFP-10G-LR
MH-DC-001-PE-T4-03 | Te0/0/0/4 | 10G SFP+ | 10000 | up | Backhaul to RJ-DC-015 | SFP-10G-LR
MH-DC-001-PE-T4-03 | Te0/0/0/5 | 10G SFP+ | 10000 | up | Backhaul to HR-DC-011 | SFP-10G-LR
MH-DC-001-PE-T4-03 | Te0/0/0/6 | 10G SFP+ | 10000 | up | Uplink to MH-DC-001-AGG-R02 | SFP-10G-LR
MH-DC-001-PE-T4-03 | Te0/0/0/7 | 10G SFP+ | 10000 | up | Uplink to MH-DC-001-AGG-R03 | SFP-10G-LR
MH-DC-001-PE-T4-03 | Te0/0/0/8 | 10G SFP+ | 10000 | up | Uplink to MH-DC-001-AGG-R06 | SFP-10G-LR
MH-DC-001-PE-T4-03 | Te0/0/0/9 | 10G SFP+ | 10000 | up | Uplink to MH-DC-001-AGG-R07 | SFP-10G-LR
MH-DC-001-PE-T4-03 | Te0/0/0/10 | 10G SFP+ | 10000 | up | Uplink to MH-DC-001-AGG-R10 | SFP-10G-LR
MH-DC-001-PE-T4-03 | Te0/0/0/11 | 10G SFP+ | 10000 | up | Uplink to MH-DC-001-AGG-R11 | SFP-10G-LR
MH-DC-001-PE-T4-03 | Hu0/0/1/0 | 100G QSFP28 | 100000 | up | Fabric to MH-DC-001-PE-T4-01 | QSFP28-100G-LR4
MH-DC-001-PE-T4-03 | Hu0/0/1/1 | 100G QSFP28 | 100000 | up | Fabric to MH-DC-001-PE-T4-02 | QSFP28-100G-LR4
MH-DC-001-PE-T4-03 | Hu0/0/1/2 | 100G QSFP28 | 100000 | up | Fabric to MH-DC-001-PE-T4-04 | QSFP28-100G-LR4
MH-DC-001-PE-T4-03 | Hu0/0/1/3 | 100G QSFP28 | 100000 | reserved
MH-DC-001-PE-T4-03 | Gi0/0/2/0 | 1G copper | 1000 | up | CUST: Diagnostics Labs · SVC-L2-1115
MH-DC-001-PE-T4-03 | Gi0/0/2/1 | 1G copper | 1000 | up | CUST: Agri Commodities · SVC-L3-1116
MH-DC-001-PE-T4-03 | Gi0/0/2/2 | 1G copper | 1000 | up | CUST: Enterprise Corp · SVC-OT-1117
MH-DC-001-PE-T4-03 | Gi0/0/2/3 | 1G copper | 1000 | up | CUST: Research Institute · SVC-L2-1118
MH-DC-001-PE-T4-03 | Gi0/0/2/4 | 1G copper | 1000 | up | CUST: Steel Works · SVC-LL-1119
MH-DC-001-PE-T4-03 | Gi0/0/2/5 | 1G copper | 1000 | up | CUST: Textile Exports · SVC-IR-1120
MH-DC-001-PE-T4-03 | Gi0/0/2/6 | 1G copper | 1000 | up | CUST: Regional ISP · SVC-L2-1121
MH-DC-001-PE-T4-03 | Gi0/0/2/7 | 1G copper | 1000 | up | CUST: University Consortium · SVC-L2-1122
MH-DC-001-PE-T4-03 | Gi0/0/2/8 | 1G copper | 1000 | up | CUST: Broadcast Network · SVC-LL-1123
MH-DC-001-PE-T4-03 | Gi0/0/2/9 | 1G copper | 1000 | up | CUST: Textile Exports · SVC-OT-1124
MH-DC-001-PE-T4-03 | Gi0/0/2/10 | 1G copper | 1000 | admin-down
MH-DC-001-PE-T4-03 | Gi0/0/2/11 | 1G copper | 1000 | admin-down
MH-DC-001-PE-T4-03 | Gi0/0/2/12 | 1G copper | 1000 | admin-down
MH-DC-001-PE-T4-03 | Gi0/0/2/13 | 1G copper | 1000 | admin-down
MH-DC-001-PE-T4-03 | Gi0/0/2/14 | 1G copper | 1000 | admin-down
MH-DC-001-PE-T4-03 | Gi0/0/2/15 | 1G copper | 1000 | admin-down
MH-DC-001-PE-T4-04 | Te0/0/0/0 | 10G SFP+ | 10000 | up | CUST: Health Network · SVC-LL-1125
MH-DC-001-PE-T4-04 | Te0/0/0/1 | 10G SFP+ | 10000 | up | Backhaul to MP-DC-014 | SFP-10G-LR
MH-DC-001-PE-T4-04 | Te0/0/0/2 | 10G SFP+ | 10000 | up | Backhaul to MH-DC-004 | SFP-10G-LR
MH-DC-001-PE-T4-04 | Te0/0/0/3 | 10G SFP+ | 10000 | up | Backhaul to KL-DC-024 | SFP-10G-LR
MH-DC-001-PE-T4-04 | Te0/0/0/4 | 10G SFP+ | 10000 | up | Backhaul to KA-DC-021 | SFP-10G-LR
MH-DC-001-PE-T4-04 | Te0/0/0/5 | 10G SFP+ | 10000 | up | Backhaul to TS-DC-023 | SFP-10G-LR
MH-DC-001-PE-T4-04 | Te0/0/0/6 | 10G SFP+ | 10000 | up | Uplink to MH-DC-001-AGG-R03 | SFP-10G-LR
MH-DC-001-PE-T4-04 | Te0/0/0/7 | 10G SFP+ | 10000 | up | Uplink to MH-DC-001-AGG-R04 | SFP-10G-LR
MH-DC-001-PE-T4-04 | Te0/0/0/8 | 10G SFP+ | 10000 | up | Uplink to MH-DC-001-AGG-R07 | SFP-10G-LR
MH-DC-001-PE-T4-04 | Te0/0/0/9 | 10G SFP+ | 10000 | up | Uplink to MH-DC-001-AGG-R08 | SFP-10G-LR
MH-DC-001-PE-T4-04 | Te0/0/0/10 | 10G SFP+ | 10000 | up | Uplink to MH-DC-001-AGG-R11 | SFP-10G-LR
MH-DC-001-PE-T4-04 | Te0/0/0/11 | 10G SFP+ | 10000 | up | Uplink to MH-DC-001-AGG-R12 | SFP-10G-LR
MH-DC-001-PE-T4-04 | Hu0/0/1/0 | 100G QSFP28 | 100000 | up | Fabric to MH-DC-001-PE-T4-01 | QSFP28-100G-LR4
MH-DC-001-PE-T4-04 | Hu0/0/1/1 | 100G QSFP28 | 100000 | up | Fabric to MH-DC-001-PE-T4-02 | QSFP28-100G-LR4
MH-DC-001-PE-T4-04 | Hu0/0/1/2 | 100G QSFP28 | 100000 | up | Fabric to MH-DC-001-PE-T4-03 | QSFP28-100G-LR4
MH-DC-001-PE-T4-04 | Hu0/0/1/3 | 100G QSFP28 | 100000 | admin-down
MH-DC-001-PE-T4-04 | Gi0/0/2/0 | 1G copper | 1000 | up | CUST: Hospital Chain · SVC-LL-1126
MH-DC-001-PE-T4-04 | Gi0/0/2/1 | 1G copper | 1000 | up | CUST: Cloud Exchange · SVC-L2-1127
MH-DC-001-PE-T4-04 | Gi0/0/2/2 | 1G copper | 1000 | up | CUST: Education Institute · SVC-LL-1128
MH-DC-001-PE-T4-04 | Gi0/0/2/3 | 1G copper | 1000 | up | CUST: Health Network · SVC-OT-1129
MH-DC-001-PE-T4-04 | Gi0/0/2/4 | 1G copper | 1000 | up | CUST: Gaming Studio · SVC-LL-1130
MH-DC-001-PE-T4-04 | Gi0/0/2/5 | 1G copper | 1000 | up | CUST: Cooperative Bank · SVC-IR-1131
MH-DC-001-PE-T4-04 | Gi0/0/2/6 | 1G copper | 1000 | up | CUST: Regional ISP · SVC-L3-1132
MH-DC-001-PE-T4-04 | Gi0/0/2/7 | 1G copper | 1000 | up | CUST: Payments Gateway · SVC-OT-1133
MH-DC-001-PE-T4-04 | Gi0/0/2/8 | 1G copper | 1000 | up | CUST: Education Institute · SVC-L2-1134
MH-DC-001-PE-T4-04 | Gi0/0/2/9 | 1G copper | 1000 | up | CUST: Mobile Operator · SVC-IR-1135
MH-DC-001-PE-T4-04 | Gi0/0/2/10 | 1G copper | 1000 | admin-down
MH-DC-001-PE-T4-04 | Gi0/0/2/11 | 1G copper | 1000 | admin-down
MH-DC-001-PE-T4-04 | Gi0/0/2/12 | 1G copper | 1000 | admin-down
MH-DC-001-PE-T4-04 | Gi0/0/2/13 | 1G copper | 1000 | admin-down
MH-DC-001-PE-T4-04 | Gi0/0/2/14 | 1G copper | 1000 | admin-down
MH-DC-001-PE-T4-04 | Gi0/0/2/15 | 1G copper | 1000 | admin-down
MH-DC-001-FW-01 | port1 | 10G SFP+ | 10000 | up | Uplink to MH-DC-001-AGG-R01 | SFP-10G-LR
MH-DC-001-FW-01 | port2 | 10G SFP+ | 10000 | up | Uplink to MH-DC-001-AGG-R02 | SFP-10G-LR
MH-DC-001-FW-01 | port3 | 10G SFP+ | 10000 | admin-down
MH-DC-001-FW-01 | port4 | 10G SFP+ | 10000 | admin-down
MH-DC-001-FW-01 | port5 | 10G SFP+ | 10000 | admin-down
MH-DC-001-FW-01 | port6 | 10G SFP+ | 10000 | admin-down
MH-DC-001-FW-01 | port7 | 10G SFP+ | 10000 | admin-down
MH-DC-001-FW-01 | port8 | 10G SFP+ | 10000 | admin-down
MH-DC-001-FW-02 | port1 | 10G SFP+ | 10000 | up | Uplink to MH-DC-001-AGG-R02 | SFP-10G-LR
MH-DC-001-FW-02 | port2 | 10G SFP+ | 10000 | up | Uplink to MH-DC-001-AGG-R03 | SFP-10G-LR
MH-DC-001-FW-02 | port3 | 10G SFP+ | 10000 | admin-down
MH-DC-001-FW-02 | port4 | 10G SFP+ | 10000 | reserved
MH-DC-001-FW-02 | port5 | 10G SFP+ | 10000 | admin-down
MH-DC-001-FW-02 | port6 | 10G SFP+ | 10000 | admin-down
MH-DC-001-FW-02 | port7 | 10G SFP+ | 10000 | admin-down
MH-DC-001-FW-02 | port8 | 10G SFP+ | 10000 | admin-down
MH-DC-001-OLA-01 | 1/2/c1 | 100G QSFP28 | 100000 | up | Uplink to MH-DC-001-AGG-R01 | QSFP28-100G-LR4
MH-DC-001-OLA-01 | 1/2/c2 | 100G QSFP28 | 100000 | admin-down
MH-DC-001-OLA-01 | 1/2/c3 | 100G QSFP28 | 100000 | admin-down
MH-DC-001-OLA-01 | 1/2/c4 | 100G QSFP28 | 100000 | admin-down
MH-DC-001-OLA-01 | 1/2/c5 | 100G QSFP28 | 100000 | admin-down
MH-DC-001-OLA-01 | 1/2/c6 | 100G QSFP28 | 100000 | admin-down
MH-DC-001-OLA-01 | 1/2/c7 | 100G QSFP28 | 100000 | admin-down
MH-DC-001-OLA-01 | 1/2/c8 | 100G QSFP28 | 100000 | admin-down
MH-DC-001-OLA-02 | 1/2/c1 | 100G QSFP28 | 100000 | up | Uplink to MH-DC-001-AGG-R02 | QSFP28-100G-LR4
MH-DC-001-OLA-02 | 1/2/c2 | 100G QSFP28 | 100000 | admin-down
MH-DC-001-OLA-02 | 1/2/c3 | 100G QSFP28 | 100000 | admin-down
MH-DC-001-OLA-02 | 1/2/c4 | 100G QSFP28 | 100000 | admin-down
MH-DC-001-OLA-02 | 1/2/c5 | 100G QSFP28 | 100000 | admin-down
MH-DC-001-OLA-02 | 1/2/c6 | 100G QSFP28 | 100000 | admin-down
MH-DC-001-OLA-02 | 1/2/c7 | 100G QSFP28 | 100000 | admin-down
MH-DC-001-OLA-02 | 1/2/c8 | 100G QSFP28 | 100000 | admin-down
MH-DC-001-AGG-R01 | xe-0/0/0 | 10G SFP+ | 10000 | up | Uplink to MH-DC-001-FW-01 | SFP-10G-LR
MH-DC-001-AGG-R01 | xe-0/0/1 | 10G SFP+ | 10000 | up | Uplink to MH-DC-001-ACC-01 | SFP-10G-LR
MH-DC-001-AGG-R01 | xe-0/0/2 | 10G SFP+ | 10000 | up | Uplink to MH-DC-001-ACC-10 | SFP-10G-LR
MH-DC-001-AGG-R01 | xe-0/0/3 | 10G SFP+ | 10000 | up | Uplink to MH-DC-001-ACC-13 | SFP-10G-LR
MH-DC-001-AGG-R01 | xe-0/0/4 | 10G SFP+ | 10000 | up | Access to MH-DC-001-CSR-001 | SFP-10G-LR
MH-DC-001-AGG-R01 | xe-0/0/5 | 10G SFP+ | 10000 | up | Access to MH-DC-001-CSR-013 | SFP-10G-LR
MH-DC-001-AGG-R01 | xe-0/0/6 | 10G SFP+ | 10000 | up | Access to MH-DC-001-CSR-025 | SFP-10G-LR
MH-DC-001-AGG-R01 | xe-0/0/7 | 10G SFP+ | 10000 | up | Access to MH-DC-001-CSR-037 | SFP-10G-LR
MH-DC-001-AGG-R01 | xe-0/0/8 | 10G SFP+ | 10000 | up | Access to MH-DC-001-CSR-049 | SFP-10G-LR
MH-DC-001-AGG-R01 | xe-0/0/9 | 10G SFP+ | 10000 | up | Access to MH-DC-001-CSR-061 | SFP-10G-LR
MH-DC-001-AGG-R01 | xe-0/0/10 | 10G SFP+ | 10000 | admin-down
MH-DC-001-AGG-R01 | xe-0/0/11 | 10G SFP+ | 10000 | admin-down
MH-DC-001-AGG-R01 | xe-0/0/12 | 10G SFP+ | 10000 | admin-down
MH-DC-001-AGG-R01 | xe-0/0/13 | 10G SFP+ | 10000 | admin-down
MH-DC-001-AGG-R01 | xe-0/0/14 | 10G SFP+ | 10000 | admin-down
MH-DC-001-AGG-R01 | xe-0/0/15 | 10G SFP+ | 10000 | admin-down
MH-DC-001-AGG-R01 | et-0/1/0 | 100G QSFP28 | 100000 | up | Uplink to MH-DC-001-PE-T4-01 | QSFP28-100G-LR4
MH-DC-001-AGG-R01 | et-0/1/1 | 100G QSFP28 | 100000 | up | Uplink to MH-DC-001-PE-T4-02 | QSFP28-100G-LR4
MH-DC-001-AGG-R01 | et-0/1/2 | 100G QSFP28 | 100000 | up | Uplink to MH-DC-001-OLA-01 | QSFP28-100G-LR4
MH-DC-001-AGG-R01 | et-0/1/3 | 100G QSFP28 | 100000 | admin-down
MH-DC-001-AGG-R01 | et-0/1/4 | 100G QSFP28 | 100000 | admin-down
MH-DC-001-AGG-R01 | et-0/1/5 | 100G QSFP28 | 100000 | admin-down
MH-DC-001-AGG-R01 | et-0/1/6 | 100G QSFP28 | 100000 | admin-down
MH-DC-001-AGG-R01 | et-0/1/7 | 100G QSFP28 | 100000 | admin-down
MH-DC-001-AGG-R02 | xe-0/0/0 | 10G SFP+ | 10000 | up | Uplink to MH-DC-001-FW-01 | SFP-10G-LR
MH-DC-001-AGG-R02 | xe-0/0/1 | 10G SFP+ | 10000 | up | Uplink to MH-DC-001-FW-02 | SFP-10G-LR
MH-DC-001-AGG-R02 | xe-0/0/2 | 10G SFP+ | 10000 | up | Uplink to MH-DC-001-ACC-02 | SFP-10G-LR
MH-DC-001-AGG-R02 | xe-0/0/3 | 10G SFP+ | 10000 | up | Uplink to MH-DC-001-ACC-11 | SFP-10G-LR
MH-DC-001-AGG-R02 | xe-0/0/4 | 10G SFP+ | 10000 | up | Uplink to MH-DC-001-ACC-14 | SFP-10G-LR
MH-DC-001-AGG-R02 | xe-0/0/5 | 10G SFP+ | 10000 | up | Access to MH-DC-001-CSR-002 | SFP-10G-LR
MH-DC-001-AGG-R02 | xe-0/0/6 | 10G SFP+ | 10000 | up | Access to MH-DC-001-CSR-009 | SFP-10G-LR
MH-DC-001-AGG-R02 | xe-0/0/7 | 10G SFP+ | 10000 | up | Access to MH-DC-001-CSR-014 | SFP-10G-LR
MH-DC-001-AGG-R02 | xe-0/0/8 | 10G SFP+ | 10000 | up | Access to MH-DC-001-CSR-021 | SFP-10G-LR
MH-DC-001-AGG-R02 | xe-0/0/9 | 10G SFP+ | 10000 | up | Access to MH-DC-001-CSR-026 | SFP-10G-LR
MH-DC-001-AGG-R02 | xe-0/0/10 | 10G SFP+ | 10000 | up | Access to MH-DC-001-CSR-033 | SFP-10G-LR
MH-DC-001-AGG-R02 | xe-0/0/11 | 10G SFP+ | 10000 | up | Access to MH-DC-001-CSR-038 | SFP-10G-LR
MH-DC-001-AGG-R02 | xe-0/0/12 | 10G SFP+ | 10000 | up | Access to MH-DC-001-CSR-045 | SFP-10G-LR
MH-DC-001-AGG-R02 | xe-0/0/13 | 10G SFP+ | 10000 | up | Access to MH-DC-001-CSR-050 | SFP-10G-LR
MH-DC-001-AGG-R02 | xe-0/0/14 | 10G SFP+ | 10000 | up | Access to MH-DC-001-CSR-057 | SFP-10G-LR
MH-DC-001-AGG-R02 | xe-0/0/15 | 10G SFP+ | 10000 | up | Access to MH-DC-001-CSR-062 | SFP-10G-LR
MH-DC-001-AGG-R02 | et-0/1/0 | 100G QSFP28 | 100000 | up | Uplink to MH-DC-001-PE-T4-02 | QSFP28-100G-LR4
MH-DC-001-AGG-R02 | et-0/1/1 | 100G QSFP28 | 100000 | up | Uplink to MH-DC-001-PE-T4-03 | QSFP28-100G-LR4
MH-DC-001-AGG-R02 | et-0/1/2 | 100G QSFP28 | 100000 | up | Uplink to MH-DC-001-OLA-02 | QSFP28-100G-LR4
MH-DC-001-AGG-R02 | et-0/1/3 | 100G QSFP28 | 100000 | admin-down
MH-DC-001-AGG-R02 | et-0/1/4 | 100G QSFP28 | 100000 | admin-down
MH-DC-001-AGG-R02 | et-0/1/5 | 100G QSFP28 | 100000 | admin-down
MH-DC-001-AGG-R02 | et-0/1/6 | 100G QSFP28 | 100000 | admin-down
MH-DC-001-AGG-R02 | et-0/1/7 | 100G QSFP28 | 100000 | admin-down
MH-DC-001-AGG-R03 | xe-0/0/0 | 10G SFP+ | 10000 | up | Uplink to MH-DC-001-FW-02 | SFP-10G-LR
MH-DC-001-AGG-R03 | xe-0/0/1 | 10G SFP+ | 10000 | up | Uplink to MH-DC-001-ACC-03 | SFP-10G-LR
MH-DC-001-AGG-R03 | xe-0/0/2 | 10G SFP+ | 10000 | up | Uplink to MH-DC-001-ACC-12 | SFP-10G-LR
MH-DC-001-AGG-R03 | xe-0/0/3 | 10G SFP+ | 10000 | up | Access to MH-DC-001-CSR-003 | SFP-10G-LR
MH-DC-001-AGG-R03 | xe-0/0/4 | 10G SFP+ | 10000 | up | Access to MH-DC-001-CSR-015 | SFP-10G-LR
MH-DC-001-AGG-R03 | xe-0/0/5 | 10G SFP+ | 10000 | up | Access to MH-DC-001-CSR-027 | SFP-10G-LR
MH-DC-001-AGG-R03 | xe-0/0/6 | 10G SFP+ | 10000 | up | Access to MH-DC-001-CSR-039 | SFP-10G-LR
MH-DC-001-AGG-R03 | xe-0/0/7 | 10G SFP+ | 10000 | up | Access to MH-DC-001-CSR-051 | SFP-10G-LR
MH-DC-001-AGG-R03 | xe-0/0/8 | 10G SFP+ | 10000 | up | Access to MH-DC-001-CSR-063 | SFP-10G-LR
MH-DC-001-AGG-R03 | xe-0/0/9 | 10G SFP+ | 10000 | admin-down
MH-DC-001-AGG-R03 | xe-0/0/10 | 10G SFP+ | 10000 | reserved
MH-DC-001-AGG-R03 | xe-0/0/11 | 10G SFP+ | 10000 | reserved
MH-DC-001-AGG-R03 | xe-0/0/12 | 10G SFP+ | 10000 | admin-down
MH-DC-001-AGG-R03 | xe-0/0/13 | 10G SFP+ | 10000 | admin-down
MH-DC-001-AGG-R03 | xe-0/0/14 | 10G SFP+ | 10000 | admin-down
MH-DC-001-AGG-R03 | xe-0/0/15 | 10G SFP+ | 10000 | admin-down
MH-DC-001-AGG-R03 | et-0/1/0 | 100G QSFP28 | 100000 | up | Uplink to MH-DC-001-PE-T4-03 | QSFP28-100G-LR4
MH-DC-001-AGG-R03 | et-0/1/1 | 100G QSFP28 | 100000 | up | Uplink to MH-DC-001-PE-T4-04 | QSFP28-100G-LR4
MH-DC-001-AGG-R03 | et-0/1/2 | 100G QSFP28 | 100000 | admin-down
MH-DC-001-AGG-R03 | et-0/1/3 | 100G QSFP28 | 100000 | admin-down
MH-DC-001-AGG-R03 | et-0/1/4 | 100G QSFP28 | 100000 | admin-down
MH-DC-001-AGG-R03 | et-0/1/5 | 100G QSFP28 | 100000 | admin-down
MH-DC-001-AGG-R03 | et-0/1/6 | 100G QSFP28 | 100000 | admin-down
MH-DC-001-AGG-R03 | et-0/1/7 | 100G QSFP28 | 100000 | admin-down
MH-DC-001-AGG-R04 | xe-0/0/0 | 10G SFP+ | 10000 | up | Uplink to MH-DC-001-ACC-01 | SFP-10G-LR
MH-DC-001-AGG-R04 | xe-0/0/1 | 10G SFP+ | 10000 | up | Uplink to MH-DC-001-ACC-04 | SFP-10G-LR
MH-DC-001-AGG-R04 | xe-0/0/2 | 10G SFP+ | 10000 | up | Uplink to MH-DC-001-ACC-13 | SFP-10G-LR
MH-DC-001-AGG-R04 | xe-0/0/3 | 10G SFP+ | 10000 | up | Access to MH-DC-001-CSR-004 | SFP-10G-LR
MH-DC-001-AGG-R04 | xe-0/0/4 | 10G SFP+ | 10000 | up | Access to MH-DC-001-CSR-011 | SFP-10G-LR
MH-DC-001-AGG-R04 | xe-0/0/5 | 10G SFP+ | 10000 | up | Access to MH-DC-001-CSR-016 | SFP-10G-LR
MH-DC-001-AGG-R04 | xe-0/0/6 | 10G SFP+ | 10000 | up | Access to MH-DC-001-CSR-023 | SFP-10G-LR
MH-DC-001-AGG-R04 | xe-0/0/7 | 10G SFP+ | 10000 | up | Access to MH-DC-001-CSR-028 | SFP-10G-LR
MH-DC-001-AGG-R04 | xe-0/0/8 | 10G SFP+ | 10000 | up | Access to MH-DC-001-CSR-035 | SFP-10G-LR
MH-DC-001-AGG-R04 | xe-0/0/9 | 10G SFP+ | 10000 | up | Access to MH-DC-001-CSR-040 | SFP-10G-LR
MH-DC-001-AGG-R04 | xe-0/0/10 | 10G SFP+ | 10000 | up | Access to MH-DC-001-CSR-047 | SFP-10G-LR
MH-DC-001-AGG-R04 | xe-0/0/11 | 10G SFP+ | 10000 | up | Access to MH-DC-001-CSR-052 | SFP-10G-LR
MH-DC-001-AGG-R04 | xe-0/0/12 | 10G SFP+ | 10000 | up | Access to MH-DC-001-CSR-059 | SFP-10G-LR
MH-DC-001-AGG-R04 | xe-0/0/13 | 10G SFP+ | 10000 | up | Access to MH-DC-001-CSR-064 | SFP-10G-LR
MH-DC-001-AGG-R04 | xe-0/0/14 | 10G SFP+ | 10000 | admin-down
MH-DC-001-AGG-R04 | xe-0/0/15 | 10G SFP+ | 10000 | admin-down
MH-DC-001-AGG-R04 | et-0/1/0 | 100G QSFP28 | 100000 | up | Uplink to MH-DC-001-PE-T4-04 | QSFP28-100G-LR4
MH-DC-001-AGG-R04 | et-0/1/1 | 100G QSFP28 | 100000 | up | Uplink to MH-DC-001-PE-T4-01 | QSFP28-100G-LR4
MH-DC-001-AGG-R04 | et-0/1/2 | 100G QSFP28 | 100000 | admin-down
MH-DC-001-AGG-R04 | et-0/1/3 | 100G QSFP28 | 100000 | admin-down
MH-DC-001-AGG-R04 | et-0/1/4 | 100G QSFP28 | 100000 | reserved
MH-DC-001-AGG-R04 | et-0/1/5 | 100G QSFP28 | 100000 | admin-down
MH-DC-001-AGG-R04 | et-0/1/6 | 100G QSFP28 | 100000 | admin-down
MH-DC-001-AGG-R04 | et-0/1/7 | 100G QSFP28 | 100000 | admin-down
MH-DC-001-AGG-R05 | xe-0/0/0 | 10G SFP+ | 10000 | up | Uplink to MH-DC-001-ACC-02 | SFP-10G-LR
MH-DC-001-AGG-R05 | xe-0/0/1 | 10G SFP+ | 10000 | up | Uplink to MH-DC-001-ACC-05 | SFP-10G-LR
MH-DC-001-AGG-R05 | xe-0/0/2 | 10G SFP+ | 10000 | up | Uplink to MH-DC-001-ACC-14 | SFP-10G-LR
MH-DC-001-AGG-R05 | xe-0/0/3 | 10G SFP+ | 10000 | up | Access to MH-DC-001-CSR-005 | SFP-10G-LR
MH-DC-001-AGG-R05 | xe-0/0/4 | 10G SFP+ | 10000 | up | Access to MH-DC-001-CSR-017 | SFP-10G-LR
MH-DC-001-AGG-R05 | xe-0/0/5 | 10G SFP+ | 10000 | up | Access to MH-DC-001-CSR-029 | SFP-10G-LR
MH-DC-001-AGG-R05 | xe-0/0/6 | 10G SFP+ | 10000 | up | Access to MH-DC-001-CSR-041 | SFP-10G-LR
MH-DC-001-AGG-R05 | xe-0/0/7 | 10G SFP+ | 10000 | up | Access to MH-DC-001-CSR-053 | SFP-10G-LR
MH-DC-001-AGG-R05 | xe-0/0/8 | 10G SFP+ | 10000 | up | Access to MH-DC-001-CSR-065 | SFP-10G-LR
MH-DC-001-AGG-R05 | xe-0/0/9 | 10G SFP+ | 10000 | reserved
MH-DC-001-AGG-R05 | xe-0/0/10 | 10G SFP+ | 10000 | admin-down
MH-DC-001-AGG-R05 | xe-0/0/11 | 10G SFP+ | 10000 | admin-down
MH-DC-001-AGG-R05 | xe-0/0/12 | 10G SFP+ | 10000 | reserved
MH-DC-001-AGG-R05 | xe-0/0/13 | 10G SFP+ | 10000 | admin-down
MH-DC-001-AGG-R05 | xe-0/0/14 | 10G SFP+ | 10000 | admin-down
MH-DC-001-AGG-R05 | xe-0/0/15 | 10G SFP+ | 10000 | admin-down
MH-DC-001-AGG-R05 | et-0/1/0 | 100G QSFP28 | 100000 | up | Uplink to MH-DC-001-PE-T4-01 | QSFP28-100G-LR4
MH-DC-001-AGG-R05 | et-0/1/1 | 100G QSFP28 | 100000 | up | Uplink to MH-DC-001-PE-T4-02 | QSFP28-100G-LR4
MH-DC-001-AGG-R05 | et-0/1/2 | 100G QSFP28 | 100000 | admin-down
MH-DC-001-AGG-R05 | et-0/1/3 | 100G QSFP28 | 100000 | admin-down
MH-DC-001-AGG-R05 | et-0/1/4 | 100G QSFP28 | 100000 | admin-down
MH-DC-001-AGG-R05 | et-0/1/5 | 100G QSFP28 | 100000 | admin-down
MH-DC-001-AGG-R05 | et-0/1/6 | 100G QSFP28 | 100000 | admin-down
MH-DC-001-AGG-R05 | et-0/1/7 | 100G QSFP28 | 100000 | admin-down
MH-DC-001-AGG-R06 | xe-0/0/0 | 10G SFP+ | 10000 | up | Uplink to MH-DC-001-ACC-03 | SFP-10G-LR
MH-DC-001-AGG-R06 | xe-0/0/1 | 10G SFP+ | 10000 | up | Uplink to MH-DC-001-ACC-06 | SFP-10G-LR
MH-DC-001-AGG-R06 | xe-0/0/2 | 10G SFP+ | 10000 | up | Access to MH-DC-001-CSR-001 | SFP-10G-LR
MH-DC-001-AGG-R06 | xe-0/0/3 | 10G SFP+ | 10000 | up | Access to MH-DC-001-CSR-006 | SFP-10G-LR
MH-DC-001-AGG-R06 | xe-0/0/4 | 10G SFP+ | 10000 | up | Access to MH-DC-001-CSR-013 | SFP-10G-LR
MH-DC-001-AGG-R06 | xe-0/0/5 | 10G SFP+ | 10000 | up | Access to MH-DC-001-CSR-018 | SFP-10G-LR
MH-DC-001-AGG-R06 | xe-0/0/6 | 10G SFP+ | 10000 | up | Access to MH-DC-001-CSR-025 | SFP-10G-LR
MH-DC-001-AGG-R06 | xe-0/0/7 | 10G SFP+ | 10000 | up | Access to MH-DC-001-CSR-030 | SFP-10G-LR
MH-DC-001-AGG-R06 | xe-0/0/8 | 10G SFP+ | 10000 | up | Access to MH-DC-001-CSR-037 | SFP-10G-LR
MH-DC-001-AGG-R06 | xe-0/0/9 | 10G SFP+ | 10000 | up | Access to MH-DC-001-CSR-042 | SFP-10G-LR
MH-DC-001-AGG-R06 | xe-0/0/10 | 10G SFP+ | 10000 | up | Access to MH-DC-001-CSR-049 | SFP-10G-LR
MH-DC-001-AGG-R06 | xe-0/0/11 | 10G SFP+ | 10000 | up | Access to MH-DC-001-CSR-054 | SFP-10G-LR
MH-DC-001-AGG-R06 | xe-0/0/12 | 10G SFP+ | 10000 | up | Access to MH-DC-001-CSR-061 | SFP-10G-LR
MH-DC-001-AGG-R06 | xe-0/0/13 | 10G SFP+ | 10000 | up | Access to MH-DC-001-CSR-066 | SFP-10G-LR
MH-DC-001-AGG-R06 | xe-0/0/14 | 10G SFP+ | 10000 | reserved
MH-DC-001-AGG-R06 | xe-0/0/15 | 10G SFP+ | 10000 | admin-down
MH-DC-001-AGG-R06 | et-0/1/0 | 100G QSFP28 | 100000 | up | Uplink to MH-DC-001-PE-T4-02 | QSFP28-100G-LR4
MH-DC-001-AGG-R06 | et-0/1/1 | 100G QSFP28 | 100000 | up | Uplink to MH-DC-001-PE-T4-03 | QSFP28-100G-LR4
MH-DC-001-AGG-R06 | et-0/1/2 | 100G QSFP28 | 100000 | admin-down
MH-DC-001-AGG-R06 | et-0/1/3 | 100G QSFP28 | 100000 | admin-down
MH-DC-001-AGG-R06 | et-0/1/4 | 100G QSFP28 | 100000 | admin-down
MH-DC-001-AGG-R06 | et-0/1/5 | 100G QSFP28 | 100000 | reserved
MH-DC-001-AGG-R06 | et-0/1/6 | 100G QSFP28 | 100000 | admin-down
MH-DC-001-AGG-R06 | et-0/1/7 | 100G QSFP28 | 100000 | admin-down
MH-DC-001-AGG-R07 | xe-0/0/0 | 10G SFP+ | 10000 | up | Uplink to MH-DC-001-ACC-04 | SFP-10G-LR
MH-DC-001-AGG-R07 | xe-0/0/1 | 10G SFP+ | 10000 | up | Uplink to MH-DC-001-ACC-07 | SFP-10G-LR
MH-DC-001-AGG-R07 | xe-0/0/2 | 10G SFP+ | 10000 | up | Access to MH-DC-001-CSR-007 | SFP-10G-LR
MH-DC-001-AGG-R07 | xe-0/0/3 | 10G SFP+ | 10000 | up | Access to MH-DC-001-CSR-019 | SFP-10G-LR
MH-DC-001-AGG-R07 | xe-0/0/4 | 10G SFP+ | 10000 | up | Access to MH-DC-001-CSR-031 | SFP-10G-LR
MH-DC-001-AGG-R07 | xe-0/0/5 | 10G SFP+ | 10000 | up | Access to MH-DC-001-CSR-043 | SFP-10G-LR
MH-DC-001-AGG-R07 | xe-0/0/6 | 10G SFP+ | 10000 | up | Access to MH-DC-001-CSR-055 | SFP-10G-LR
MH-DC-001-AGG-R07 | xe-0/0/7 | 10G SFP+ | 10000 | up | Access to MH-DC-001-CSR-067 | SFP-10G-LR
MH-DC-001-AGG-R07 | xe-0/0/8 | 10G SFP+ | 10000 | admin-down
MH-DC-001-AGG-R07 | xe-0/0/9 | 10G SFP+ | 10000 | admin-down
MH-DC-001-AGG-R07 | xe-0/0/10 | 10G SFP+ | 10000 | reserved
MH-DC-001-AGG-R07 | xe-0/0/11 | 10G SFP+ | 10000 | admin-down
MH-DC-001-AGG-R07 | xe-0/0/12 | 10G SFP+ | 10000 | admin-down
MH-DC-001-AGG-R07 | xe-0/0/13 | 10G SFP+ | 10000 | admin-down
MH-DC-001-AGG-R07 | xe-0/0/14 | 10G SFP+ | 10000 | admin-down
MH-DC-001-AGG-R07 | xe-0/0/15 | 10G SFP+ | 10000 | admin-down
MH-DC-001-AGG-R07 | et-0/1/0 | 100G QSFP28 | 100000 | up | Uplink to MH-DC-001-PE-T4-03 | QSFP28-100G-LR4
MH-DC-001-AGG-R07 | et-0/1/1 | 100G QSFP28 | 100000 | up | Uplink to MH-DC-001-PE-T4-04 | QSFP28-100G-LR4
MH-DC-001-AGG-R07 | et-0/1/2 | 100G QSFP28 | 100000 | admin-down
MH-DC-001-AGG-R07 | et-0/1/3 | 100G QSFP28 | 100000 | admin-down
MH-DC-001-AGG-R07 | et-0/1/4 | 100G QSFP28 | 100000 | admin-down
MH-DC-001-AGG-R07 | et-0/1/5 | 100G QSFP28 | 100000 | admin-down
MH-DC-001-AGG-R07 | et-0/1/6 | 100G QSFP28 | 100000 | admin-down
MH-DC-001-AGG-R07 | et-0/1/7 | 100G QSFP28 | 100000 | admin-down
MH-DC-001-AGG-R08 | xe-0/0/0 | 10G SFP+ | 10000 | up | Uplink to MH-DC-001-ACC-05 | SFP-10G-LR
MH-DC-001-AGG-R08 | xe-0/0/1 | 10G SFP+ | 10000 | up | Uplink to MH-DC-001-ACC-08 | SFP-10G-LR
MH-DC-001-AGG-R08 | xe-0/0/2 | 10G SFP+ | 10000 | up | Access to MH-DC-001-CSR-003 | SFP-10G-LR
MH-DC-001-AGG-R08 | xe-0/0/3 | 10G SFP+ | 10000 | up | Access to MH-DC-001-CSR-008 | SFP-10G-LR
MH-DC-001-AGG-R08 | xe-0/0/4 | 10G SFP+ | 10000 | up | Access to MH-DC-001-CSR-015 | SFP-10G-LR
MH-DC-001-AGG-R08 | xe-0/0/5 | 10G SFP+ | 10000 | up | Access to MH-DC-001-CSR-020 | SFP-10G-LR
MH-DC-001-AGG-R08 | xe-0/0/6 | 10G SFP+ | 10000 | up | Access to MH-DC-001-CSR-027 | SFP-10G-LR
MH-DC-001-AGG-R08 | xe-0/0/7 | 10G SFP+ | 10000 | up | Access to MH-DC-001-CSR-032 | SFP-10G-LR
MH-DC-001-AGG-R08 | xe-0/0/8 | 10G SFP+ | 10000 | up | Access to MH-DC-001-CSR-039 | SFP-10G-LR
MH-DC-001-AGG-R08 | xe-0/0/9 | 10G SFP+ | 10000 | up | Access to MH-DC-001-CSR-044 | SFP-10G-LR
MH-DC-001-AGG-R08 | xe-0/0/10 | 10G SFP+ | 10000 | up | Access to MH-DC-001-CSR-051 | SFP-10G-LR
MH-DC-001-AGG-R08 | xe-0/0/11 | 10G SFP+ | 10000 | up | Access to MH-DC-001-CSR-056 | SFP-10G-LR
MH-DC-001-AGG-R08 | xe-0/0/12 | 10G SFP+ | 10000 | up | Access to MH-DC-001-CSR-063 | SFP-10G-LR
MH-DC-001-AGG-R08 | xe-0/0/13 | 10G SFP+ | 10000 | up | Access to MH-DC-001-CSR-068 | SFP-10G-LR
MH-DC-001-AGG-R08 | xe-0/0/14 | 10G SFP+ | 10000 | admin-down
MH-DC-001-AGG-R08 | xe-0/0/15 | 10G SFP+ | 10000 | reserved
MH-DC-001-AGG-R08 | et-0/1/0 | 100G QSFP28 | 100000 | up | Uplink to MH-DC-001-PE-T4-04 | QSFP28-100G-LR4
MH-DC-001-AGG-R08 | et-0/1/1 | 100G QSFP28 | 100000 | up | Uplink to MH-DC-001-PE-T4-01 | QSFP28-100G-LR4
MH-DC-001-AGG-R08 | et-0/1/2 | 100G QSFP28 | 100000 | admin-down
MH-DC-001-AGG-R08 | et-0/1/3 | 100G QSFP28 | 100000 | admin-down
MH-DC-001-AGG-R08 | et-0/1/4 | 100G QSFP28 | 100000 | admin-down
MH-DC-001-AGG-R08 | et-0/1/5 | 100G QSFP28 | 100000 | admin-down
MH-DC-001-AGG-R08 | et-0/1/6 | 100G QSFP28 | 100000 | admin-down
MH-DC-001-AGG-R08 | et-0/1/7 | 100G QSFP28 | 100000 | admin-down
MH-DC-001-AGG-R09 | xe-0/0/0 | 10G SFP+ | 10000 | up | Uplink to MH-DC-001-ACC-06 | SFP-10G-LR
MH-DC-001-AGG-R09 | xe-0/0/1 | 10G SFP+ | 10000 | up | Uplink to MH-DC-001-ACC-09 | SFP-10G-LR
MH-DC-001-AGG-R09 | xe-0/0/2 | 10G SFP+ | 10000 | up | Access to MH-DC-001-CSR-009 | SFP-10G-LR
MH-DC-001-AGG-R09 | xe-0/0/3 | 10G SFP+ | 10000 | up | Access to MH-DC-001-CSR-021 | SFP-10G-LR
MH-DC-001-AGG-R09 | xe-0/0/4 | 10G SFP+ | 10000 | up | Access to MH-DC-001-CSR-033 | SFP-10G-LR
MH-DC-001-AGG-R09 | xe-0/0/5 | 10G SFP+ | 10000 | up | Access to MH-DC-001-CSR-045 | SFP-10G-LR
MH-DC-001-AGG-R09 | xe-0/0/6 | 10G SFP+ | 10000 | up | Access to MH-DC-001-CSR-057 | SFP-10G-LR
MH-DC-001-AGG-R09 | xe-0/0/7 | 10G SFP+ | 10000 | up | Access to MH-DC-001-CSR-069 | SFP-10G-LR
MH-DC-001-AGG-R09 | xe-0/0/8 | 10G SFP+ | 10000 | admin-down
MH-DC-001-AGG-R09 | xe-0/0/9 | 10G SFP+ | 10000 | admin-down
MH-DC-001-AGG-R09 | xe-0/0/10 | 10G SFP+ | 10000 | admin-down
MH-DC-001-AGG-R09 | xe-0/0/11 | 10G SFP+ | 10000 | admin-down
MH-DC-001-AGG-R09 | xe-0/0/12 | 10G SFP+ | 10000 | admin-down
MH-DC-001-AGG-R09 | xe-0/0/13 | 10G SFP+ | 10000 | admin-down
MH-DC-001-AGG-R09 | xe-0/0/14 | 10G SFP+ | 10000 | admin-down
MH-DC-001-AGG-R09 | xe-0/0/15 | 10G SFP+ | 10000 | admin-down
MH-DC-001-AGG-R09 | et-0/1/0 | 100G QSFP28 | 100000 | up | Uplink to MH-DC-001-PE-T4-01 | QSFP28-100G-LR4
MH-DC-001-AGG-R09 | et-0/1/1 | 100G QSFP28 | 100000 | up | Uplink to MH-DC-001-PE-T4-02 | QSFP28-100G-LR4
MH-DC-001-AGG-R09 | et-0/1/2 | 100G QSFP28 | 100000 | admin-down
MH-DC-001-AGG-R09 | et-0/1/3 | 100G QSFP28 | 100000 | admin-down
MH-DC-001-AGG-R09 | et-0/1/4 | 100G QSFP28 | 100000 | admin-down
MH-DC-001-AGG-R09 | et-0/1/5 | 100G QSFP28 | 100000 | admin-down
MH-DC-001-AGG-R09 | et-0/1/6 | 100G QSFP28 | 100000 | admin-down
MH-DC-001-AGG-R09 | et-0/1/7 | 100G QSFP28 | 100000 | admin-down
MH-DC-001-AGG-R10 | xe-0/0/0 | 10G SFP+ | 10000 | up | Uplink to MH-DC-001-ACC-07 | SFP-10G-LR
MH-DC-001-AGG-R10 | xe-0/0/1 | 10G SFP+ | 10000 | up | Uplink to MH-DC-001-ACC-10 | SFP-10G-LR
MH-DC-001-AGG-R10 | xe-0/0/2 | 10G SFP+ | 10000 | up | Access to MH-DC-001-CSR-005 | SFP-10G-LR
MH-DC-001-AGG-R10 | xe-0/0/3 | 10G SFP+ | 10000 | up | Access to MH-DC-001-CSR-010 | SFP-10G-LR
MH-DC-001-AGG-R10 | xe-0/0/4 | 10G SFP+ | 10000 | up | Access to MH-DC-001-CSR-017 | SFP-10G-LR
MH-DC-001-AGG-R10 | xe-0/0/5 | 10G SFP+ | 10000 | up | Access to MH-DC-001-CSR-022 | SFP-10G-LR
MH-DC-001-AGG-R10 | xe-0/0/6 | 10G SFP+ | 10000 | up | Access to MH-DC-001-CSR-029 | SFP-10G-LR
MH-DC-001-AGG-R10 | xe-0/0/7 | 10G SFP+ | 10000 | up | Access to MH-DC-001-CSR-034 | SFP-10G-LR
MH-DC-001-AGG-R10 | xe-0/0/8 | 10G SFP+ | 10000 | up | Access to MH-DC-001-CSR-041 | SFP-10G-LR
MH-DC-001-AGG-R10 | xe-0/0/9 | 10G SFP+ | 10000 | up | Access to MH-DC-001-CSR-046 | SFP-10G-LR
MH-DC-001-AGG-R10 | xe-0/0/10 | 10G SFP+ | 10000 | up | Access to MH-DC-001-CSR-053 | SFP-10G-LR
MH-DC-001-AGG-R10 | xe-0/0/11 | 10G SFP+ | 10000 | up | Access to MH-DC-001-CSR-058 | SFP-10G-LR
MH-DC-001-AGG-R10 | xe-0/0/12 | 10G SFP+ | 10000 | up | Access to MH-DC-001-CSR-065 | SFP-10G-LR
MH-DC-001-AGG-R10 | xe-0/0/13 | 10G SFP+ | 10000 | admin-down
MH-DC-001-AGG-R10 | xe-0/0/14 | 10G SFP+ | 10000 | admin-down
MH-DC-001-AGG-R10 | xe-0/0/15 | 10G SFP+ | 10000 | admin-down
MH-DC-001-AGG-R10 | et-0/1/0 | 100G QSFP28 | 100000 | up | Uplink to MH-DC-001-PE-T4-02 | QSFP28-100G-LR4
MH-DC-001-AGG-R10 | et-0/1/1 | 100G QSFP28 | 100000 | up | Uplink to MH-DC-001-PE-T4-03 | QSFP28-100G-LR4
MH-DC-001-AGG-R10 | et-0/1/2 | 100G QSFP28 | 100000 | admin-down
MH-DC-001-AGG-R10 | et-0/1/3 | 100G QSFP28 | 100000 | reserved
MH-DC-001-AGG-R10 | et-0/1/4 | 100G QSFP28 | 100000 | admin-down
MH-DC-001-AGG-R10 | et-0/1/5 | 100G QSFP28 | 100000 | admin-down
MH-DC-001-AGG-R10 | et-0/1/6 | 100G QSFP28 | 100000 | admin-down
MH-DC-001-AGG-R10 | et-0/1/7 | 100G QSFP28 | 100000 | admin-down
MH-DC-001-AGG-R11 | xe-0/0/0 | 10G SFP+ | 10000 | up | Uplink to MH-DC-001-ACC-08 | SFP-10G-LR
MH-DC-001-AGG-R11 | xe-0/0/1 | 10G SFP+ | 10000 | up | Uplink to MH-DC-001-ACC-11 | SFP-10G-LR
MH-DC-001-AGG-R11 | xe-0/0/2 | 10G SFP+ | 10000 | up | Access to MH-DC-001-CSR-011 | SFP-10G-LR
MH-DC-001-AGG-R11 | xe-0/0/3 | 10G SFP+ | 10000 | up | Access to MH-DC-001-CSR-023 | SFP-10G-LR
MH-DC-001-AGG-R11 | xe-0/0/4 | 10G SFP+ | 10000 | up | Access to MH-DC-001-CSR-035 | SFP-10G-LR
MH-DC-001-AGG-R11 | xe-0/0/5 | 10G SFP+ | 10000 | up | Access to MH-DC-001-CSR-047 | SFP-10G-LR
MH-DC-001-AGG-R11 | xe-0/0/6 | 10G SFP+ | 10000 | up | Access to MH-DC-001-CSR-059 | SFP-10G-LR
MH-DC-001-AGG-R11 | xe-0/0/7 | 10G SFP+ | 10000 | admin-down
MH-DC-001-AGG-R11 | xe-0/0/8 | 10G SFP+ | 10000 | admin-down
MH-DC-001-AGG-R11 | xe-0/0/9 | 10G SFP+ | 10000 | admin-down
MH-DC-001-AGG-R11 | xe-0/0/10 | 10G SFP+ | 10000 | admin-down
MH-DC-001-AGG-R11 | xe-0/0/11 | 10G SFP+ | 10000 | admin-down
MH-DC-001-AGG-R11 | xe-0/0/12 | 10G SFP+ | 10000 | admin-down
MH-DC-001-AGG-R11 | xe-0/0/13 | 10G SFP+ | 10000 | admin-down
MH-DC-001-AGG-R11 | xe-0/0/14 | 10G SFP+ | 10000 | admin-down
MH-DC-001-AGG-R11 | xe-0/0/15 | 10G SFP+ | 10000 | admin-down
MH-DC-001-AGG-R11 | et-0/1/0 | 100G QSFP28 | 100000 | up | Uplink to MH-DC-001-PE-T4-03 | QSFP28-100G-LR4
MH-DC-001-AGG-R11 | et-0/1/1 | 100G QSFP28 | 100000 | up | Uplink to MH-DC-001-PE-T4-04 | QSFP28-100G-LR4
MH-DC-001-AGG-R11 | et-0/1/2 | 100G QSFP28 | 100000 | admin-down
MH-DC-001-AGG-R11 | et-0/1/3 | 100G QSFP28 | 100000 | admin-down
MH-DC-001-AGG-R11 | et-0/1/4 | 100G QSFP28 | 100000 | admin-down
MH-DC-001-AGG-R11 | et-0/1/5 | 100G QSFP28 | 100000 | admin-down
MH-DC-001-AGG-R11 | et-0/1/6 | 100G QSFP28 | 100000 | admin-down
MH-DC-001-AGG-R11 | et-0/1/7 | 100G QSFP28 | 100000 | admin-down
MH-DC-001-AGG-R12 | xe-0/0/0 | 10G SFP+ | 10000 | up | Uplink to MH-DC-001-ACC-09 | SFP-10G-LR
MH-DC-001-AGG-R12 | xe-0/0/1 | 10G SFP+ | 10000 | up | Uplink to MH-DC-001-ACC-12 | SFP-10G-LR
MH-DC-001-AGG-R12 | xe-0/0/2 | 10G SFP+ | 10000 | up | Access to MH-DC-001-CSR-007 | SFP-10G-LR
MH-DC-001-AGG-R12 | xe-0/0/3 | 10G SFP+ | 10000 | up | Access to MH-DC-001-CSR-012 | SFP-10G-LR
MH-DC-001-AGG-R12 | xe-0/0/4 | 10G SFP+ | 10000 | up | Access to MH-DC-001-CSR-019 | SFP-10G-LR
MH-DC-001-AGG-R12 | xe-0/0/5 | 10G SFP+ | 10000 | up | Access to MH-DC-001-CSR-024 | SFP-10G-LR
MH-DC-001-AGG-R12 | xe-0/0/6 | 10G SFP+ | 10000 | up | Access to MH-DC-001-CSR-031 | SFP-10G-LR
MH-DC-001-AGG-R12 | xe-0/0/7 | 10G SFP+ | 10000 | up | Access to MH-DC-001-CSR-036 | SFP-10G-LR
MH-DC-001-AGG-R12 | xe-0/0/8 | 10G SFP+ | 10000 | up | Access to MH-DC-001-CSR-043 | SFP-10G-LR
MH-DC-001-AGG-R12 | xe-0/0/9 | 10G SFP+ | 10000 | up | Access to MH-DC-001-CSR-048 | SFP-10G-LR
MH-DC-001-AGG-R12 | xe-0/0/10 | 10G SFP+ | 10000 | up | Access to MH-DC-001-CSR-055 | SFP-10G-LR
MH-DC-001-AGG-R12 | xe-0/0/11 | 10G SFP+ | 10000 | up | Access to MH-DC-001-CSR-060 | SFP-10G-LR
MH-DC-001-AGG-R12 | xe-0/0/12 | 10G SFP+ | 10000 | up | Access to MH-DC-001-CSR-067 | SFP-10G-LR
MH-DC-001-AGG-R12 | xe-0/0/13 | 10G SFP+ | 10000 | admin-down
MH-DC-001-AGG-R12 | xe-0/0/14 | 10G SFP+ | 10000 | admin-down
MH-DC-001-AGG-R12 | xe-0/0/15 | 10G SFP+ | 10000 | admin-down
MH-DC-001-AGG-R12 | et-0/1/0 | 100G QSFP28 | 100000 | up | Uplink to MH-DC-001-PE-T4-04 | QSFP28-100G-LR4
MH-DC-001-AGG-R12 | et-0/1/1 | 100G QSFP28 | 100000 | up | Uplink to MH-DC-001-PE-T4-01 | QSFP28-100G-LR4
MH-DC-001-AGG-R12 | et-0/1/2 | 100G QSFP28 | 100000 | admin-down
MH-DC-001-AGG-R12 | et-0/1/3 | 100G QSFP28 | 100000 | admin-down
MH-DC-001-AGG-R12 | et-0/1/4 | 100G QSFP28 | 100000 | admin-down
MH-DC-001-AGG-R12 | et-0/1/5 | 100G QSFP28 | 100000 | admin-down
MH-DC-001-AGG-R12 | et-0/1/6 | 100G QSFP28 | 100000 | admin-down
MH-DC-001-AGG-R12 | et-0/1/7 | 100G QSFP28 | 100000 | admin-down
MH-DC-001-ACC-01 | xe-0/0/0 | 10G SFP+ | 10000 | up | Access to MH-DC-001-NMS-01 | SFP-10G-LR
MH-DC-001-ACC-01 | xe-0/0/1 | 10G SFP+ | 10000 | up | Server NIC
MH-DC-001-ACC-01 | xe-0/0/2 | 10G SFP+ | 10000 | up | Server NIC
MH-DC-001-ACC-01 | xe-0/0/3 | 10G SFP+ | 10000 | up | Access to MH-DC-001-NMS-02 | SFP-10G-LR
MH-DC-001-ACC-01 | xe-0/0/4 | 10G SFP+ | 10000 | up | Server NIC
MH-DC-001-ACC-01 | xe-0/0/5 | 10G SFP+ | 10000 | up | Server NIC
MH-DC-001-ACC-01 | xe-0/0/6 | 10G SFP+ | 10000 | up | Server NIC
MH-DC-001-ACC-01 | xe-0/0/7 | 10G SFP+ | 10000 | up | Access to MH-DC-001-AAA-01 | SFP-10G-LR
MH-DC-001-ACC-01 | xe-0/0/8 | 10G SFP+ | 10000 | up | Access to MH-DC-001-AAA-02 | SFP-10G-LR
MH-DC-001-ACC-01 | xe-0/0/9 | 10G SFP+ | 10000 | up | Server NIC
MH-DC-001-ACC-01 | xe-0/0/10 | 10G SFP+ | 10000 | up | Access to MH-DC-001-DNS-01 | SFP-10G-LR
MH-DC-001-ACC-01 | xe-0/0/11 | 10G SFP+ | 10000 | up | Access to MH-DC-001-DNS-02 | SFP-10G-LR
MH-DC-001-ACC-01 | xe-0/0/12 | 10G SFP+ | 10000 | up | Access to MH-DC-001-JMP-01 | SFP-10G-LR
MH-DC-001-ACC-01 | xe-0/0/13 | 10G SFP+ | 10000 | up | Access to MH-DC-001-JMP-02 | SFP-10G-LR
MH-DC-001-ACC-01 | xe-0/0/14 | 10G SFP+ | 10000 | up | Server NIC
MH-DC-001-ACC-01 | xe-0/0/15 | 10G SFP+ | 10000 | up | Access to MH-DC-001-BKP-01 | SFP-10G-LR
MH-DC-001-ACC-01 | xe-0/0/16 | 10G SFP+ | 10000 | up | Access to MH-DC-001-BKP-02 | SFP-10G-LR
MH-DC-001-ACC-01 | xe-0/0/17 | 10G SFP+ | 10000 | up | Server NIC
MH-DC-001-ACC-01 | xe-0/0/18 | 10G SFP+ | 10000 | up | Access to MH-DC-001-OSS-01 | SFP-10G-LR
MH-DC-001-ACC-01 | xe-0/0/19 | 10G SFP+ | 10000 | up | Server NIC
MH-DC-001-ACC-01 | xe-0/0/20 | 10G SFP+ | 10000 | up | Access to MH-DC-001-OSS-02 | SFP-10G-LR
MH-DC-001-ACC-01 | xe-0/0/21 | 10G SFP+ | 10000 | up | Server NIC
MH-DC-001-ACC-01 | xe-0/0/22 | 10G SFP+ | 10000 | up | Server NIC
MH-DC-001-ACC-01 | xe-0/0/23 | 10G SFP+ | 10000 | up | Access to MH-DC-001-OSS-03 | SFP-10G-LR
MH-DC-001-ACC-01 | xe-0/0/24 | 10G SFP+ | 10000 | up | Access to MH-DC-001-OSS-04 | SFP-10G-LR
MH-DC-001-ACC-01 | xe-0/0/25 | 10G SFP+ | 10000 | up | Server NIC
MH-DC-001-ACC-01 | xe-0/0/26 | 10G SFP+ | 10000 | up | Access to MH-DC-001-BSS-01 | SFP-10G-LR
MH-DC-001-ACC-01 | xe-0/0/27 | 10G SFP+ | 10000 | up | Server NIC
MH-DC-001-ACC-01 | xe-0/0/28 | 10G SFP+ | 10000 | up | Server NIC
MH-DC-001-ACC-01 | xe-0/0/29 | 10G SFP+ | 10000 | up | Access to MH-DC-001-BSS-02 | SFP-10G-LR
MH-DC-001-ACC-01 | xe-0/0/30 | 10G SFP+ | 10000 | admin-down
MH-DC-001-ACC-01 | xe-0/0/31 | 10G SFP+ | 10000 | up | Server NIC
MH-DC-001-ACC-01 | et-0/1/0 | 100G QSFP28 | 100000 | up | Uplink to MH-DC-001-AGG-R01 | QSFP28-100G-LR4
MH-DC-001-ACC-01 | et-0/1/1 | 100G QSFP28 | 100000 | up | Uplink to MH-DC-001-AGG-R04 | QSFP28-100G-LR4
MH-DC-001-ACC-01 | et-0/1/2 | 100G QSFP28 | 100000 | admin-down
MH-DC-001-ACC-01 | et-0/1/3 | 100G QSFP28 | 100000 | admin-down
MH-DC-001-ACC-02 | xe-0/0/0 | 10G SFP+ | 10000 | up | Access to MH-DC-001-NMS-01 | SFP-10G-LR
MH-DC-001-ACC-02 | xe-0/0/1 | 10G SFP+ | 10000 | up | Access to MH-DC-001-NMS-02 | SFP-10G-LR
MH-DC-001-ACC-02 | xe-0/0/2 | 10G SFP+ | 10000 | up | Server NIC
MH-DC-001-ACC-02 | xe-0/0/3 | 10G SFP+ | 10000 | up | Access to MH-DC-001-AAA-01 | SFP-10G-LR
MH-DC-001-ACC-02 | xe-0/0/4 | 10G SFP+ | 10000 | up | Server NIC
MH-DC-001-ACC-02 | xe-0/0/5 | 10G SFP+ | 10000 | up | Access to MH-DC-001-AAA-02 | SFP-10G-LR
MH-DC-001-ACC-02 | xe-0/0/6 | 10G SFP+ | 10000 | up | Server NIC
MH-DC-001-ACC-02 | xe-0/0/7 | 10G SFP+ | 10000 | up | Server NIC
MH-DC-001-ACC-02 | xe-0/0/8 | 10G SFP+ | 10000 | up | Access to MH-DC-001-DNS-01 | SFP-10G-LR
MH-DC-001-ACC-02 | xe-0/0/9 | 10G SFP+ | 10000 | up | Server NIC
MH-DC-001-ACC-02 | xe-0/0/10 | 10G SFP+ | 10000 | up | Access to MH-DC-001-DNS-02 | SFP-10G-LR
MH-DC-001-ACC-02 | xe-0/0/11 | 10G SFP+ | 10000 | up | Access to MH-DC-001-JMP-01 | SFP-10G-LR
MH-DC-001-ACC-02 | xe-0/0/12 | 10G SFP+ | 10000 | up | Access to MH-DC-001-JMP-02 | SFP-10G-LR
MH-DC-001-ACC-02 | xe-0/0/13 | 10G SFP+ | 10000 | up | Server NIC
MH-DC-001-ACC-02 | xe-0/0/14 | 10G SFP+ | 10000 | up | Access to MH-DC-001-BKP-01 | SFP-10G-LR
MH-DC-001-ACC-02 | xe-0/0/15 | 10G SFP+ | 10000 | up | Access to MH-DC-001-BKP-02 | SFP-10G-LR
MH-DC-001-ACC-02 | xe-0/0/16 | 10G SFP+ | 10000 | up | Server NIC
MH-DC-001-ACC-02 | xe-0/0/17 | 10G SFP+ | 10000 | up | Access to MH-DC-001-OSS-01 | SFP-10G-LR
MH-DC-001-ACC-02 | xe-0/0/18 | 10G SFP+ | 10000 | up | Server NIC
MH-DC-001-ACC-02 | xe-0/0/19 | 10G SFP+ | 10000 | up | Server NIC
MH-DC-001-ACC-02 | xe-0/0/20 | 10G SFP+ | 10000 | up | Access to MH-DC-001-OSS-02 | SFP-10G-LR
MH-DC-001-ACC-02 | xe-0/0/21 | 10G SFP+ | 10000 | up | Server NIC
MH-DC-001-ACC-02 | xe-0/0/22 | 10G SFP+ | 10000 | up | Access to MH-DC-001-OSS-03 | SFP-10G-LR
MH-DC-001-ACC-02 | xe-0/0/23 | 10G SFP+ | 10000 | up | Server NIC
MH-DC-001-ACC-02 | xe-0/0/24 | 10G SFP+ | 10000 | up | Server NIC
MH-DC-001-ACC-02 | xe-0/0/25 | 10G SFP+ | 10000 | up | Access to MH-DC-001-OSS-04 | SFP-10G-LR
MH-DC-001-ACC-02 | xe-0/0/26 | 10G SFP+ | 10000 | up | Server NIC
MH-DC-001-ACC-02 | xe-0/0/27 | 10G SFP+ | 10000 | up | Server NIC
MH-DC-001-ACC-02 | xe-0/0/28 | 10G SFP+ | 10000 | up | Server NIC
MH-DC-001-ACC-02 | xe-0/0/29 | 10G SFP+ | 10000 | up | Access to MH-DC-001-BSS-01 | SFP-10G-LR
MH-DC-001-ACC-02 | xe-0/0/30 | 10G SFP+ | 10000 | up | Access to MH-DC-001-BSS-02 | SFP-10G-LR
MH-DC-001-ACC-02 | xe-0/0/31 | 10G SFP+ | 10000 | up | Server NIC
MH-DC-001-ACC-02 | et-0/1/0 | 100G QSFP28 | 100000 | up | Uplink to MH-DC-001-AGG-R02 | QSFP28-100G-LR4
MH-DC-001-ACC-02 | et-0/1/1 | 100G QSFP28 | 100000 | up | Uplink to MH-DC-001-AGG-R05 | QSFP28-100G-LR4
MH-DC-001-ACC-02 | et-0/1/2 | 100G QSFP28 | 100000 | admin-down
MH-DC-001-ACC-02 | et-0/1/3 | 100G QSFP28 | 100000 | admin-down
MH-DC-001-ACC-03 | xe-0/0/0 | 10G SFP+ | 10000 | up | Server NIC
MH-DC-001-ACC-03 | xe-0/0/1 | 10G SFP+ | 10000 | up | Server NIC
MH-DC-001-ACC-03 | xe-0/0/2 | 10G SFP+ | 10000 | up | Access to MH-DC-001-BSS-03 | SFP-10G-LR
MH-DC-001-ACC-03 | xe-0/0/3 | 10G SFP+ | 10000 | up | Server NIC
MH-DC-001-ACC-03 | xe-0/0/4 | 10G SFP+ | 10000 | up | Access to MH-DC-001-BSS-04 | SFP-10G-LR
MH-DC-001-ACC-03 | xe-0/0/5 | 10G SFP+ | 10000 | up | Access to MH-DC-001-IMS-01 | SFP-10G-LR
MH-DC-001-ACC-03 | xe-0/0/6 | 10G SFP+ | 10000 | up | Server NIC
MH-DC-001-ACC-03 | xe-0/0/7 | 10G SFP+ | 10000 | up | Server NIC
MH-DC-001-ACC-03 | xe-0/0/8 | 10G SFP+ | 10000 | up | Access to MH-DC-001-IMS-02 | SFP-10G-LR
MH-DC-001-ACC-03 | xe-0/0/9 | 10G SFP+ | 10000 | up | Server NIC
MH-DC-001-ACC-03 | xe-0/0/10 | 10G SFP+ | 10000 | up | Server NIC
MH-DC-001-ACC-03 | xe-0/0/11 | 10G SFP+ | 10000 | up | Server NIC
MH-DC-001-ACC-03 | xe-0/0/12 | 10G SFP+ | 10000 | up | Access to MH-DC-001-IMS-03 | SFP-10G-LR
MH-DC-001-ACC-03 | xe-0/0/13 | 10G SFP+ | 10000 | up | Access to MH-DC-001-IMS-04 | SFP-10G-LR
MH-DC-001-ACC-03 | xe-0/0/14 | 10G SFP+ | 10000 | up | Server NIC
MH-DC-001-ACC-03 | xe-0/0/15 | 10G SFP+ | 10000 | up | Server NIC
MH-DC-001-ACC-03 | xe-0/0/16 | 10G SFP+ | 10000 | up | Access to MH-DC-001-NFVI-CP-01 | SFP-10G-LR
MH-DC-001-ACC-03 | xe-0/0/17 | 10G SFP+ | 10000 | up | Access to MH-DC-001-NFVI-CP-02 | SFP-10G-LR
MH-DC-001-ACC-03 | xe-0/0/18 | 10G SFP+ | 10000 | up | Server NIC
MH-DC-001-ACC-03 | xe-0/0/19 | 10G SFP+ | 10000 | up | Server NIC
MH-DC-001-ACC-03 | xe-0/0/20 | 10G SFP+ | 10000 | up | Server NIC
MH-DC-001-ACC-03 | xe-0/0/21 | 10G SFP+ | 10000 | up | Server NIC
MH-DC-001-ACC-03 | xe-0/0/22 | 10G SFP+ | 10000 | up | Access to MH-DC-001-NFVI-CP-03 | SFP-10G-LR
MH-DC-001-ACC-03 | xe-0/0/23 | 10G SFP+ | 10000 | up | Access to MH-DC-001-NFVI-CP-04 | SFP-10G-LR
MH-DC-001-ACC-03 | xe-0/0/24 | 10G SFP+ | 10000 | up | Server NIC
MH-DC-001-ACC-03 | xe-0/0/25 | 10G SFP+ | 10000 | up | Server NIC
MH-DC-001-ACC-03 | xe-0/0/26 | 10G SFP+ | 10000 | up | Server NIC
MH-DC-001-ACC-03 | xe-0/0/27 | 10G SFP+ | 10000 | up | Server NIC
MH-DC-001-ACC-03 | xe-0/0/28 | 10G SFP+ | 10000 | up | Server NIC
MH-DC-001-ACC-03 | xe-0/0/29 | 10G SFP+ | 10000 | up | Server NIC
MH-DC-001-ACC-03 | xe-0/0/30 | 10G SFP+ | 10000 | up | Server NIC
MH-DC-001-ACC-03 | xe-0/0/31 | 10G SFP+ | 10000 | up | Access to MH-DC-001-NFVI-CP-05 | SFP-10G-LR
MH-DC-001-ACC-03 | et-0/1/0 | 100G QSFP28 | 100000 | up | Uplink to MH-DC-001-AGG-R03 | QSFP28-100G-LR4
MH-DC-001-ACC-03 | et-0/1/1 | 100G QSFP28 | 100000 | up | Uplink to MH-DC-001-AGG-R06 | QSFP28-100G-LR4
MH-DC-001-ACC-03 | et-0/1/2 | 100G QSFP28 | 100000 | admin-down
MH-DC-001-ACC-03 | et-0/1/3 | 100G QSFP28 | 100000 | admin-down
MH-DC-001-ACC-04 | Ethernet1 | 10G SFP+ | 10000 | up | Server NIC
MH-DC-001-ACC-04 | Ethernet2 | 10G SFP+ | 10000 | up | Access to MH-DC-001-BSS-03 | SFP-10G-LR
MH-DC-001-ACC-04 | Ethernet3 | 10G SFP+ | 10000 | up | Access to MH-DC-001-BSS-04 | SFP-10G-LR
MH-DC-001-ACC-04 | Ethernet4 | 10G SFP+ | 10000 | up | Server NIC
MH-DC-001-ACC-04 | Ethernet5 | 10G SFP+ | 10000 | up | Server NIC
MH-DC-001-ACC-04 | Ethernet6 | 10G SFP+ | 10000 | up | Server NIC
MH-DC-001-ACC-04 | Ethernet7 | 10G SFP+ | 10000 | up | Access to MH-DC-001-IMS-01 | SFP-10G-LR
MH-DC-001-ACC-04 | Ethernet8 | 10G SFP+ | 10000 | up | Server NIC
MH-DC-001-ACC-04 | Ethernet9 | 10G SFP+ | 10000 | up | Access to MH-DC-001-IMS-02 | SFP-10G-LR
MH-DC-001-ACC-04 | Ethernet10 | 10G SFP+ | 10000 | up | Server NIC
MH-DC-001-ACC-04 | Ethernet11 | 10G SFP+ | 10000 | up | Access to MH-DC-001-IMS-03 | SFP-10G-LR
MH-DC-001-ACC-04 | Ethernet12 | 10G SFP+ | 10000 | up | Server NIC
MH-DC-001-ACC-04 | Ethernet13 | 10G SFP+ | 10000 | up | Server NIC
MH-DC-001-ACC-04 | Ethernet14 | 10G SFP+ | 10000 | up | Server NIC
MH-DC-001-ACC-04 | Ethernet15 | 10G SFP+ | 10000 | up | Access to MH-DC-001-IMS-04 | SFP-10G-LR
MH-DC-001-ACC-04 | Ethernet16 | 10G SFP+ | 10000 | up | Server NIC
MH-DC-001-ACC-04 | Ethernet17 | 10G SFP+ | 10000 | up | Access to MH-DC-001-NFVI-CP-01 | SFP-10G-LR
MH-DC-001-ACC-04 | Ethernet18 | 10G SFP+ | 10000 | up | Server NIC
MH-DC-001-ACC-04 | Ethernet19 | 10G SFP+ | 10000 | up | Access to MH-DC-001-NFVI-CP-02 | SFP-10G-LR
MH-DC-001-ACC-04 | Ethernet20 | 10G SFP+ | 10000 | up | Server NIC
MH-DC-001-ACC-04 | Ethernet21 | 10G SFP+ | 10000 | up | Server NIC
MH-DC-001-ACC-04 | Ethernet22 | 10G SFP+ | 10000 | up | Server NIC
MH-DC-001-ACC-04 | Ethernet23 | 10G SFP+ | 10000 | up | Server NIC
MH-DC-001-ACC-04 | Ethernet24 | 10G SFP+ | 10000 | up | Server NIC
MH-DC-001-ACC-04 | Ethernet25 | 10G SFP+ | 10000 | up | Server NIC
MH-DC-001-ACC-04 | Ethernet26 | 10G SFP+ | 10000 | up | Server NIC
MH-DC-001-ACC-04 | Ethernet27 | 10G SFP+ | 10000 | up | Server NIC
MH-DC-001-ACC-04 | Ethernet28 | 10G SFP+ | 10000 | up | Access to MH-DC-001-NFVI-CP-03 | SFP-10G-LR
MH-DC-001-ACC-04 | Ethernet29 | 10G SFP+ | 10000 | up | Access to MH-DC-001-NFVI-CP-04 | SFP-10G-LR
MH-DC-001-ACC-04 | Ethernet30 | 10G SFP+ | 10000 | up | Access to MH-DC-001-NFVI-CP-05 | SFP-10G-LR
MH-DC-001-ACC-04 | Ethernet31 | 10G SFP+ | 10000 | up | Server NIC
MH-DC-001-ACC-04 | Ethernet32 | 10G SFP+ | 10000 | up | Server NIC
MH-DC-001-ACC-04 | Ethernet49/1 | 100G QSFP28 | 100000 | up | Uplink to MH-DC-001-AGG-R04 | QSFP28-100G-LR4
MH-DC-001-ACC-04 | Ethernet49/2 | 100G QSFP28 | 100000 | up | Uplink to MH-DC-001-AGG-R07 | QSFP28-100G-LR4
MH-DC-001-ACC-04 | Ethernet49/3 | 100G QSFP28 | 100000 | admin-down
MH-DC-001-ACC-04 | Ethernet49/4 | 100G QSFP28 | 100000 | admin-down
MH-DC-001-ACC-05 | Ethernet1 | 10G SFP+ | 10000 | up | Server NIC
MH-DC-001-ACC-05 | Ethernet2 | 10G SFP+ | 10000 | up | Access to MH-DC-001-NFVI-CP-06 | SFP-10G-LR
MH-DC-001-ACC-05 | Ethernet3 | 10G SFP+ | 10000 | up | Access to MH-DC-001-NFVI-CP-07 | SFP-10G-LR
MH-DC-001-ACC-05 | Ethernet4 | 10G SFP+ | 10000 | up | Access to MH-DC-001-NFVI-CP-08 | SFP-10G-LR
MH-DC-001-ACC-05 | Ethernet5 | 10G SFP+ | 10000 | up | Server NIC
MH-DC-001-ACC-05 | Ethernet6 | 10G SFP+ | 10000 | up | Server NIC
MH-DC-001-ACC-05 | Ethernet7 | 10G SFP+ | 10000 | up | Server NIC
MH-DC-001-ACC-05 | Ethernet8 | 10G SFP+ | 10000 | up | Access to MH-DC-001-NFVI-UP-01 | SFP-10G-LR
MH-DC-001-ACC-05 | Ethernet9 | 10G SFP+ | 10000 | up | Access to MH-DC-001-NFVI-UP-02 | SFP-10G-LR
MH-DC-001-ACC-05 | Ethernet10 | 10G SFP+ | 10000 | up | Server NIC
MH-DC-001-ACC-05 | Ethernet11 | 10G SFP+ | 10000 | up | Access to MH-DC-001-NFVI-UP-03 | SFP-10G-LR
MH-DC-001-ACC-05 | Ethernet12 | 10G SFP+ | 10000 | up | Access to MH-DC-001-NFVI-UP-04 | SFP-10G-LR
MH-DC-001-ACC-05 | Ethernet13 | 10G SFP+ | 10000 | up | Access to MH-DC-001-NFVI-UP-05 | SFP-10G-LR
MH-DC-001-ACC-05 | Ethernet14 | 10G SFP+ | 10000 | up | Access to MH-DC-001-NFVI-UP-06 | SFP-10G-LR
MH-DC-001-ACC-05 | Ethernet15 | 10G SFP+ | 10000 | up | Server NIC
MH-DC-001-ACC-05 | Ethernet16 | 10G SFP+ | 10000 | up | Access to MH-DC-001-NFVI-UP-07 | SFP-10G-LR
MH-DC-001-ACC-05 | Ethernet17 | 10G SFP+ | 10000 | up | Access to MH-DC-001-NFVI-UP-08 | SFP-10G-LR
MH-DC-001-ACC-05 | Ethernet18 | 10G SFP+ | 10000 | up | Server NIC
MH-DC-001-ACC-05 | Ethernet19 | 10G SFP+ | 10000 | admin-down
MH-DC-001-ACC-05 | Ethernet20 | 10G SFP+ | 10000 | up | Server NIC
MH-DC-001-ACC-05 | Ethernet21 | 10G SFP+ | 10000 | up | Server NIC
MH-DC-001-ACC-05 | Ethernet22 | 10G SFP+ | 10000 | up | Server NIC
MH-DC-001-ACC-05 | Ethernet23 | 10G SFP+ | 10000 | up | Server NIC
MH-DC-001-ACC-05 | Ethernet24 | 10G SFP+ | 10000 | up | Server NIC
MH-DC-001-ACC-05 | Ethernet25 | 10G SFP+ | 10000 | up | Server NIC
MH-DC-001-ACC-05 | Ethernet26 | 10G SFP+ | 10000 | up | Server NIC
MH-DC-001-ACC-05 | Ethernet27 | 10G SFP+ | 10000 | admin-down
MH-DC-001-ACC-05 | Ethernet28 | 10G SFP+ | 10000 | admin-down
MH-DC-001-ACC-05 | Ethernet29 | 10G SFP+ | 10000 | up | Server NIC
MH-DC-001-ACC-05 | Ethernet30 | 10G SFP+ | 10000 | up | Server NIC
MH-DC-001-ACC-05 | Ethernet31 | 10G SFP+ | 10000 | up | Server NIC
MH-DC-001-ACC-05 | Ethernet32 | 10G SFP+ | 10000 | admin-down
MH-DC-001-ACC-05 | Ethernet49/1 | 100G QSFP28 | 100000 | up | Uplink to MH-DC-001-AGG-R05 | QSFP28-100G-LR4
MH-DC-001-ACC-05 | Ethernet49/2 | 100G QSFP28 | 100000 | up | Uplink to MH-DC-001-AGG-R08 | QSFP28-100G-LR4
MH-DC-001-ACC-05 | Ethernet49/3 | 100G QSFP28 | 100000 | admin-down
MH-DC-001-ACC-05 | Ethernet49/4 | 100G QSFP28 | 100000 | admin-down
MH-DC-001-ACC-06 | Ethernet1 | 10G SFP+ | 10000 | up | Server NIC
MH-DC-001-ACC-06 | Ethernet2 | 10G SFP+ | 10000 | up | Access to MH-DC-001-NFVI-CP-06 | SFP-10G-LR
MH-DC-001-ACC-06 | Ethernet3 | 10G SFP+ | 10000 | up | Server NIC
MH-DC-001-ACC-06 | Ethernet4 | 10G SFP+ | 10000 | up | Access to MH-DC-001-NFVI-CP-07 | SFP-10G-LR
MH-DC-001-ACC-06 | Ethernet5 | 10G SFP+ | 10000 | up | Server NIC
MH-DC-001-ACC-06 | Ethernet6 | 10G SFP+ | 10000 | up | Server NIC
MH-DC-001-ACC-06 | Ethernet7 | 10G SFP+ | 10000 | up | Access to MH-DC-001-NFVI-CP-08 | SFP-10G-LR
MH-DC-001-ACC-06 | Ethernet8 | 10G SFP+ | 10000 | up | Server NIC
MH-DC-001-ACC-06 | Ethernet9 | 10G SFP+ | 10000 | up | Server NIC
MH-DC-001-ACC-06 | Ethernet10 | 10G SFP+ | 10000 | up | Access to MH-DC-001-NFVI-UP-01 | SFP-10G-LR
MH-DC-001-ACC-06 | Ethernet11 | 10G SFP+ | 10000 | up | Server NIC
MH-DC-001-ACC-06 | Ethernet12 | 10G SFP+ | 10000 | up | Server NIC
MH-DC-001-ACC-06 | Ethernet13 | 10G SFP+ | 10000 | up | Server NIC
MH-DC-001-ACC-06 | Ethernet14 | 10G SFP+ | 10000 | up | Access to MH-DC-001-NFVI-UP-02 | SFP-10G-LR
MH-DC-001-ACC-06 | Ethernet15 | 10G SFP+ | 10000 | up | Server NIC
MH-DC-001-ACC-06 | Ethernet16 | 10G SFP+ | 10000 | up | Server NIC
MH-DC-001-ACC-06 | Ethernet17 | 10G SFP+ | 10000 | up | Server NIC
MH-DC-001-ACC-06 | Ethernet18 | 10G SFP+ | 10000 | up | Access to MH-DC-001-NFVI-UP-03 | SFP-10G-LR
MH-DC-001-ACC-06 | Ethernet19 | 10G SFP+ | 10000 | up | Server NIC
MH-DC-001-ACC-06 | Ethernet20 | 10G SFP+ | 10000 | up | Server NIC
MH-DC-001-ACC-06 | Ethernet21 | 10G SFP+ | 10000 | up | Access to MH-DC-001-NFVI-UP-04 | SFP-10G-LR
MH-DC-001-ACC-06 | Ethernet22 | 10G SFP+ | 10000 | up | Server NIC
MH-DC-001-ACC-06 | Ethernet23 | 10G SFP+ | 10000 | up | Server NIC
MH-DC-001-ACC-06 | Ethernet24 | 10G SFP+ | 10000 | up | Access to MH-DC-001-NFVI-UP-05 | SFP-10G-LR
MH-DC-001-ACC-06 | Ethernet25 | 10G SFP+ | 10000 | up | Server NIC
MH-DC-001-ACC-06 | Ethernet26 | 10G SFP+ | 10000 | up | Access to MH-DC-001-NFVI-UP-06 | SFP-10G-LR
MH-DC-001-ACC-06 | Ethernet27 | 10G SFP+ | 10000 | up | Server NIC
MH-DC-001-ACC-06 | Ethernet28 | 10G SFP+ | 10000 | up | Server NIC
MH-DC-001-ACC-06 | Ethernet29 | 10G SFP+ | 10000 | up | Server NIC
MH-DC-001-ACC-06 | Ethernet30 | 10G SFP+ | 10000 | up | Access to MH-DC-001-NFVI-UP-07 | SFP-10G-LR
MH-DC-001-ACC-06 | Ethernet31 | 10G SFP+ | 10000 | up | Server NIC
MH-DC-001-ACC-06 | Ethernet32 | 10G SFP+ | 10000 | up | Access to MH-DC-001-NFVI-UP-08 | SFP-10G-LR
MH-DC-001-ACC-06 | Ethernet49/1 | 100G QSFP28 | 100000 | up | Uplink to MH-DC-001-AGG-R06 | QSFP28-100G-LR4
MH-DC-001-ACC-06 | Ethernet49/2 | 100G QSFP28 | 100000 | up | Uplink to MH-DC-001-AGG-R09 | QSFP28-100G-LR4
MH-DC-001-ACC-06 | Ethernet49/3 | 100G QSFP28 | 100000 | admin-down
MH-DC-001-ACC-06 | Ethernet49/4 | 100G QSFP28 | 100000 | admin-down
MH-DC-001-ACC-07 | Ethernet1 | 10G SFP+ | 10000 | up | Server NIC
MH-DC-001-ACC-07 | Ethernet2 | 10G SFP+ | 10000 | up | Access to MH-DC-001-NFVI-UP-09 | SFP-10G-LR
MH-DC-001-ACC-07 | Ethernet3 | 10G SFP+ | 10000 | up | Access to MH-DC-001-NFVI-UP-10 | SFP-10G-LR
MH-DC-001-ACC-07 | Ethernet4 | 10G SFP+ | 10000 | up | Server NIC
MH-DC-001-ACC-07 | Ethernet5 | 10G SFP+ | 10000 | up | Server NIC
MH-DC-001-ACC-07 | Ethernet6 | 10G SFP+ | 10000 | up | Server NIC
MH-DC-001-ACC-07 | Ethernet7 | 10G SFP+ | 10000 | up | Server NIC
MH-DC-001-ACC-07 | Ethernet8 | 10G SFP+ | 10000 | up | Server NIC
MH-DC-001-ACC-07 | Ethernet9 | 10G SFP+ | 10000 | up | Access to MH-DC-001-NFVI-UP-11 | SFP-10G-LR
MH-DC-001-ACC-07 | Ethernet10 | 10G SFP+ | 10000 | up | Server NIC
MH-DC-001-ACC-07 | Ethernet11 | 10G SFP+ | 10000 | up | Server NIC
MH-DC-001-ACC-07 | Ethernet12 | 10G SFP+ | 10000 | up | Access to MH-DC-001-NFVI-UP-12 | SFP-10G-LR
MH-DC-001-ACC-07 | Ethernet13 | 10G SFP+ | 10000 | up | Server NIC
MH-DC-001-ACC-07 | Ethernet14 | 10G SFP+ | 10000 | up | Server NIC
MH-DC-001-ACC-07 | Ethernet15 | 10G SFP+ | 10000 | up | Server NIC
MH-DC-001-ACC-07 | Ethernet16 | 10G SFP+ | 10000 | up | Access to MH-DC-001-NFVI-UP-13 | SFP-10G-LR
MH-DC-001-ACC-07 | Ethernet17 | 10G SFP+ | 10000 | up | Access to MH-DC-001-NFVI-UP-14 | SFP-10G-LR
MH-DC-001-ACC-07 | Ethernet18 | 10G SFP+ | 10000 | up | Server NIC
MH-DC-001-ACC-07 | Ethernet19 | 10G SFP+ | 10000 | up | Server NIC
MH-DC-001-ACC-07 | Ethernet20 | 10G SFP+ | 10000 | up | Access to MH-DC-001-VRAN-CU-01 | SFP-10G-LR
MH-DC-001-ACC-07 | Ethernet21 | 10G SFP+ | 10000 | up | Access to MH-DC-001-VRAN-CU-02 | SFP-10G-LR
MH-DC-001-ACC-07 | Ethernet22 | 10G SFP+ | 10000 | up | Access to MH-DC-001-VRAN-CU-03 | SFP-10G-LR
MH-DC-001-ACC-07 | Ethernet23 | 10G SFP+ | 10000 | up | Access to MH-DC-001-VRAN-CU-04 | SFP-10G-LR
MH-DC-001-ACC-07 | Ethernet24 | 10G SFP+ | 10000 | up | Access to MH-DC-001-VRAN-CU-05 | SFP-10G-LR
MH-DC-001-ACC-07 | Ethernet25 | 10G SFP+ | 10000 | up | Server NIC
MH-DC-001-ACC-07 | Ethernet26 | 10G SFP+ | 10000 | up | Access to MH-DC-001-VRAN-CU-06 | SFP-10G-LR
MH-DC-001-ACC-07 | Ethernet27 | 10G SFP+ | 10000 | up | Server NIC
MH-DC-001-ACC-07 | Ethernet28 | 10G SFP+ | 10000 | admin-down
MH-DC-001-ACC-07 | Ethernet29 | 10G SFP+ | 10000 | up | Server NIC
MH-DC-001-ACC-07 | Ethernet30 | 10G SFP+ | 10000 | up | Server NIC
MH-DC-001-ACC-07 | Ethernet31 | 10G SFP+ | 10000 | admin-down
MH-DC-001-ACC-07 | Ethernet32 | 10G SFP+ | 10000 | up | Server NIC
MH-DC-001-ACC-07 | Ethernet49/1 | 100G QSFP28 | 100000 | up | Uplink to MH-DC-001-AGG-R07 | QSFP28-100G-LR4
MH-DC-001-ACC-07 | Ethernet49/2 | 100G QSFP28 | 100000 | up | Uplink to MH-DC-001-AGG-R10 | QSFP28-100G-LR4
MH-DC-001-ACC-07 | Ethernet49/3 | 100G QSFP28 | 100000 | reserved
MH-DC-001-ACC-07 | Ethernet49/4 | 100G QSFP28 | 100000 | admin-down
MH-DC-001-ACC-08 | xe-0/0/0 | 10G SFP+ | 10000 | up | Server NIC
MH-DC-001-ACC-08 | xe-0/0/1 | 10G SFP+ | 10000 | up | Server NIC
MH-DC-001-ACC-08 | xe-0/0/2 | 10G SFP+ | 10000 | up | Access to MH-DC-001-NFVI-UP-09 | SFP-10G-LR
MH-DC-001-ACC-08 | xe-0/0/3 | 10G SFP+ | 10000 | up | Access to MH-DC-001-NFVI-UP-10 | SFP-10G-LR
MH-DC-001-ACC-08 | xe-0/0/4 | 10G SFP+ | 10000 | up | Access to MH-DC-001-NFVI-UP-11 | SFP-10G-LR
MH-DC-001-ACC-08 | xe-0/0/5 | 10G SFP+ | 10000 | up | Server NIC
MH-DC-001-ACC-08 | xe-0/0/6 | 10G SFP+ | 10000 | up | Server NIC
MH-DC-001-ACC-08 | xe-0/0/7 | 10G SFP+ | 10000 | up | Server NIC
MH-DC-001-ACC-08 | xe-0/0/8 | 10G SFP+ | 10000 | up | Server NIC
MH-DC-001-ACC-08 | xe-0/0/9 | 10G SFP+ | 10000 | up | Server NIC
MH-DC-001-ACC-08 | xe-0/0/10 | 10G SFP+ | 10000 | up | Server NIC
MH-DC-001-ACC-08 | xe-0/0/11 | 10G SFP+ | 10000 | up | Server NIC
MH-DC-001-ACC-08 | xe-0/0/12 | 10G SFP+ | 10000 | up | Access to MH-DC-001-NFVI-UP-12 | SFP-10G-LR
MH-DC-001-ACC-08 | xe-0/0/13 | 10G SFP+ | 10000 | up | Access to MH-DC-001-NFVI-UP-13 | SFP-10G-LR
MH-DC-001-ACC-08 | xe-0/0/14 | 10G SFP+ | 10000 | up | Server NIC
MH-DC-001-ACC-08 | xe-0/0/15 | 10G SFP+ | 10000 | up | Access to MH-DC-001-NFVI-UP-14 | SFP-10G-LR
MH-DC-001-ACC-08 | xe-0/0/16 | 10G SFP+ | 10000 | up | Server NIC
MH-DC-001-ACC-08 | xe-0/0/17 | 10G SFP+ | 10000 | up | Access to MH-DC-001-VRAN-CU-01 | SFP-10G-LR
MH-DC-001-ACC-08 | xe-0/0/18 | 10G SFP+ | 10000 | up | Server NIC
MH-DC-001-ACC-08 | xe-0/0/19 | 10G SFP+ | 10000 | up | Access to MH-DC-001-VRAN-CU-02 | SFP-10G-LR
MH-DC-001-ACC-08 | xe-0/0/20 | 10G SFP+ | 10000 | up | Access to MH-DC-001-VRAN-CU-03 | SFP-10G-LR
MH-DC-001-ACC-08 | xe-0/0/21 | 10G SFP+ | 10000 | up | Server NIC
MH-DC-001-ACC-08 | xe-0/0/22 | 10G SFP+ | 10000 | up | Access to MH-DC-001-VRAN-CU-04 | SFP-10G-LR
MH-DC-001-ACC-08 | xe-0/0/23 | 10G SFP+ | 10000 | up | Server NIC
MH-DC-001-ACC-08 | xe-0/0/24 | 10G SFP+ | 10000 | up | Server NIC
MH-DC-001-ACC-08 | xe-0/0/25 | 10G SFP+ | 10000 | up | Access to MH-DC-001-VRAN-CU-05 | SFP-10G-LR
MH-DC-001-ACC-08 | xe-0/0/26 | 10G SFP+ | 10000 | up | Server NIC
MH-DC-001-ACC-08 | xe-0/0/27 | 10G SFP+ | 10000 | up | Server NIC
MH-DC-001-ACC-08 | xe-0/0/28 | 10G SFP+ | 10000 | up | Access to MH-DC-001-VRAN-CU-06 | SFP-10G-LR
MH-DC-001-ACC-08 | xe-0/0/29 | 10G SFP+ | 10000 | up | Server NIC
MH-DC-001-ACC-08 | xe-0/0/30 | 10G SFP+ | 10000 | up | Server NIC
MH-DC-001-ACC-08 | xe-0/0/31 | 10G SFP+ | 10000 | admin-down
MH-DC-001-ACC-08 | et-0/1/0 | 100G QSFP28 | 100000 | up | Uplink to MH-DC-001-AGG-R08 | QSFP28-100G-LR4
MH-DC-001-ACC-08 | et-0/1/1 | 100G QSFP28 | 100000 | up | Uplink to MH-DC-001-AGG-R11 | QSFP28-100G-LR4
MH-DC-001-ACC-08 | et-0/1/2 | 100G QSFP28 | 100000 | admin-down
MH-DC-001-ACC-08 | et-0/1/3 | 100G QSFP28 | 100000 | admin-down
MH-DC-001-ACC-09 | xe-0/0/0 | 10G SFP+ | 10000 | admin-down
MH-DC-001-ACC-09 | xe-0/0/1 | 10G SFP+ | 10000 | up | Server NIC
MH-DC-001-ACC-09 | xe-0/0/2 | 10G SFP+ | 10000 | up | Server NIC
MH-DC-001-ACC-09 | xe-0/0/3 | 10G SFP+ | 10000 | up | Server NIC
MH-DC-001-ACC-09 | xe-0/0/4 | 10G SFP+ | 10000 | up | Server NIC
MH-DC-001-ACC-09 | xe-0/0/5 | 10G SFP+ | 10000 | up | Server NIC
MH-DC-001-ACC-09 | xe-0/0/6 | 10G SFP+ | 10000 | up | Server NIC
MH-DC-001-ACC-09 | xe-0/0/7 | 10G SFP+ | 10000 | up | Server NIC
MH-DC-001-ACC-09 | xe-0/0/8 | 10G SFP+ | 10000 | up | Server NIC
MH-DC-001-ACC-09 | xe-0/0/9 | 10G SFP+ | 10000 | admin-down
MH-DC-001-ACC-09 | xe-0/0/10 | 10G SFP+ | 10000 | admin-down
MH-DC-001-ACC-09 | xe-0/0/11 | 10G SFP+ | 10000 | up | Server NIC
MH-DC-001-ACC-09 | xe-0/0/12 | 10G SFP+ | 10000 | up | Server NIC
MH-DC-001-ACC-09 | xe-0/0/13 | 10G SFP+ | 10000 | up | Server NIC
MH-DC-001-ACC-09 | xe-0/0/14 | 10G SFP+ | 10000 | up | Server NIC
MH-DC-001-ACC-09 | xe-0/0/15 | 10G SFP+ | 10000 | up | Server NIC
MH-DC-001-ACC-09 | xe-0/0/16 | 10G SFP+ | 10000 | up | Server NIC
MH-DC-001-ACC-09 | xe-0/0/17 | 10G SFP+ | 10000 | up | Server NIC
MH-DC-001-ACC-09 | xe-0/0/18 | 10G SFP+ | 10000 | up | Server NIC
MH-DC-001-ACC-09 | xe-0/0/19 | 10G SFP+ | 10000 | up | Server NIC
MH-DC-001-ACC-09 | xe-0/0/20 | 10G SFP+ | 10000 | up | Server NIC
MH-DC-001-ACC-09 | xe-0/0/21 | 10G SFP+ | 10000 | up | Server NIC
MH-DC-001-ACC-09 | xe-0/0/22 | 10G SFP+ | 10000 | admin-down
MH-DC-001-ACC-09 | xe-0/0/23 | 10G SFP+ | 10000 | up | Server NIC
MH-DC-001-ACC-09 | xe-0/0/24 | 10G SFP+ | 10000 | admin-down
MH-DC-001-ACC-09 | xe-0/0/25 | 10G SFP+ | 10000 | up | Server NIC
MH-DC-001-ACC-09 | xe-0/0/26 | 10G SFP+ | 10000 | up | Server NIC
MH-DC-001-ACC-09 | xe-0/0/27 | 10G SFP+ | 10000 | up | Server NIC
MH-DC-001-ACC-09 | xe-0/0/28 | 10G SFP+ | 10000 | up | Server NIC
MH-DC-001-ACC-09 | xe-0/0/29 | 10G SFP+ | 10000 | admin-down
MH-DC-001-ACC-09 | xe-0/0/30 | 10G SFP+ | 10000 | up | Server NIC
MH-DC-001-ACC-09 | xe-0/0/31 | 10G SFP+ | 10000 | up | Server NIC
MH-DC-001-ACC-09 | et-0/1/0 | 100G QSFP28 | 100000 | up | Uplink to MH-DC-001-AGG-R09 | QSFP28-100G-LR4
MH-DC-001-ACC-09 | et-0/1/1 | 100G QSFP28 | 100000 | up | Uplink to MH-DC-001-AGG-R12 | QSFP28-100G-LR4
MH-DC-001-ACC-09 | et-0/1/2 | 100G QSFP28 | 100000 | admin-down
MH-DC-001-ACC-09 | et-0/1/3 | 100G QSFP28 | 100000 | admin-down
MH-DC-001-ACC-10 | xe-0/0/0 | 10G SFP+ | 10000 | admin-down
MH-DC-001-ACC-10 | xe-0/0/1 | 10G SFP+ | 10000 | up | Server NIC
MH-DC-001-ACC-10 | xe-0/0/2 | 10G SFP+ | 10000 | admin-down
MH-DC-001-ACC-10 | xe-0/0/3 | 10G SFP+ | 10000 | up | Server NIC
MH-DC-001-ACC-10 | xe-0/0/4 | 10G SFP+ | 10000 | up | Server NIC
MH-DC-001-ACC-10 | xe-0/0/5 | 10G SFP+ | 10000 | up | Server NIC
MH-DC-001-ACC-10 | xe-0/0/6 | 10G SFP+ | 10000 | up | Server NIC
MH-DC-001-ACC-10 | xe-0/0/7 | 10G SFP+ | 10000 | up | Server NIC
MH-DC-001-ACC-10 | xe-0/0/8 | 10G SFP+ | 10000 | up | Server NIC
MH-DC-001-ACC-10 | xe-0/0/9 | 10G SFP+ | 10000 | up | Server NIC
MH-DC-001-ACC-10 | xe-0/0/10 | 10G SFP+ | 10000 | admin-down
MH-DC-001-ACC-10 | xe-0/0/11 | 10G SFP+ | 10000 | up | Server NIC
MH-DC-001-ACC-10 | xe-0/0/12 | 10G SFP+ | 10000 | up | Server NIC
MH-DC-001-ACC-10 | xe-0/0/13 | 10G SFP+ | 10000 | admin-down
MH-DC-001-ACC-10 | xe-0/0/14 | 10G SFP+ | 10000 | up | Server NIC
MH-DC-001-ACC-10 | xe-0/0/15 | 10G SFP+ | 10000 | admin-down
MH-DC-001-ACC-10 | xe-0/0/16 | 10G SFP+ | 10000 | admin-down
MH-DC-001-ACC-10 | xe-0/0/17 | 10G SFP+ | 10000 | up | Server NIC
MH-DC-001-ACC-10 | xe-0/0/18 | 10G SFP+ | 10000 | up | Server NIC
MH-DC-001-ACC-10 | xe-0/0/19 | 10G SFP+ | 10000 | up | Server NIC
MH-DC-001-ACC-10 | xe-0/0/20 | 10G SFP+ | 10000 | admin-down
MH-DC-001-ACC-10 | xe-0/0/21 | 10G SFP+ | 10000 | admin-down
MH-DC-001-ACC-10 | xe-0/0/22 | 10G SFP+ | 10000 | admin-down
MH-DC-001-ACC-10 | xe-0/0/23 | 10G SFP+ | 10000 | up | Server NIC
MH-DC-001-ACC-10 | xe-0/0/24 | 10G SFP+ | 10000 | up | Server NIC
MH-DC-001-ACC-10 | xe-0/0/25 | 10G SFP+ | 10000 | up | Server NIC
MH-DC-001-ACC-10 | xe-0/0/26 | 10G SFP+ | 10000 | reserved
MH-DC-001-ACC-10 | xe-0/0/27 | 10G SFP+ | 10000 | admin-down
MH-DC-001-ACC-10 | xe-0/0/28 | 10G SFP+ | 10000 | up | Server NIC
MH-DC-001-ACC-10 | xe-0/0/29 | 10G SFP+ | 10000 | up | Server NIC
MH-DC-001-ACC-10 | xe-0/0/30 | 10G SFP+ | 10000 | admin-down
MH-DC-001-ACC-10 | xe-0/0/31 | 10G SFP+ | 10000 | up | Server NIC
MH-DC-001-ACC-10 | et-0/1/0 | 100G QSFP28 | 100000 | up | Uplink to MH-DC-001-AGG-R10 | QSFP28-100G-LR4
MH-DC-001-ACC-10 | et-0/1/1 | 100G QSFP28 | 100000 | up | Uplink to MH-DC-001-AGG-R01 | QSFP28-100G-LR4
MH-DC-001-ACC-10 | et-0/1/2 | 100G QSFP28 | 100000 | admin-down
MH-DC-001-ACC-10 | et-0/1/3 | 100G QSFP28 | 100000 | admin-down
MH-DC-001-ACC-11 | xe-0/0/0 | 10G SFP+ | 10000 | up | Server NIC
MH-DC-001-ACC-11 | xe-0/0/1 | 10G SFP+ | 10000 | up | Server NIC
MH-DC-001-ACC-11 | xe-0/0/2 | 10G SFP+ | 10000 | up | Server NIC
MH-DC-001-ACC-11 | xe-0/0/3 | 10G SFP+ | 10000 | up | Server NIC
MH-DC-001-ACC-11 | xe-0/0/4 | 10G SFP+ | 10000 | up | Server NIC
MH-DC-001-ACC-11 | xe-0/0/5 | 10G SFP+ | 10000 | admin-down
MH-DC-001-ACC-11 | xe-0/0/6 | 10G SFP+ | 10000 | up | Server NIC
MH-DC-001-ACC-11 | xe-0/0/7 | 10G SFP+ | 10000 | up | Server NIC
MH-DC-001-ACC-11 | xe-0/0/8 | 10G SFP+ | 10000 | up | Server NIC
MH-DC-001-ACC-11 | xe-0/0/9 | 10G SFP+ | 10000 | up | Server NIC
MH-DC-001-ACC-11 | xe-0/0/10 | 10G SFP+ | 10000 | admin-down
MH-DC-001-ACC-11 | xe-0/0/11 | 10G SFP+ | 10000 | up | Server NIC
MH-DC-001-ACC-11 | xe-0/0/12 | 10G SFP+ | 10000 | up | Server NIC
MH-DC-001-ACC-11 | xe-0/0/13 | 10G SFP+ | 10000 | up | Server NIC
MH-DC-001-ACC-11 | xe-0/0/14 | 10G SFP+ | 10000 | up | Server NIC
MH-DC-001-ACC-11 | xe-0/0/15 | 10G SFP+ | 10000 | up | Server NIC
MH-DC-001-ACC-11 | xe-0/0/16 | 10G SFP+ | 10000 | up | Server NIC
MH-DC-001-ACC-11 | xe-0/0/17 | 10G SFP+ | 10000 | admin-down
MH-DC-001-ACC-11 | xe-0/0/18 | 10G SFP+ | 10000 | up | Server NIC
MH-DC-001-ACC-11 | xe-0/0/19 | 10G SFP+ | 10000 | admin-down
MH-DC-001-ACC-11 | xe-0/0/20 | 10G SFP+ | 10000 | reserved
MH-DC-001-ACC-11 | xe-0/0/21 | 10G SFP+ | 10000 | admin-down
MH-DC-001-ACC-11 | xe-0/0/22 | 10G SFP+ | 10000 | up | Server NIC
MH-DC-001-ACC-11 | xe-0/0/23 | 10G SFP+ | 10000 | up | Server NIC
MH-DC-001-ACC-11 | xe-0/0/24 | 10G SFP+ | 10000 | up | Server NIC
MH-DC-001-ACC-11 | xe-0/0/25 | 10G SFP+ | 10000 | up | Server NIC
MH-DC-001-ACC-11 | xe-0/0/26 | 10G SFP+ | 10000 | up | Server NIC
MH-DC-001-ACC-11 | xe-0/0/27 | 10G SFP+ | 10000 | admin-down
MH-DC-001-ACC-11 | xe-0/0/28 | 10G SFP+ | 10000 | up | Server NIC
MH-DC-001-ACC-11 | xe-0/0/29 | 10G SFP+ | 10000 | up | Server NIC
MH-DC-001-ACC-11 | xe-0/0/30 | 10G SFP+ | 10000 | up | Server NIC
MH-DC-001-ACC-11 | xe-0/0/31 | 10G SFP+ | 10000 | up | Server NIC
MH-DC-001-ACC-11 | et-0/1/0 | 100G QSFP28 | 100000 | up | Uplink to MH-DC-001-AGG-R11 | QSFP28-100G-LR4
MH-DC-001-ACC-11 | et-0/1/1 | 100G QSFP28 | 100000 | up | Uplink to MH-DC-001-AGG-R02 | QSFP28-100G-LR4
MH-DC-001-ACC-11 | et-0/1/2 | 100G QSFP28 | 100000 | admin-down
MH-DC-001-ACC-11 | et-0/1/3 | 100G QSFP28 | 100000 | admin-down
MH-DC-001-ACC-12 | xe-0/0/0 | 10G SFP+ | 10000 | up | Server NIC
MH-DC-001-ACC-12 | xe-0/0/1 | 10G SFP+ | 10000 | up | Server NIC
MH-DC-001-ACC-12 | xe-0/0/2 | 10G SFP+ | 10000 | up | Server NIC
MH-DC-001-ACC-12 | xe-0/0/3 | 10G SFP+ | 10000 | admin-down
MH-DC-001-ACC-12 | xe-0/0/4 | 10G SFP+ | 10000 | admin-down
MH-DC-001-ACC-12 | xe-0/0/5 | 10G SFP+ | 10000 | up | Server NIC
MH-DC-001-ACC-12 | xe-0/0/6 | 10G SFP+ | 10000 | up | Server NIC
MH-DC-001-ACC-12 | xe-0/0/7 | 10G SFP+ | 10000 | up | Server NIC
MH-DC-001-ACC-12 | xe-0/0/8 | 10G SFP+ | 10000 | admin-down
MH-DC-001-ACC-12 | xe-0/0/9 | 10G SFP+ | 10000 | up | Server NIC
MH-DC-001-ACC-12 | xe-0/0/10 | 10G SFP+ | 10000 | up | Server NIC
MH-DC-001-ACC-12 | xe-0/0/11 | 10G SFP+ | 10000 | up | Server NIC
MH-DC-001-ACC-12 | xe-0/0/12 | 10G SFP+ | 10000 | up | Server NIC
MH-DC-001-ACC-12 | xe-0/0/13 | 10G SFP+ | 10000 | up | Server NIC
MH-DC-001-ACC-12 | xe-0/0/14 | 10G SFP+ | 10000 | up | Server NIC
MH-DC-001-ACC-12 | xe-0/0/15 | 10G SFP+ | 10000 | up | Server NIC
MH-DC-001-ACC-12 | xe-0/0/16 | 10G SFP+ | 10000 | admin-down
MH-DC-001-ACC-12 | xe-0/0/17 | 10G SFP+ | 10000 | up | Server NIC
MH-DC-001-ACC-12 | xe-0/0/18 | 10G SFP+ | 10000 | up | Server NIC
MH-DC-001-ACC-12 | xe-0/0/19 | 10G SFP+ | 10000 | admin-down
MH-DC-001-ACC-12 | xe-0/0/20 | 10G SFP+ | 10000 | admin-down
MH-DC-001-ACC-12 | xe-0/0/21 | 10G SFP+ | 10000 | up | Server NIC
MH-DC-001-ACC-12 | xe-0/0/22 | 10G SFP+ | 10000 | admin-down
MH-DC-001-ACC-12 | xe-0/0/23 | 10G SFP+ | 10000 | up | Server NIC
MH-DC-001-ACC-12 | xe-0/0/24 | 10G SFP+ | 10000 | admin-down
MH-DC-001-ACC-12 | xe-0/0/25 | 10G SFP+ | 10000 | up | Server NIC
MH-DC-001-ACC-12 | xe-0/0/26 | 10G SFP+ | 10000 | admin-down
MH-DC-001-ACC-12 | xe-0/0/27 | 10G SFP+ | 10000 | up | Server NIC
MH-DC-001-ACC-12 | xe-0/0/28 | 10G SFP+ | 10000 | admin-down
MH-DC-001-ACC-12 | xe-0/0/29 | 10G SFP+ | 10000 | admin-down
MH-DC-001-ACC-12 | xe-0/0/30 | 10G SFP+ | 10000 | up | Server NIC
MH-DC-001-ACC-12 | xe-0/0/31 | 10G SFP+ | 10000 | admin-down
MH-DC-001-ACC-12 | et-0/1/0 | 100G QSFP28 | 100000 | up | Uplink to MH-DC-001-AGG-R12 | QSFP28-100G-LR4
MH-DC-001-ACC-12 | et-0/1/1 | 100G QSFP28 | 100000 | up | Uplink to MH-DC-001-AGG-R03 | QSFP28-100G-LR4
MH-DC-001-ACC-12 | et-0/1/2 | 100G QSFP28 | 100000 | admin-down
MH-DC-001-ACC-12 | et-0/1/3 | 100G QSFP28 | 100000 | admin-down
MH-DC-001-ACC-13 | Ethernet1 | 10G SFP+ | 10000 | admin-down
MH-DC-001-ACC-13 | Ethernet2 | 10G SFP+ | 10000 | up | Server NIC
MH-DC-001-ACC-13 | Ethernet3 | 10G SFP+ | 10000 | up | Server NIC
MH-DC-001-ACC-13 | Ethernet4 | 10G SFP+ | 10000 | up | Server NIC
MH-DC-001-ACC-13 | Ethernet5 | 10G SFP+ | 10000 | admin-down
MH-DC-001-ACC-13 | Ethernet6 | 10G SFP+ | 10000 | up | Server NIC
MH-DC-001-ACC-13 | Ethernet7 | 10G SFP+ | 10000 | up | Server NIC
MH-DC-001-ACC-13 | Ethernet8 | 10G SFP+ | 10000 | admin-down
MH-DC-001-ACC-13 | Ethernet9 | 10G SFP+ | 10000 | up | Server NIC
MH-DC-001-ACC-13 | Ethernet10 | 10G SFP+ | 10000 | up | Server NIC
MH-DC-001-ACC-13 | Ethernet11 | 10G SFP+ | 10000 | up | Server NIC
MH-DC-001-ACC-13 | Ethernet12 | 10G SFP+ | 10000 | up | Server NIC
MH-DC-001-ACC-13 | Ethernet13 | 10G SFP+ | 10000 | admin-down
MH-DC-001-ACC-13 | Ethernet14 | 10G SFP+ | 10000 | reserved
MH-DC-001-ACC-13 | Ethernet15 | 10G SFP+ | 10000 | up | Server NIC
MH-DC-001-ACC-13 | Ethernet16 | 10G SFP+ | 10000 | up | Server NIC
MH-DC-001-ACC-13 | Ethernet17 | 10G SFP+ | 10000 | admin-down
MH-DC-001-ACC-13 | Ethernet18 | 10G SFP+ | 10000 | admin-down
MH-DC-001-ACC-13 | Ethernet19 | 10G SFP+ | 10000 | up | Server NIC
MH-DC-001-ACC-13 | Ethernet20 | 10G SFP+ | 10000 | admin-down
MH-DC-001-ACC-13 | Ethernet21 | 10G SFP+ | 10000 | admin-down
MH-DC-001-ACC-13 | Ethernet22 | 10G SFP+ | 10000 | up | Server NIC
MH-DC-001-ACC-13 | Ethernet23 | 10G SFP+ | 10000 | up | Server NIC
MH-DC-001-ACC-13 | Ethernet24 | 10G SFP+ | 10000 | up | Server NIC
MH-DC-001-ACC-13 | Ethernet25 | 10G SFP+ | 10000 | admin-down
MH-DC-001-ACC-13 | Ethernet26 | 10G SFP+ | 10000 | admin-down
MH-DC-001-ACC-13 | Ethernet27 | 10G SFP+ | 10000 | up | Server NIC
MH-DC-001-ACC-13 | Ethernet28 | 10G SFP+ | 10000 | admin-down
MH-DC-001-ACC-13 | Ethernet29 | 10G SFP+ | 10000 | admin-down
MH-DC-001-ACC-13 | Ethernet30 | 10G SFP+ | 10000 | admin-down
MH-DC-001-ACC-13 | Ethernet31 | 10G SFP+ | 10000 | up | Server NIC
MH-DC-001-ACC-13 | Ethernet32 | 10G SFP+ | 10000 | admin-down
MH-DC-001-ACC-13 | Ethernet49/1 | 100G QSFP28 | 100000 | up | Uplink to MH-DC-001-AGG-R01 | QSFP28-100G-LR4
MH-DC-001-ACC-13 | Ethernet49/2 | 100G QSFP28 | 100000 | up | Uplink to MH-DC-001-AGG-R04 | QSFP28-100G-LR4
MH-DC-001-ACC-13 | Ethernet49/3 | 100G QSFP28 | 100000 | admin-down
MH-DC-001-ACC-13 | Ethernet49/4 | 100G QSFP28 | 100000 | admin-down
MH-DC-001-ACC-14 | Te0/0/0/0 | 10G SFP+ | 10000 | up | Server NIC
MH-DC-001-ACC-14 | Te0/0/0/1 | 10G SFP+ | 10000 | up | Server NIC
MH-DC-001-ACC-14 | Te0/0/0/2 | 10G SFP+ | 10000 | up | Server NIC
MH-DC-001-ACC-14 | Te0/0/0/3 | 10G SFP+ | 10000 | admin-down
MH-DC-001-ACC-14 | Te0/0/0/4 | 10G SFP+ | 10000 | up | Server NIC
MH-DC-001-ACC-14 | Te0/0/0/5 | 10G SFP+ | 10000 | up | Server NIC
MH-DC-001-ACC-14 | Te0/0/0/6 | 10G SFP+ | 10000 | up | Server NIC
MH-DC-001-ACC-14 | Te0/0/0/7 | 10G SFP+ | 10000 | admin-down
MH-DC-001-ACC-14 | Te0/0/0/8 | 10G SFP+ | 10000 | admin-down
MH-DC-001-ACC-14 | Te0/0/0/9 | 10G SFP+ | 10000 | admin-down
MH-DC-001-ACC-14 | Te0/0/0/10 | 10G SFP+ | 10000 | up | Server NIC
MH-DC-001-ACC-14 | Te0/0/0/11 | 10G SFP+ | 10000 | admin-down
MH-DC-001-ACC-14 | Te0/0/0/12 | 10G SFP+ | 10000 | up | Server NIC
MH-DC-001-ACC-14 | Te0/0/0/13 | 10G SFP+ | 10000 | reserved
MH-DC-001-ACC-14 | Te0/0/0/14 | 10G SFP+ | 10000 | up | Server NIC
MH-DC-001-ACC-14 | Te0/0/0/15 | 10G SFP+ | 10000 | up | Server NIC
MH-DC-001-ACC-14 | Te0/0/0/16 | 10G SFP+ | 10000 | up | Server NIC
MH-DC-001-ACC-14 | Te0/0/0/17 | 10G SFP+ | 10000 | admin-down
MH-DC-001-ACC-14 | Te0/0/0/18 | 10G SFP+ | 10000 | up | Server NIC
MH-DC-001-ACC-14 | Te0/0/0/19 | 10G SFP+ | 10000 | up | Server NIC
MH-DC-001-ACC-14 | Te0/0/0/20 | 10G SFP+ | 10000 | admin-down
MH-DC-001-ACC-14 | Te0/0/0/21 | 10G SFP+ | 10000 | up | Server NIC
MH-DC-001-ACC-14 | Te0/0/0/22 | 10G SFP+ | 10000 | up | Server NIC
MH-DC-001-ACC-14 | Te0/0/0/23 | 10G SFP+ | 10000 | up | Server NIC
MH-DC-001-ACC-14 | Te0/0/0/24 | 10G SFP+ | 10000 | admin-down
MH-DC-001-ACC-14 | Te0/0/0/25 | 10G SFP+ | 10000 | up | Server NIC
MH-DC-001-ACC-14 | Te0/0/0/26 | 10G SFP+ | 10000 | up | Server NIC
MH-DC-001-ACC-14 | Te0/0/0/27 | 10G SFP+ | 10000 | up | Server NIC
MH-DC-001-ACC-14 | Te0/0/0/28 | 10G SFP+ | 10000 | admin-down
MH-DC-001-ACC-14 | Te0/0/0/29 | 10G SFP+ | 10000 | up | Server NIC
MH-DC-001-ACC-14 | Te0/0/0/30 | 10G SFP+ | 10000 | up | Server NIC
MH-DC-001-ACC-14 | Te0/0/0/31 | 10G SFP+ | 10000 | up | Server NIC
MH-DC-001-ACC-14 | Hu0/0/1/0 | 100G QSFP28 | 100000 | up | Uplink to MH-DC-001-AGG-R02 | QSFP28-100G-LR4
MH-DC-001-ACC-14 | Hu0/0/1/1 | 100G QSFP28 | 100000 | up | Uplink to MH-DC-001-AGG-R05 | QSFP28-100G-LR4
MH-DC-001-ACC-14 | Hu0/0/1/2 | 100G QSFP28 | 100000 | admin-down
MH-DC-001-ACC-14 | Hu0/0/1/3 | 100G QSFP28 | 100000 | admin-down
MH-DC-001-CSR-001 | 1/3/1 | 1G copper | 1000 | admin-down
MH-DC-001-CSR-001 | 1/3/2 | 1G copper | 1000 | admin-down
MH-DC-001-CSR-001 | 1/3/3 | 1G copper | 1000 | up | Customer CPE
MH-DC-001-CSR-001 | 1/3/4 | 1G copper | 1000 | admin-down
MH-DC-001-CSR-001 | 1/3/5 | 1G copper | 1000 | admin-down
MH-DC-001-CSR-001 | 1/3/6 | 1G copper | 1000 | up | Customer CPE
MH-DC-001-CSR-001 | 1/3/7 | 1G copper | 1000 | up | Customer CPE
MH-DC-001-CSR-001 | 1/3/8 | 1G copper | 1000 | admin-down
MH-DC-001-CSR-001 | 1/1/c1 | 10G SFP+ | 10000 | up | Access to MH-DC-001-AGG-R01 | SFP-10G-LR
MH-DC-001-CSR-001 | 1/1/c2 | 10G SFP+ | 10000 | up | Access to MH-DC-001-AGG-R06 | SFP-10G-LR
MH-DC-001-CSR-001 | 1/1/c3 | 10G SFP+ | 10000 | up | Customer CPE
MH-DC-001-CSR-001 | 1/1/c4 | 10G SFP+ | 10000 | admin-down
MH-DC-001-CSR-002 | 1/3/1 | 1G copper | 1000 | up | Customer CPE
MH-DC-001-CSR-002 | 1/3/2 | 1G copper | 1000 | up | Customer CPE
MH-DC-001-CSR-002 | 1/3/3 | 1G copper | 1000 | up | Customer CPE
MH-DC-001-CSR-002 | 1/3/4 | 1G copper | 1000 | up | Customer CPE
MH-DC-001-CSR-002 | 1/3/5 | 1G copper | 1000 | up | Customer CPE
MH-DC-001-CSR-002 | 1/3/6 | 1G copper | 1000 | up | Customer CPE
MH-DC-001-CSR-002 | 1/3/7 | 1G copper | 1000 | admin-down
MH-DC-001-CSR-002 | 1/3/8 | 1G copper | 1000 | up | Customer CPE
MH-DC-001-CSR-002 | 1/1/c1 | 10G SFP+ | 10000 | up | Access to MH-DC-001-AGG-R02 | SFP-10G-LR
MH-DC-001-CSR-002 | 1/1/c2 | 10G SFP+ | 10000 | up | Customer CPE
MH-DC-001-CSR-002 | 1/1/c3 | 10G SFP+ | 10000 | admin-down
MH-DC-001-CSR-002 | 1/1/c4 | 10G SFP+ | 10000 | admin-down
MH-DC-001-CSR-003 | 1/3/1 | 1G copper | 1000 | up | Customer CPE
MH-DC-001-CSR-003 | 1/3/2 | 1G copper | 1000 | admin-down
MH-DC-001-CSR-003 | 1/3/3 | 1G copper | 1000 | admin-down
MH-DC-001-CSR-003 | 1/3/4 | 1G copper | 1000 | admin-down
MH-DC-001-CSR-003 | 1/3/5 | 1G copper | 1000 | admin-down
MH-DC-001-CSR-003 | 1/3/6 | 1G copper | 1000 | reserved
MH-DC-001-CSR-003 | 1/3/7 | 1G copper | 1000 | up | Customer CPE
MH-DC-001-CSR-003 | 1/3/8 | 1G copper | 1000 | up | Customer CPE
MH-DC-001-CSR-003 | 1/1/c1 | 10G SFP+ | 10000 | up | Access to MH-DC-001-AGG-R03 | SFP-10G-LR
MH-DC-001-CSR-003 | 1/1/c2 | 10G SFP+ | 10000 | up | Access to MH-DC-001-AGG-R08 | SFP-10G-LR
MH-DC-001-CSR-003 | 1/1/c3 | 10G SFP+ | 10000 | up | Customer CPE
MH-DC-001-CSR-003 | 1/1/c4 | 10G SFP+ | 10000 | admin-down
MH-DC-001-CSR-004 | ge-0/2/0 | 1G copper | 1000 | admin-down
MH-DC-001-CSR-004 | ge-0/2/1 | 1G copper | 1000 | up | Customer CPE
MH-DC-001-CSR-004 | ge-0/2/2 | 1G copper | 1000 | up | Customer CPE
MH-DC-001-CSR-004 | ge-0/2/3 | 1G copper | 1000 | up | Customer CPE
MH-DC-001-CSR-004 | ge-0/2/4 | 1G copper | 1000 | up | Customer CPE
MH-DC-001-CSR-004 | ge-0/2/5 | 1G copper | 1000 | reserved
MH-DC-001-CSR-004 | ge-0/2/6 | 1G copper | 1000 | admin-down
MH-DC-001-CSR-004 | ge-0/2/7 | 1G copper | 1000 | admin-down
MH-DC-001-CSR-004 | xe-0/0/0 | 10G SFP+ | 10000 | up | Access to MH-DC-001-AGG-R04 | SFP-10G-LR
MH-DC-001-CSR-004 | xe-0/0/1 | 10G SFP+ | 10000 | admin-down
MH-DC-001-CSR-004 | xe-0/0/2 | 10G SFP+ | 10000 | up | Customer CPE
MH-DC-001-CSR-004 | xe-0/0/3 | 10G SFP+ | 10000 | up | Customer CPE
MH-DC-001-CSR-005 | Gi0/0/2/0 | 1G copper | 1000 | admin-down
MH-DC-001-CSR-005 | Gi0/0/2/1 | 1G copper | 1000 | up | Customer CPE
MH-DC-001-CSR-005 | Gi0/0/2/2 | 1G copper | 1000 | reserved
MH-DC-001-CSR-005 | Gi0/0/2/3 | 1G copper | 1000 | up | Customer CPE
MH-DC-001-CSR-005 | Gi0/0/2/4 | 1G copper | 1000 | admin-down
MH-DC-001-CSR-005 | Gi0/0/2/5 | 1G copper | 1000 | admin-down
MH-DC-001-CSR-005 | Gi0/0/2/6 | 1G copper | 1000 | admin-down
MH-DC-001-CSR-005 | Gi0/0/2/7 | 1G copper | 1000 | admin-down
MH-DC-001-CSR-005 | Te0/0/0/0 | 10G SFP+ | 10000 | up | Access to MH-DC-001-AGG-R05 | SFP-10G-LR
MH-DC-001-CSR-005 | Te0/0/0/1 | 10G SFP+ | 10000 | up | Access to MH-DC-001-AGG-R10 | SFP-10G-LR
MH-DC-001-CSR-005 | Te0/0/0/2 | 10G SFP+ | 10000 | admin-down
MH-DC-001-CSR-005 | Te0/0/0/3 | 10G SFP+ | 10000 | up | Customer CPE
MH-DC-001-CSR-006 | Gi0/0/2/0 | 1G copper | 1000 | reserved
MH-DC-001-CSR-006 | Gi0/0/2/1 | 1G copper | 1000 | admin-down
MH-DC-001-CSR-006 | Gi0/0/2/2 | 1G copper | 1000 | admin-down
MH-DC-001-CSR-006 | Gi0/0/2/3 | 1G copper | 1000 | up | Customer CPE
MH-DC-001-CSR-006 | Gi0/0/2/4 | 1G copper | 1000 | admin-down
MH-DC-001-CSR-006 | Gi0/0/2/5 | 1G copper | 1000 | admin-down
MH-DC-001-CSR-006 | Gi0/0/2/6 | 1G copper | 1000 | admin-down
MH-DC-001-CSR-006 | Gi0/0/2/7 | 1G copper | 1000 | up | Customer CPE
MH-DC-001-CSR-006 | Te0/0/0/0 | 10G SFP+ | 10000 | up | Access to MH-DC-001-AGG-R06 | SFP-10G-LR
MH-DC-001-CSR-006 | Te0/0/0/1 | 10G SFP+ | 10000 | admin-down
MH-DC-001-CSR-006 | Te0/0/0/2 | 10G SFP+ | 10000 | admin-down
MH-DC-001-CSR-006 | Te0/0/0/3 | 10G SFP+ | 10000 | up | Customer CPE
MH-DC-001-CSR-007 | 1/3/1 | 1G copper | 1000 | admin-down
MH-DC-001-CSR-007 | 1/3/2 | 1G copper | 1000 | admin-down
MH-DC-001-CSR-007 | 1/3/3 | 1G copper | 1000 | admin-down
MH-DC-001-CSR-007 | 1/3/4 | 1G copper | 1000 | admin-down
MH-DC-001-CSR-007 | 1/3/5 | 1G copper | 1000 | up | Customer CPE
MH-DC-001-CSR-007 | 1/3/6 | 1G copper | 1000 | admin-down
MH-DC-001-CSR-007 | 1/3/7 | 1G copper | 1000 | admin-down
MH-DC-001-CSR-007 | 1/3/8 | 1G copper | 1000 | up | Customer CPE
MH-DC-001-CSR-007 | 1/1/c1 | 10G SFP+ | 10000 | up | Access to MH-DC-001-AGG-R07 | SFP-10G-LR
MH-DC-001-CSR-007 | 1/1/c2 | 10G SFP+ | 10000 | up | Access to MH-DC-001-AGG-R12 | SFP-10G-LR
MH-DC-001-CSR-007 | 1/1/c3 | 10G SFP+ | 10000 | admin-down
MH-DC-001-CSR-007 | 1/1/c4 | 10G SFP+ | 10000 | admin-down
MH-DC-001-CSR-008 | ge-0/2/0 | 1G copper | 1000 | up | Customer CPE
MH-DC-001-CSR-008 | ge-0/2/1 | 1G copper | 1000 | up | Customer CPE
MH-DC-001-CSR-008 | ge-0/2/2 | 1G copper | 1000 | up | Customer CPE
MH-DC-001-CSR-008 | ge-0/2/3 | 1G copper | 1000 | admin-down
MH-DC-001-CSR-008 | ge-0/2/4 | 1G copper | 1000 | up | Customer CPE
MH-DC-001-CSR-008 | ge-0/2/5 | 1G copper | 1000 | up | Customer CPE
MH-DC-001-CSR-008 | ge-0/2/6 | 1G copper | 1000 | up | Customer CPE
MH-DC-001-CSR-008 | ge-0/2/7 | 1G copper | 1000 | up | Customer CPE
MH-DC-001-CSR-008 | xe-0/0/0 | 10G SFP+ | 10000 | up | Access to MH-DC-001-AGG-R08 | SFP-10G-LR
MH-DC-001-CSR-008 | xe-0/0/1 | 10G SFP+ | 10000 | up | Customer CPE
MH-DC-001-CSR-008 | xe-0/0/2 | 10G SFP+ | 10000 | admin-down
MH-DC-001-CSR-008 | xe-0/0/3 | 10G SFP+ | 10000 | admin-down
MH-DC-001-CSR-009 | ge-0/2/0 | 1G copper | 1000 | admin-down
MH-DC-001-CSR-009 | ge-0/2/1 | 1G copper | 1000 | admin-down
MH-DC-001-CSR-009 | ge-0/2/2 | 1G copper | 1000 | up | Customer CPE
MH-DC-001-CSR-009 | ge-0/2/3 | 1G copper | 1000 | admin-down
MH-DC-001-CSR-009 | ge-0/2/4 | 1G copper | 1000 | admin-down
MH-DC-001-CSR-009 | ge-0/2/5 | 1G copper | 1000 | admin-down
MH-DC-001-CSR-009 | ge-0/2/6 | 1G copper | 1000 | admin-down
MH-DC-001-CSR-009 | ge-0/2/7 | 1G copper | 1000 | up | Customer CPE
MH-DC-001-CSR-009 | xe-0/0/0 | 10G SFP+ | 10000 | up | Access to MH-DC-001-AGG-R09 | SFP-10G-LR
MH-DC-001-CSR-009 | xe-0/0/1 | 10G SFP+ | 10000 | up | Access to MH-DC-001-AGG-R02 | SFP-10G-LR
MH-DC-001-CSR-009 | xe-0/0/2 | 10G SFP+ | 10000 | up | Customer CPE
MH-DC-001-CSR-009 | xe-0/0/3 | 10G SFP+ | 10000 | up | Customer CPE
MH-DC-001-CSR-010 | ge-0/2/0 | 1G copper | 1000 | up | Customer CPE
MH-DC-001-CSR-010 | ge-0/2/1 | 1G copper | 1000 | up | Customer CPE
MH-DC-001-CSR-010 | ge-0/2/2 | 1G copper | 1000 | up | Customer CPE
MH-DC-001-CSR-010 | ge-0/2/3 | 1G copper | 1000 | up | Customer CPE
MH-DC-001-CSR-010 | ge-0/2/4 | 1G copper | 1000 | up | Customer CPE
MH-DC-001-CSR-010 | ge-0/2/5 | 1G copper | 1000 | up | Customer CPE
MH-DC-001-CSR-010 | ge-0/2/6 | 1G copper | 1000 | admin-down
MH-DC-001-CSR-010 | ge-0/2/7 | 1G copper | 1000 | up | Customer CPE
MH-DC-001-CSR-010 | xe-0/0/0 | 10G SFP+ | 10000 | up | Access to MH-DC-001-AGG-R10 | SFP-10G-LR
MH-DC-001-CSR-010 | xe-0/0/1 | 10G SFP+ | 10000 | admin-down
MH-DC-001-CSR-010 | xe-0/0/2 | 10G SFP+ | 10000 | admin-down
MH-DC-001-CSR-010 | xe-0/0/3 | 10G SFP+ | 10000 | admin-down
MH-DC-001-CSR-011 | 1/3/1 | 1G copper | 1000 | up | Customer CPE
MH-DC-001-CSR-011 | 1/3/2 | 1G copper | 1000 | admin-down
MH-DC-001-CSR-011 | 1/3/3 | 1G copper | 1000 | admin-down
MH-DC-001-CSR-011 | 1/3/4 | 1G copper | 1000 | admin-down
MH-DC-001-CSR-011 | 1/3/5 | 1G copper | 1000 | admin-down
MH-DC-001-CSR-011 | 1/3/6 | 1G copper | 1000 | admin-down
MH-DC-001-CSR-011 | 1/3/7 | 1G copper | 1000 | admin-down
MH-DC-001-CSR-011 | 1/3/8 | 1G copper | 1000 | admin-down
MH-DC-001-CSR-011 | 1/1/c1 | 10G SFP+ | 10000 | up | Access to MH-DC-001-AGG-R11 | SFP-10G-LR
MH-DC-001-CSR-011 | 1/1/c2 | 10G SFP+ | 10000 | up | Access to MH-DC-001-AGG-R04 | SFP-10G-LR
MH-DC-001-CSR-011 | 1/1/c3 | 10G SFP+ | 10000 | admin-down
MH-DC-001-CSR-011 | 1/1/c4 | 10G SFP+ | 10000 | admin-down
MH-DC-001-CSR-012 | ge-0/2/0 | 1G copper | 1000 | admin-down
MH-DC-001-CSR-012 | ge-0/2/1 | 1G copper | 1000 | admin-down
MH-DC-001-CSR-012 | ge-0/2/2 | 1G copper | 1000 | admin-down
MH-DC-001-CSR-012 | ge-0/2/3 | 1G copper | 1000 | admin-down
MH-DC-001-CSR-012 | ge-0/2/4 | 1G copper | 1000 | admin-down
MH-DC-001-CSR-012 | ge-0/2/5 | 1G copper | 1000 | up | Customer CPE
MH-DC-001-CSR-012 | ge-0/2/6 | 1G copper | 1000 | admin-down
MH-DC-001-CSR-012 | ge-0/2/7 | 1G copper | 1000 | up | Customer CPE
MH-DC-001-CSR-012 | xe-0/0/0 | 10G SFP+ | 10000 | up | Access to MH-DC-001-AGG-R12 | SFP-10G-LR
MH-DC-001-CSR-012 | xe-0/0/1 | 10G SFP+ | 10000 | reserved
MH-DC-001-CSR-012 | xe-0/0/2 | 10G SFP+ | 10000 | admin-down
MH-DC-001-CSR-012 | xe-0/0/3 | 10G SFP+ | 10000 | admin-down
MH-DC-001-CSR-013 | 1/3/1 | 1G copper | 1000 | admin-down
MH-DC-001-CSR-013 | 1/3/2 | 1G copper | 1000 | up | Customer CPE
MH-DC-001-CSR-013 | 1/3/3 | 1G copper | 1000 | admin-down
MH-DC-001-CSR-013 | 1/3/4 | 1G copper | 1000 | up | Customer CPE
MH-DC-001-CSR-013 | 1/3/5 | 1G copper | 1000 | up | Customer CPE
MH-DC-001-CSR-013 | 1/3/6 | 1G copper | 1000 | admin-down
MH-DC-001-CSR-013 | 1/3/7 | 1G copper | 1000 | reserved
MH-DC-001-CSR-013 | 1/3/8 | 1G copper | 1000 | admin-down
MH-DC-001-CSR-013 | 1/1/c1 | 10G SFP+ | 10000 | up | Access to MH-DC-001-AGG-R01 | SFP-10G-LR
MH-DC-001-CSR-013 | 1/1/c2 | 10G SFP+ | 10000 | up | Access to MH-DC-001-AGG-R06 | SFP-10G-LR
MH-DC-001-CSR-013 | 1/1/c3 | 10G SFP+ | 10000 | admin-down
MH-DC-001-CSR-013 | 1/1/c4 | 10G SFP+ | 10000 | admin-down
MH-DC-001-CSR-014 | ge-0/2/0 | 1G copper | 1000 | admin-down
MH-DC-001-CSR-014 | ge-0/2/1 | 1G copper | 1000 | admin-down
MH-DC-001-CSR-014 | ge-0/2/2 | 1G copper | 1000 | admin-down
MH-DC-001-CSR-014 | ge-0/2/3 | 1G copper | 1000 | admin-down
MH-DC-001-CSR-014 | ge-0/2/4 | 1G copper | 1000 | admin-down
MH-DC-001-CSR-014 | ge-0/2/5 | 1G copper | 1000 | admin-down
MH-DC-001-CSR-014 | ge-0/2/6 | 1G copper | 1000 | admin-down
MH-DC-001-CSR-014 | ge-0/2/7 | 1G copper | 1000 | admin-down
MH-DC-001-CSR-014 | xe-0/0/0 | 10G SFP+ | 10000 | up | Access to MH-DC-001-AGG-R02 | SFP-10G-LR
MH-DC-001-CSR-014 | xe-0/0/1 | 10G SFP+ | 10000 | up | Customer CPE
MH-DC-001-CSR-014 | xe-0/0/2 | 10G SFP+ | 10000 | admin-down
MH-DC-001-CSR-014 | xe-0/0/3 | 10G SFP+ | 10000 | up | Customer CPE
MH-DC-001-CSR-015 | 1/3/1 | 1G copper | 1000 | admin-down
MH-DC-001-CSR-015 | 1/3/2 | 1G copper | 1000 | up | Customer CPE
MH-DC-001-CSR-015 | 1/3/3 | 1G copper | 1000 | admin-down
MH-DC-001-CSR-015 | 1/3/4 | 1G copper | 1000 | admin-down
MH-DC-001-CSR-015 | 1/3/5 | 1G copper | 1000 | up | Customer CPE
MH-DC-001-CSR-015 | 1/3/6 | 1G copper | 1000 | admin-down
MH-DC-001-CSR-015 | 1/3/7 | 1G copper | 1000 | up | Customer CPE
MH-DC-001-CSR-015 | 1/3/8 | 1G copper | 1000 | admin-down
MH-DC-001-CSR-015 | 1/1/c1 | 10G SFP+ | 10000 | up | Access to MH-DC-001-AGG-R03 | SFP-10G-LR
MH-DC-001-CSR-015 | 1/1/c2 | 10G SFP+ | 10000 | up | Access to MH-DC-001-AGG-R08 | SFP-10G-LR
MH-DC-001-CSR-015 | 1/1/c3 | 10G SFP+ | 10000 | up | Customer CPE
MH-DC-001-CSR-015 | 1/1/c4 | 10G SFP+ | 10000 | admin-down
MH-DC-001-CSR-016 | Gi0/0/2/0 | 1G copper | 1000 | up | Customer CPE
MH-DC-001-CSR-016 | Gi0/0/2/1 | 1G copper | 1000 | up | Customer CPE
MH-DC-001-CSR-016 | Gi0/0/2/2 | 1G copper | 1000 | admin-down
MH-DC-001-CSR-016 | Gi0/0/2/3 | 1G copper | 1000 | up | Customer CPE
MH-DC-001-CSR-016 | Gi0/0/2/4 | 1G copper | 1000 | admin-down
MH-DC-001-CSR-016 | Gi0/0/2/5 | 1G copper | 1000 | admin-down
MH-DC-001-CSR-016 | Gi0/0/2/6 | 1G copper | 1000 | up | Customer CPE
MH-DC-001-CSR-016 | Gi0/0/2/7 | 1G copper | 1000 | up | Customer CPE
MH-DC-001-CSR-016 | Te0/0/0/0 | 10G SFP+ | 10000 | up | Access to MH-DC-001-AGG-R04 | SFP-10G-LR
MH-DC-001-CSR-016 | Te0/0/0/1 | 10G SFP+ | 10000 | admin-down
MH-DC-001-CSR-016 | Te0/0/0/2 | 10G SFP+ | 10000 | admin-down
MH-DC-001-CSR-016 | Te0/0/0/3 | 10G SFP+ | 10000 | up | Customer CPE
MH-DC-001-CSR-017 | 1/3/1 | 1G copper | 1000 | admin-down
MH-DC-001-CSR-017 | 1/3/2 | 1G copper | 1000 | up | Customer CPE
MH-DC-001-CSR-017 | 1/3/3 | 1G copper | 1000 | admin-down
MH-DC-001-CSR-017 | 1/3/4 | 1G copper | 1000 | up | Customer CPE
MH-DC-001-CSR-017 | 1/3/5 | 1G copper | 1000 | admin-down
MH-DC-001-CSR-017 | 1/3/6 | 1G copper | 1000 | admin-down
MH-DC-001-CSR-017 | 1/3/7 | 1G copper | 1000 | up | Customer CPE
MH-DC-001-CSR-017 | 1/3/8 | 1G copper | 1000 | up | Customer CPE
MH-DC-001-CSR-017 | 1/1/c1 | 10G SFP+ | 10000 | up | Access to MH-DC-001-AGG-R05 | SFP-10G-LR
MH-DC-001-CSR-017 | 1/1/c2 | 10G SFP+ | 10000 | up | Access to MH-DC-001-AGG-R10 | SFP-10G-LR
MH-DC-001-CSR-017 | 1/1/c3 | 10G SFP+ | 10000 | reserved
MH-DC-001-CSR-017 | 1/1/c4 | 10G SFP+ | 10000 | up | Customer CPE
MH-DC-001-CSR-018 | Gi0/0/2/0 | 1G copper | 1000 | admin-down
MH-DC-001-CSR-018 | Gi0/0/2/1 | 1G copper | 1000 | up | Customer CPE
MH-DC-001-CSR-018 | Gi0/0/2/2 | 1G copper | 1000 | up | Customer CPE
MH-DC-001-CSR-018 | Gi0/0/2/3 | 1G copper | 1000 | up | Customer CPE
MH-DC-001-CSR-018 | Gi0/0/2/4 | 1G copper | 1000 | up | Customer CPE
MH-DC-001-CSR-018 | Gi0/0/2/5 | 1G copper | 1000 | admin-down
MH-DC-001-CSR-018 | Gi0/0/2/6 | 1G copper | 1000 | admin-down
MH-DC-001-CSR-018 | Gi0/0/2/7 | 1G copper | 1000 | admin-down
MH-DC-001-CSR-018 | Te0/0/0/0 | 10G SFP+ | 10000 | up | Access to MH-DC-001-AGG-R06 | SFP-10G-LR
MH-DC-001-CSR-018 | Te0/0/0/1 | 10G SFP+ | 10000 | admin-down
MH-DC-001-CSR-018 | Te0/0/0/2 | 10G SFP+ | 10000 | up | Customer CPE
MH-DC-001-CSR-018 | Te0/0/0/3 | 10G SFP+ | 10000 | up | Customer CPE
MH-DC-001-CSR-019 | ge-0/2/0 | 1G copper | 1000 | admin-down
MH-DC-001-CSR-019 | ge-0/2/1 | 1G copper | 1000 | up | Customer CPE
MH-DC-001-CSR-019 | ge-0/2/2 | 1G copper | 1000 | admin-down
MH-DC-001-CSR-019 | ge-0/2/3 | 1G copper | 1000 | admin-down
MH-DC-001-CSR-019 | ge-0/2/4 | 1G copper | 1000 | up | Customer CPE
MH-DC-001-CSR-019 | ge-0/2/5 | 1G copper | 1000 | admin-down
MH-DC-001-CSR-019 | ge-0/2/6 | 1G copper | 1000 | admin-down
MH-DC-001-CSR-019 | ge-0/2/7 | 1G copper | 1000 | up | Customer CPE
MH-DC-001-CSR-019 | xe-0/0/0 | 10G SFP+ | 10000 | up | Access to MH-DC-001-AGG-R07 | SFP-10G-LR
MH-DC-001-CSR-019 | xe-0/0/1 | 10G SFP+ | 10000 | up | Access to MH-DC-001-AGG-R12 | SFP-10G-LR
MH-DC-001-CSR-019 | xe-0/0/2 | 10G SFP+ | 10000 | admin-down
MH-DC-001-CSR-019 | xe-0/0/3 | 10G SFP+ | 10000 | admin-down
MH-DC-001-CSR-020 | Gi0/0/2/0 | 1G copper | 1000 | up | Customer CPE
MH-DC-001-CSR-020 | Gi0/0/2/1 | 1G copper | 1000 | admin-down
MH-DC-001-CSR-020 | Gi0/0/2/2 | 1G copper | 1000 | up | Customer CPE
MH-DC-001-CSR-020 | Gi0/0/2/3 | 1G copper | 1000 | up | Customer CPE
MH-DC-001-CSR-020 | Gi0/0/2/4 | 1G copper | 1000 | up | Customer CPE
MH-DC-001-CSR-020 | Gi0/0/2/5 | 1G copper | 1000 | admin-down
MH-DC-001-CSR-020 | Gi0/0/2/6 | 1G copper | 1000 | reserved
MH-DC-001-CSR-020 | Gi0/0/2/7 | 1G copper | 1000 | admin-down
MH-DC-001-CSR-020 | Te0/0/0/0 | 10G SFP+ | 10000 | up | Access to MH-DC-001-AGG-R08 | SFP-10G-LR
MH-DC-001-CSR-020 | Te0/0/0/1 | 10G SFP+ | 10000 | up | Customer CPE
MH-DC-001-CSR-020 | Te0/0/0/2 | 10G SFP+ | 10000 | admin-down
MH-DC-001-CSR-020 | Te0/0/0/3 | 10G SFP+ | 10000 | up | Customer CPE
MH-DC-001-CSR-021 | Gi0/0/2/0 | 1G copper | 1000 | up | Customer CPE
MH-DC-001-CSR-021 | Gi0/0/2/1 | 1G copper | 1000 | up | Customer CPE
MH-DC-001-CSR-021 | Gi0/0/2/2 | 1G copper | 1000 | up | Customer CPE
MH-DC-001-CSR-021 | Gi0/0/2/3 | 1G copper | 1000 | up | Customer CPE
MH-DC-001-CSR-021 | Gi0/0/2/4 | 1G copper | 1000 | admin-down
MH-DC-001-CSR-021 | Gi0/0/2/5 | 1G copper | 1000 | up | Customer CPE
MH-DC-001-CSR-021 | Gi0/0/2/6 | 1G copper | 1000 | up | Customer CPE
MH-DC-001-CSR-021 | Gi0/0/2/7 | 1G copper | 1000 | admin-down
MH-DC-001-CSR-021 | Te0/0/0/0 | 10G SFP+ | 10000 | up | Access to MH-DC-001-AGG-R09 | SFP-10G-LR
MH-DC-001-CSR-021 | Te0/0/0/1 | 10G SFP+ | 10000 | up | Access to MH-DC-001-AGG-R02 | SFP-10G-LR
MH-DC-001-CSR-021 | Te0/0/0/2 | 10G SFP+ | 10000 | admin-down
MH-DC-001-CSR-021 | Te0/0/0/3 | 10G SFP+ | 10000 | up | Customer CPE
MH-DC-001-CSR-022 | ge-0/2/0 | 1G copper | 1000 | reserved
MH-DC-001-CSR-022 | ge-0/2/1 | 1G copper | 1000 | admin-down
MH-DC-001-CSR-022 | ge-0/2/2 | 1G copper | 1000 | up | Customer CPE
MH-DC-001-CSR-022 | ge-0/2/3 | 1G copper | 1000 | admin-down
MH-DC-001-CSR-022 | ge-0/2/4 | 1G copper | 1000 | up | Customer CPE
MH-DC-001-CSR-022 | ge-0/2/5 | 1G copper | 1000 | up | Customer CPE
MH-DC-001-CSR-022 | ge-0/2/6 | 1G copper | 1000 | admin-down
MH-DC-001-CSR-022 | ge-0/2/7 | 1G copper | 1000 | up | Customer CPE
MH-DC-001-CSR-022 | xe-0/0/0 | 10G SFP+ | 10000 | up | Access to MH-DC-001-AGG-R10 | SFP-10G-LR
MH-DC-001-CSR-022 | xe-0/0/1 | 10G SFP+ | 10000 | up | Customer CPE
MH-DC-001-CSR-022 | xe-0/0/2 | 10G SFP+ | 10000 | admin-down
MH-DC-001-CSR-022 | xe-0/0/3 | 10G SFP+ | 10000 | up | Customer CPE
MH-DC-001-CSR-023 | 1/3/1 | 1G copper | 1000 | admin-down
MH-DC-001-CSR-023 | 1/3/2 | 1G copper | 1000 | admin-down
MH-DC-001-CSR-023 | 1/3/3 | 1G copper | 1000 | admin-down
MH-DC-001-CSR-023 | 1/3/4 | 1G copper | 1000 | up | Customer CPE
MH-DC-001-CSR-023 | 1/3/5 | 1G copper | 1000 | up | Customer CPE
MH-DC-001-CSR-023 | 1/3/6 | 1G copper | 1000 | up | Customer CPE
MH-DC-001-CSR-023 | 1/3/7 | 1G copper | 1000 | up | Customer CPE
MH-DC-001-CSR-023 | 1/3/8 | 1G copper | 1000 | admin-down
MH-DC-001-CSR-023 | 1/1/c1 | 10G SFP+ | 10000 | up | Access to MH-DC-001-AGG-R11 | SFP-10G-LR
MH-DC-001-CSR-023 | 1/1/c2 | 10G SFP+ | 10000 | up | Access to MH-DC-001-AGG-R04 | SFP-10G-LR
MH-DC-001-CSR-023 | 1/1/c3 | 10G SFP+ | 10000 | admin-down
MH-DC-001-CSR-023 | 1/1/c4 | 10G SFP+ | 10000 | admin-down
MH-DC-001-CSR-024 | ge-0/2/0 | 1G copper | 1000 | admin-down
MH-DC-001-CSR-024 | ge-0/2/1 | 1G copper | 1000 | up | Customer CPE
MH-DC-001-CSR-024 | ge-0/2/2 | 1G copper | 1000 | admin-down
MH-DC-001-CSR-024 | ge-0/2/3 | 1G copper | 1000 | admin-down
MH-DC-001-CSR-024 | ge-0/2/4 | 1G copper | 1000 | up | Customer CPE
MH-DC-001-CSR-024 | ge-0/2/5 | 1G copper | 1000 | up | Customer CPE
MH-DC-001-CSR-024 | ge-0/2/6 | 1G copper | 1000 | admin-down
MH-DC-001-CSR-024 | ge-0/2/7 | 1G copper | 1000 | admin-down
MH-DC-001-CSR-024 | xe-0/0/0 | 10G SFP+ | 10000 | up | Access to MH-DC-001-AGG-R12 | SFP-10G-LR
MH-DC-001-CSR-024 | xe-0/0/1 | 10G SFP+ | 10000 | up | Customer CPE
MH-DC-001-CSR-024 | xe-0/0/2 | 10G SFP+ | 10000 | admin-down
MH-DC-001-CSR-024 | xe-0/0/3 | 10G SFP+ | 10000 | admin-down
MH-DC-001-CSR-025 | Gi0/0/2/0 | 1G copper | 1000 | up | Customer CPE
MH-DC-001-CSR-025 | Gi0/0/2/1 | 1G copper | 1000 | admin-down
MH-DC-001-CSR-025 | Gi0/0/2/2 | 1G copper | 1000 | up | Customer CPE
MH-DC-001-CSR-025 | Gi0/0/2/3 | 1G copper | 1000 | up | Customer CPE
MH-DC-001-CSR-025 | Gi0/0/2/4 | 1G copper | 1000 | up | Customer CPE
MH-DC-001-CSR-025 | Gi0/0/2/5 | 1G copper | 1000 | admin-down
MH-DC-001-CSR-025 | Gi0/0/2/6 | 1G copper | 1000 | up | Customer CPE
MH-DC-001-CSR-025 | Gi0/0/2/7 | 1G copper | 1000 | up | Customer CPE
MH-DC-001-CSR-025 | Te0/0/0/0 | 10G SFP+ | 10000 | up | Access to MH-DC-001-AGG-R01 | SFP-10G-LR
MH-DC-001-CSR-025 | Te0/0/0/1 | 10G SFP+ | 10000 | up | Access to MH-DC-001-AGG-R06 | SFP-10G-LR
MH-DC-001-CSR-025 | Te0/0/0/2 | 10G SFP+ | 10000 | up | Customer CPE
MH-DC-001-CSR-025 | Te0/0/0/3 | 10G SFP+ | 10000 | up | Customer CPE
MH-DC-001-CSR-026 | 1/3/1 | 1G copper | 1000 | up | Customer CPE
MH-DC-001-CSR-026 | 1/3/2 | 1G copper | 1000 | admin-down
MH-DC-001-CSR-026 | 1/3/3 | 1G copper | 1000 | up | Customer CPE
MH-DC-001-CSR-026 | 1/3/4 | 1G copper | 1000 | up | Customer CPE
MH-DC-001-CSR-026 | 1/3/5 | 1G copper | 1000 | admin-down
MH-DC-001-CSR-026 | 1/3/6 | 1G copper | 1000 | reserved
MH-DC-001-CSR-026 | 1/3/7 | 1G copper | 1000 | up | Customer CPE
MH-DC-001-CSR-026 | 1/3/8 | 1G copper | 1000 | up | Customer CPE
MH-DC-001-CSR-026 | 1/1/c1 | 10G SFP+ | 10000 | up | Access to MH-DC-001-AGG-R02 | SFP-10G-LR
MH-DC-001-CSR-026 | 1/1/c2 | 10G SFP+ | 10000 | up | Customer CPE
MH-DC-001-CSR-026 | 1/1/c3 | 10G SFP+ | 10000 | up | Customer CPE
MH-DC-001-CSR-026 | 1/1/c4 | 10G SFP+ | 10000 | admin-down
MH-DC-001-CSR-027 | Gi0/0/2/0 | 1G copper | 1000 | admin-down
MH-DC-001-CSR-027 | Gi0/0/2/1 | 1G copper | 1000 | admin-down
MH-DC-001-CSR-027 | Gi0/0/2/2 | 1G copper | 1000 | admin-down
MH-DC-001-CSR-027 | Gi0/0/2/3 | 1G copper | 1000 | up | Customer CPE
MH-DC-001-CSR-027 | Gi0/0/2/4 | 1G copper | 1000 | admin-down
MH-DC-001-CSR-027 | Gi0/0/2/5 | 1G copper | 1000 | up | Customer CPE
MH-DC-001-CSR-027 | Gi0/0/2/6 | 1G copper | 1000 | admin-down
MH-DC-001-CSR-027 | Gi0/0/2/7 | 1G copper | 1000 | up | Customer CPE
MH-DC-001-CSR-027 | Te0/0/0/0 | 10G SFP+ | 10000 | up | Access to MH-DC-001-AGG-R03 | SFP-10G-LR
MH-DC-001-CSR-027 | Te0/0/0/1 | 10G SFP+ | 10000 | up | Access to MH-DC-001-AGG-R08 | SFP-10G-LR
MH-DC-001-CSR-027 | Te0/0/0/2 | 10G SFP+ | 10000 | up | Customer CPE
MH-DC-001-CSR-027 | Te0/0/0/3 | 10G SFP+ | 10000 | admin-down
MH-DC-001-CSR-028 | Gi0/0/2/0 | 1G copper | 1000 | admin-down
MH-DC-001-CSR-028 | Gi0/0/2/1 | 1G copper | 1000 | up | Customer CPE
MH-DC-001-CSR-028 | Gi0/0/2/2 | 1G copper | 1000 | admin-down
MH-DC-001-CSR-028 | Gi0/0/2/3 | 1G copper | 1000 | up | Customer CPE
MH-DC-001-CSR-028 | Gi0/0/2/4 | 1G copper | 1000 | admin-down
MH-DC-001-CSR-028 | Gi0/0/2/5 | 1G copper | 1000 | up | Customer CPE
MH-DC-001-CSR-028 | Gi0/0/2/6 | 1G copper | 1000 | admin-down
MH-DC-001-CSR-028 | Gi0/0/2/7 | 1G copper | 1000 | up | Customer CPE
MH-DC-001-CSR-028 | Te0/0/0/0 | 10G SFP+ | 10000 | up | Access to MH-DC-001-AGG-R04 | SFP-10G-LR
MH-DC-001-CSR-028 | Te0/0/0/1 | 10G SFP+ | 10000 | up | Customer CPE
MH-DC-001-CSR-028 | Te0/0/0/2 | 10G SFP+ | 10000 | admin-down
MH-DC-001-CSR-028 | Te0/0/0/3 | 10G SFP+ | 10000 | admin-down
MH-DC-001-CSR-029 | Gi0/0/2/0 | 1G copper | 1000 | reserved
MH-DC-001-CSR-029 | Gi0/0/2/1 | 1G copper | 1000 | up | Customer CPE
MH-DC-001-CSR-029 | Gi0/0/2/2 | 1G copper | 1000 | admin-down
MH-DC-001-CSR-029 | Gi0/0/2/3 | 1G copper | 1000 | admin-down
MH-DC-001-CSR-029 | Gi0/0/2/4 | 1G copper | 1000 | up | Customer CPE
MH-DC-001-CSR-029 | Gi0/0/2/5 | 1G copper | 1000 | up | Customer CPE
MH-DC-001-CSR-029 | Gi0/0/2/6 | 1G copper | 1000 | admin-down
MH-DC-001-CSR-029 | Gi0/0/2/7 | 1G copper | 1000 | up | Customer CPE
MH-DC-001-CSR-029 | Te0/0/0/0 | 10G SFP+ | 10000 | up | Access to MH-DC-001-AGG-R05 | SFP-10G-LR
MH-DC-001-CSR-029 | Te0/0/0/1 | 10G SFP+ | 10000 | up | Access to MH-DC-001-AGG-R10 | SFP-10G-LR
MH-DC-001-CSR-029 | Te0/0/0/2 | 10G SFP+ | 10000 | up | Customer CPE
MH-DC-001-CSR-029 | Te0/0/0/3 | 10G SFP+ | 10000 | admin-down
MH-DC-001-CSR-030 | ge-0/2/0 | 1G copper | 1000 | admin-down
MH-DC-001-CSR-030 | ge-0/2/1 | 1G copper | 1000 | up | Customer CPE
MH-DC-001-CSR-030 | ge-0/2/2 | 1G copper | 1000 | admin-down
MH-DC-001-CSR-030 | ge-0/2/3 | 1G copper | 1000 | admin-down
MH-DC-001-CSR-030 | ge-0/2/4 | 1G copper | 1000 | up | Customer CPE
MH-DC-001-CSR-030 | ge-0/2/5 | 1G copper | 1000 | up | Customer CPE
MH-DC-001-CSR-030 | ge-0/2/6 | 1G copper | 1000 | up | Customer CPE
MH-DC-001-CSR-030 | ge-0/2/7 | 1G copper | 1000 | up | Customer CPE
MH-DC-001-CSR-030 | xe-0/0/0 | 10G SFP+ | 10000 | up | Access to MH-DC-001-AGG-R06 | SFP-10G-LR
MH-DC-001-CSR-030 | xe-0/0/1 | 10G SFP+ | 10000 | up | Customer CPE
MH-DC-001-CSR-030 | xe-0/0/2 | 10G SFP+ | 10000 | admin-down
MH-DC-001-CSR-030 | xe-0/0/3 | 10G SFP+ | 10000 | admin-down
MH-DC-001-CSR-031 | 1/3/1 | 1G copper | 1000 | admin-down
MH-DC-001-CSR-031 | 1/3/2 | 1G copper | 1000 | up | Customer CPE
MH-DC-001-CSR-031 | 1/3/3 | 1G copper | 1000 | up | Customer CPE
MH-DC-001-CSR-031 | 1/3/4 | 1G copper | 1000 | up | Customer CPE
MH-DC-001-CSR-031 | 1/3/5 | 1G copper | 1000 | up | Customer CPE
MH-DC-001-CSR-031 | 1/3/6 | 1G copper | 1000 | up | Customer CPE
MH-DC-001-CSR-031 | 1/3/7 | 1G copper | 1000 | admin-down
MH-DC-001-CSR-031 | 1/3/8 | 1G copper | 1000 | up | Customer CPE
MH-DC-001-CSR-031 | 1/1/c1 | 10G SFP+ | 10000 | up | Access to MH-DC-001-AGG-R07 | SFP-10G-LR
MH-DC-001-CSR-031 | 1/1/c2 | 10G SFP+ | 10000 | up | Access to MH-DC-001-AGG-R12 | SFP-10G-LR
MH-DC-001-CSR-031 | 1/1/c3 | 10G SFP+ | 10000 | up | Customer CPE
MH-DC-001-CSR-031 | 1/1/c4 | 10G SFP+ | 10000 | admin-down
MH-DC-001-CSR-032 | Gi0/0/2/0 | 1G copper | 1000 | admin-down
MH-DC-001-CSR-032 | Gi0/0/2/1 | 1G copper | 1000 | up | Customer CPE
MH-DC-001-CSR-032 | Gi0/0/2/2 | 1G copper | 1000 | admin-down
MH-DC-001-CSR-032 | Gi0/0/2/3 | 1G copper | 1000 | up | Customer CPE
MH-DC-001-CSR-032 | Gi0/0/2/4 | 1G copper | 1000 | admin-down
MH-DC-001-CSR-032 | Gi0/0/2/5 | 1G copper | 1000 | admin-down
MH-DC-001-CSR-032 | Gi0/0/2/6 | 1G copper | 1000 | admin-down
MH-DC-001-CSR-032 | Gi0/0/2/7 | 1G copper | 1000 | up | Customer CPE
MH-DC-001-CSR-032 | Te0/0/0/0 | 10G SFP+ | 10000 | up | Access to MH-DC-001-AGG-R08 | SFP-10G-LR
MH-DC-001-CSR-032 | Te0/0/0/1 | 10G SFP+ | 10000 | up | Customer CPE
MH-DC-001-CSR-032 | Te0/0/0/2 | 10G SFP+ | 10000 | admin-down
MH-DC-001-CSR-032 | Te0/0/0/3 | 10G SFP+ | 10000 | up | Customer CPE
MH-DC-001-CSR-033 | Gi0/0/2/0 | 1G copper | 1000 | up | Customer CPE
MH-DC-001-CSR-033 | Gi0/0/2/1 | 1G copper | 1000 | admin-down
MH-DC-001-CSR-033 | Gi0/0/2/2 | 1G copper | 1000 | admin-down
MH-DC-001-CSR-033 | Gi0/0/2/3 | 1G copper | 1000 | up | Customer CPE
MH-DC-001-CSR-033 | Gi0/0/2/4 | 1G copper | 1000 | up | Customer CPE
MH-DC-001-CSR-033 | Gi0/0/2/5 | 1G copper | 1000 | up | Customer CPE
MH-DC-001-CSR-033 | Gi0/0/2/6 | 1G copper | 1000 | up | Customer CPE
MH-DC-001-CSR-033 | Gi0/0/2/7 | 1G copper | 1000 | up | Customer CPE
MH-DC-001-CSR-033 | Te0/0/0/0 | 10G SFP+ | 10000 | up | Access to MH-DC-001-AGG-R09 | SFP-10G-LR
MH-DC-001-CSR-033 | Te0/0/0/1 | 10G SFP+ | 10000 | up | Access to MH-DC-001-AGG-R02 | SFP-10G-LR
MH-DC-001-CSR-033 | Te0/0/0/2 | 10G SFP+ | 10000 | up | Customer CPE
MH-DC-001-CSR-033 | Te0/0/0/3 | 10G SFP+ | 10000 | up | Customer CPE
MH-DC-001-CSR-034 | Gi0/0/2/0 | 1G copper | 1000 | admin-down
MH-DC-001-CSR-034 | Gi0/0/2/1 | 1G copper | 1000 | admin-down
MH-DC-001-CSR-034 | Gi0/0/2/2 | 1G copper | 1000 | up | Customer CPE
MH-DC-001-CSR-034 | Gi0/0/2/3 | 1G copper | 1000 | admin-down
MH-DC-001-CSR-034 | Gi0/0/2/4 | 1G copper | 1000 | admin-down
MH-DC-001-CSR-034 | Gi0/0/2/5 | 1G copper | 1000 | up | Customer CPE
MH-DC-001-CSR-034 | Gi0/0/2/6 | 1G copper | 1000 | admin-down
MH-DC-001-CSR-034 | Gi0/0/2/7 | 1G copper | 1000 | admin-down
MH-DC-001-CSR-034 | Te0/0/0/0 | 10G SFP+ | 10000 | up | Access to MH-DC-001-AGG-R10 | SFP-10G-LR
MH-DC-001-CSR-034 | Te0/0/0/1 | 10G SFP+ | 10000 | up | Customer CPE
MH-DC-001-CSR-034 | Te0/0/0/2 | 10G SFP+ | 10000 | admin-down
MH-DC-001-CSR-034 | Te0/0/0/3 | 10G SFP+ | 10000 | admin-down
MH-DC-001-CSR-035 | 1/3/1 | 1G copper | 1000 | up | Customer CPE
MH-DC-001-CSR-035 | 1/3/2 | 1G copper | 1000 | admin-down
MH-DC-001-CSR-035 | 1/3/3 | 1G copper | 1000 | up | Customer CPE
MH-DC-001-CSR-035 | 1/3/4 | 1G copper | 1000 | admin-down
MH-DC-001-CSR-035 | 1/3/5 | 1G copper | 1000 | up | Customer CPE
MH-DC-001-CSR-035 | 1/3/6 | 1G copper | 1000 | admin-down
MH-DC-001-CSR-035 | 1/3/7 | 1G copper | 1000 | reserved
MH-DC-001-CSR-035 | 1/3/8 | 1G copper | 1000 | reserved
MH-DC-001-CSR-035 | 1/1/c1 | 10G SFP+ | 10000 | up | Access to MH-DC-001-AGG-R11 | SFP-10G-LR
MH-DC-001-CSR-035 | 1/1/c2 | 10G SFP+ | 10000 | up | Access to MH-DC-001-AGG-R04 | SFP-10G-LR
MH-DC-001-CSR-035 | 1/1/c3 | 10G SFP+ | 10000 | up | Customer CPE
MH-DC-001-CSR-035 | 1/1/c4 | 10G SFP+ | 10000 | up | Customer CPE
MH-DC-001-CSR-036 | 1/3/1 | 1G copper | 1000 | up | Customer CPE
MH-DC-001-CSR-036 | 1/3/2 | 1G copper | 1000 | up | Customer CPE
MH-DC-001-CSR-036 | 1/3/3 | 1G copper | 1000 | admin-down
MH-DC-001-CSR-036 | 1/3/4 | 1G copper | 1000 | admin-down
MH-DC-001-CSR-036 | 1/3/5 | 1G copper | 1000 | up | Customer CPE
MH-DC-001-CSR-036 | 1/3/6 | 1G copper | 1000 | up | Customer CPE
MH-DC-001-CSR-036 | 1/3/7 | 1G copper | 1000 | admin-down
MH-DC-001-CSR-036 | 1/3/8 | 1G copper | 1000 | up | Customer CPE
MH-DC-001-CSR-036 | 1/1/c1 | 10G SFP+ | 10000 | up | Access to MH-DC-001-AGG-R12 | SFP-10G-LR
MH-DC-001-CSR-036 | 1/1/c2 | 10G SFP+ | 10000 | up | Customer CPE
MH-DC-001-CSR-036 | 1/1/c3 | 10G SFP+ | 10000 | up | Customer CPE
MH-DC-001-CSR-036 | 1/1/c4 | 10G SFP+ | 10000 | admin-down
MH-DC-001-CSR-037 | ge-0/2/0 | 1G copper | 1000 | admin-down
MH-DC-001-CSR-037 | ge-0/2/1 | 1G copper | 1000 | up | Customer CPE
MH-DC-001-CSR-037 | ge-0/2/2 | 1G copper | 1000 | up | Customer CPE
MH-DC-001-CSR-037 | ge-0/2/3 | 1G copper | 1000 | up | Customer CPE
MH-DC-001-CSR-037 | ge-0/2/4 | 1G copper | 1000 | up | Customer CPE
MH-DC-001-CSR-037 | ge-0/2/5 | 1G copper | 1000 | admin-down
MH-DC-001-CSR-037 | ge-0/2/6 | 1G copper | 1000 | admin-down
MH-DC-001-CSR-037 | ge-0/2/7 | 1G copper | 1000 | up | Customer CPE
MH-DC-001-CSR-037 | xe-0/0/0 | 10G SFP+ | 10000 | up | Access to MH-DC-001-AGG-R01 | SFP-10G-LR
MH-DC-001-CSR-037 | xe-0/0/1 | 10G SFP+ | 10000 | up | Access to MH-DC-001-AGG-R06 | SFP-10G-LR
MH-DC-001-CSR-037 | xe-0/0/2 | 10G SFP+ | 10000 | admin-down
MH-DC-001-CSR-037 | xe-0/0/3 | 10G SFP+ | 10000 | up | Customer CPE
MH-DC-001-CSR-038 | Gi0/0/2/0 | 1G copper | 1000 | up | Customer CPE
MH-DC-001-CSR-038 | Gi0/0/2/1 | 1G copper | 1000 | admin-down
MH-DC-001-CSR-038 | Gi0/0/2/2 | 1G copper | 1000 | up | Customer CPE
MH-DC-001-CSR-038 | Gi0/0/2/3 | 1G copper | 1000 | up | Customer CPE
MH-DC-001-CSR-038 | Gi0/0/2/4 | 1G copper | 1000 | admin-down
MH-DC-001-CSR-038 | Gi0/0/2/5 | 1G copper | 1000 | up | Customer CPE
MH-DC-001-CSR-038 | Gi0/0/2/6 | 1G copper | 1000 | admin-down
MH-DC-001-CSR-038 | Gi0/0/2/7 | 1G copper | 1000 | reserved
MH-DC-001-CSR-038 | Te0/0/0/0 | 10G SFP+ | 10000 | up | Access to MH-DC-001-AGG-R02 | SFP-10G-LR
MH-DC-001-CSR-038 | Te0/0/0/1 | 10G SFP+ | 10000 | up | Customer CPE
MH-DC-001-CSR-038 | Te0/0/0/2 | 10G SFP+ | 10000 | up | Customer CPE
MH-DC-001-CSR-038 | Te0/0/0/3 | 10G SFP+ | 10000 | admin-down
MH-DC-001-CSR-039 | Gi0/0/2/0 | 1G copper | 1000 | admin-down
MH-DC-001-CSR-039 | Gi0/0/2/1 | 1G copper | 1000 | admin-down
MH-DC-001-CSR-039 | Gi0/0/2/2 | 1G copper | 1000 | up | Customer CPE
MH-DC-001-CSR-039 | Gi0/0/2/3 | 1G copper | 1000 | admin-down
MH-DC-001-CSR-039 | Gi0/0/2/4 | 1G copper | 1000 | up | Customer CPE
MH-DC-001-CSR-039 | Gi0/0/2/5 | 1G copper | 1000 | up | Customer CPE
MH-DC-001-CSR-039 | Gi0/0/2/6 | 1G copper | 1000 | up | Customer CPE
MH-DC-001-CSR-039 | Gi0/0/2/7 | 1G copper | 1000 | up | Customer CPE
MH-DC-001-CSR-039 | Te0/0/0/0 | 10G SFP+ | 10000 | up | Access to MH-DC-001-AGG-R03 | SFP-10G-LR
MH-DC-001-CSR-039 | Te0/0/0/1 | 10G SFP+ | 10000 | up | Access to MH-DC-001-AGG-R08 | SFP-10G-LR
MH-DC-001-CSR-039 | Te0/0/0/2 | 10G SFP+ | 10000 | reserved
MH-DC-001-CSR-039 | Te0/0/0/3 | 10G SFP+ | 10000 | up | Customer CPE
MH-DC-001-CSR-040 | 1/3/1 | 1G copper | 1000 | admin-down
MH-DC-001-CSR-040 | 1/3/2 | 1G copper | 1000 | reserved
MH-DC-001-CSR-040 | 1/3/3 | 1G copper | 1000 | admin-down
MH-DC-001-CSR-040 | 1/3/4 | 1G copper | 1000 | admin-down
MH-DC-001-CSR-040 | 1/3/5 | 1G copper | 1000 | up | Customer CPE
MH-DC-001-CSR-040 | 1/3/6 | 1G copper | 1000 | admin-down
MH-DC-001-CSR-040 | 1/3/7 | 1G copper | 1000 | admin-down
MH-DC-001-CSR-040 | 1/3/8 | 1G copper | 1000 | up | Customer CPE
MH-DC-001-CSR-040 | 1/1/c1 | 10G SFP+ | 10000 | up | Access to MH-DC-001-AGG-R04 | SFP-10G-LR
MH-DC-001-CSR-040 | 1/1/c2 | 10G SFP+ | 10000 | admin-down
MH-DC-001-CSR-040 | 1/1/c3 | 10G SFP+ | 10000 | up | Customer CPE
MH-DC-001-CSR-040 | 1/1/c4 | 10G SFP+ | 10000 | up | Customer CPE
MH-DC-001-CSR-041 | Gi0/0/2/0 | 1G copper | 1000 | admin-down
MH-DC-001-CSR-041 | Gi0/0/2/1 | 1G copper | 1000 | admin-down
MH-DC-001-CSR-041 | Gi0/0/2/2 | 1G copper | 1000 | up | Customer CPE
MH-DC-001-CSR-041 | Gi0/0/2/3 | 1G copper | 1000 | reserved
MH-DC-001-CSR-041 | Gi0/0/2/4 | 1G copper | 1000 | up | Customer CPE
MH-DC-001-CSR-041 | Gi0/0/2/5 | 1G copper | 1000 | admin-down
MH-DC-001-CSR-041 | Gi0/0/2/6 | 1G copper | 1000 | up | Customer CPE
MH-DC-001-CSR-041 | Gi0/0/2/7 | 1G copper | 1000 | up | Customer CPE
MH-DC-001-CSR-041 | Te0/0/0/0 | 10G SFP+ | 10000 | up | Access to MH-DC-001-AGG-R05 | SFP-10G-LR
MH-DC-001-CSR-041 | Te0/0/0/1 | 10G SFP+ | 10000 | up | Access to MH-DC-001-AGG-R10 | SFP-10G-LR
MH-DC-001-CSR-041 | Te0/0/0/2 | 10G SFP+ | 10000 | admin-down
MH-DC-001-CSR-041 | Te0/0/0/3 | 10G SFP+ | 10000 | admin-down
MH-DC-001-CSR-042 | Gi0/0/2/0 | 1G copper | 1000 | up | Customer CPE
MH-DC-001-CSR-042 | Gi0/0/2/1 | 1G copper | 1000 | up | Customer CPE
MH-DC-001-CSR-042 | Gi0/0/2/2 | 1G copper | 1000 | up | Customer CPE
MH-DC-001-CSR-042 | Gi0/0/2/3 | 1G copper | 1000 | up | Customer CPE
MH-DC-001-CSR-042 | Gi0/0/2/4 | 1G copper | 1000 | up | Customer CPE
MH-DC-001-CSR-042 | Gi0/0/2/5 | 1G copper | 1000 | admin-down
MH-DC-001-CSR-042 | Gi0/0/2/6 | 1G copper | 1000 | up | Customer CPE
MH-DC-001-CSR-042 | Gi0/0/2/7 | 1G copper | 1000 | up | Customer CPE
MH-DC-001-CSR-042 | Te0/0/0/0 | 10G SFP+ | 10000 | up | Access to MH-DC-001-AGG-R06 | SFP-10G-LR
MH-DC-001-CSR-042 | Te0/0/0/1 | 10G SFP+ | 10000 | up | Customer CPE
MH-DC-001-CSR-042 | Te0/0/0/2 | 10G SFP+ | 10000 | up | Customer CPE
MH-DC-001-CSR-042 | Te0/0/0/3 | 10G SFP+ | 10000 | admin-down
MH-DC-001-CSR-043 | 1/3/1 | 1G copper | 1000 | up | Customer CPE
MH-DC-001-CSR-043 | 1/3/2 | 1G copper | 1000 | admin-down
MH-DC-001-CSR-043 | 1/3/3 | 1G copper | 1000 | admin-down
MH-DC-001-CSR-043 | 1/3/4 | 1G copper | 1000 | up | Customer CPE
MH-DC-001-CSR-043 | 1/3/5 | 1G copper | 1000 | up | Customer CPE
MH-DC-001-CSR-043 | 1/3/6 | 1G copper | 1000 | up | Customer CPE
MH-DC-001-CSR-043 | 1/3/7 | 1G copper | 1000 | admin-down
MH-DC-001-CSR-043 | 1/3/8 | 1G copper | 1000 | up | Customer CPE
MH-DC-001-CSR-043 | 1/1/c1 | 10G SFP+ | 10000 | up | Access to MH-DC-001-AGG-R07 | SFP-10G-LR
MH-DC-001-CSR-043 | 1/1/c2 | 10G SFP+ | 10000 | up | Access to MH-DC-001-AGG-R12 | SFP-10G-LR
MH-DC-001-CSR-043 | 1/1/c3 | 10G SFP+ | 10000 | admin-down
MH-DC-001-CSR-043 | 1/1/c4 | 10G SFP+ | 10000 | up | Customer CPE
MH-DC-001-CSR-044 | Gi0/0/2/0 | 1G copper | 1000 | up | Customer CPE
MH-DC-001-CSR-044 | Gi0/0/2/1 | 1G copper | 1000 | up | Customer CPE
MH-DC-001-CSR-044 | Gi0/0/2/2 | 1G copper | 1000 | admin-down
MH-DC-001-CSR-044 | Gi0/0/2/3 | 1G copper | 1000 | admin-down
MH-DC-001-CSR-044 | Gi0/0/2/4 | 1G copper | 1000 | admin-down
MH-DC-001-CSR-044 | Gi0/0/2/5 | 1G copper | 1000 | up | Customer CPE
MH-DC-001-CSR-044 | Gi0/0/2/6 | 1G copper | 1000 | admin-down
MH-DC-001-CSR-044 | Gi0/0/2/7 | 1G copper | 1000 | admin-down
MH-DC-001-CSR-044 | Te0/0/0/0 | 10G SFP+ | 10000 | up | Access to MH-DC-001-AGG-R08 | SFP-10G-LR
MH-DC-001-CSR-044 | Te0/0/0/1 | 10G SFP+ | 10000 | admin-down
MH-DC-001-CSR-044 | Te0/0/0/2 | 10G SFP+ | 10000 | up | Customer CPE
MH-DC-001-CSR-044 | Te0/0/0/3 | 10G SFP+ | 10000 | up | Customer CPE
MH-DC-001-CSR-045 | ge-0/2/0 | 1G copper | 1000 | admin-down
MH-DC-001-CSR-045 | ge-0/2/1 | 1G copper | 1000 | admin-down
MH-DC-001-CSR-045 | ge-0/2/2 | 1G copper | 1000 | admin-down
MH-DC-001-CSR-045 | ge-0/2/3 | 1G copper | 1000 | up | Customer CPE
MH-DC-001-CSR-045 | ge-0/2/4 | 1G copper | 1000 | up | Customer CPE
MH-DC-001-CSR-045 | ge-0/2/5 | 1G copper | 1000 | up | Customer CPE
MH-DC-001-CSR-045 | ge-0/2/6 | 1G copper | 1000 | up | Customer CPE
MH-DC-001-CSR-045 | ge-0/2/7 | 1G copper | 1000 | up | Customer CPE
MH-DC-001-CSR-045 | xe-0/0/0 | 10G SFP+ | 10000 | up | Access to MH-DC-001-AGG-R09 | SFP-10G-LR
MH-DC-001-CSR-045 | xe-0/0/1 | 10G SFP+ | 10000 | up | Access to MH-DC-001-AGG-R02 | SFP-10G-LR
MH-DC-001-CSR-045 | xe-0/0/2 | 10G SFP+ | 10000 | up | Customer CPE
MH-DC-001-CSR-045 | xe-0/0/3 | 10G SFP+ | 10000 | up | Customer CPE
MH-DC-001-CSR-046 | 1/3/1 | 1G copper | 1000 | admin-down
MH-DC-001-CSR-046 | 1/3/2 | 1G copper | 1000 | up | Customer CPE
MH-DC-001-CSR-046 | 1/3/3 | 1G copper | 1000 | up | Customer CPE
MH-DC-001-CSR-046 | 1/3/4 | 1G copper | 1000 | up | Customer CPE
MH-DC-001-CSR-046 | 1/3/5 | 1G copper | 1000 | up | Customer CPE
MH-DC-001-CSR-046 | 1/3/6 | 1G copper | 1000 | admin-down
MH-DC-001-CSR-046 | 1/3/7 | 1G copper | 1000 | admin-down
MH-DC-001-CSR-046 | 1/3/8 | 1G copper | 1000 | up | Customer CPE
MH-DC-001-CSR-046 | 1/1/c1 | 10G SFP+ | 10000 | up | Access to MH-DC-001-AGG-R10 | SFP-10G-LR
MH-DC-001-CSR-046 | 1/1/c2 | 10G SFP+ | 10000 | up | Customer CPE
MH-DC-001-CSR-046 | 1/1/c3 | 10G SFP+ | 10000 | admin-down
MH-DC-001-CSR-046 | 1/1/c4 | 10G SFP+ | 10000 | up | Customer CPE
MH-DC-001-CSR-047 | Gi0/0/2/0 | 1G copper | 1000 | admin-down
MH-DC-001-CSR-047 | Gi0/0/2/1 | 1G copper | 1000 | up | Customer CPE
MH-DC-001-CSR-047 | Gi0/0/2/2 | 1G copper | 1000 | up | Customer CPE
MH-DC-001-CSR-047 | Gi0/0/2/3 | 1G copper | 1000 | up | Customer CPE
MH-DC-001-CSR-047 | Gi0/0/2/4 | 1G copper | 1000 | admin-down
MH-DC-001-CSR-047 | Gi0/0/2/5 | 1G copper | 1000 | admin-down
MH-DC-001-CSR-047 | Gi0/0/2/6 | 1G copper | 1000 | up | Customer CPE
MH-DC-001-CSR-047 | Gi0/0/2/7 | 1G copper | 1000 | admin-down
MH-DC-001-CSR-047 | Te0/0/0/0 | 10G SFP+ | 10000 | up | Access to MH-DC-001-AGG-R11 | SFP-10G-LR
MH-DC-001-CSR-047 | Te0/0/0/1 | 10G SFP+ | 10000 | up | Access to MH-DC-001-AGG-R04 | SFP-10G-LR
MH-DC-001-CSR-047 | Te0/0/0/2 | 10G SFP+ | 10000 | up | Customer CPE
MH-DC-001-CSR-047 | Te0/0/0/3 | 10G SFP+ | 10000 | up | Customer CPE
MH-DC-001-CSR-048 | Gi0/0/2/0 | 1G copper | 1000 | admin-down
MH-DC-001-CSR-048 | Gi0/0/2/1 | 1G copper | 1000 | admin-down
MH-DC-001-CSR-048 | Gi0/0/2/2 | 1G copper | 1000 | up | Customer CPE
MH-DC-001-CSR-048 | Gi0/0/2/3 | 1G copper | 1000 | up | Customer CPE
MH-DC-001-CSR-048 | Gi0/0/2/4 | 1G copper | 1000 | reserved
MH-DC-001-CSR-048 | Gi0/0/2/5 | 1G copper | 1000 | reserved
MH-DC-001-CSR-048 | Gi0/0/2/6 | 1G copper | 1000 | admin-down
MH-DC-001-CSR-048 | Gi0/0/2/7 | 1G copper | 1000 | admin-down
MH-DC-001-CSR-048 | Te0/0/0/0 | 10G SFP+ | 10000 | up | Access to MH-DC-001-AGG-R12 | SFP-10G-LR
MH-DC-001-CSR-048 | Te0/0/0/1 | 10G SFP+ | 10000 | up | Customer CPE
MH-DC-001-CSR-048 | Te0/0/0/2 | 10G SFP+ | 10000 | up | Customer CPE
MH-DC-001-CSR-048 | Te0/0/0/3 | 10G SFP+ | 10000 | admin-down
MH-DC-001-CSR-049 | ge-0/2/0 | 1G copper | 1000 | admin-down
MH-DC-001-CSR-049 | ge-0/2/1 | 1G copper | 1000 | reserved
MH-DC-001-CSR-049 | ge-0/2/2 | 1G copper | 1000 | admin-down
MH-DC-001-CSR-049 | ge-0/2/3 | 1G copper | 1000 | up | Customer CPE
MH-DC-001-CSR-049 | ge-0/2/4 | 1G copper | 1000 | admin-down
MH-DC-001-CSR-049 | ge-0/2/5 | 1G copper | 1000 | admin-down
MH-DC-001-CSR-049 | ge-0/2/6 | 1G copper | 1000 | admin-down
MH-DC-001-CSR-049 | ge-0/2/7 | 1G copper | 1000 | up | Customer CPE
MH-DC-001-CSR-049 | xe-0/0/0 | 10G SFP+ | 10000 | up | Access to MH-DC-001-AGG-R01 | SFP-10G-LR
MH-DC-001-CSR-049 | xe-0/0/1 | 10G SFP+ | 10000 | up | Access to MH-DC-001-AGG-R06 | SFP-10G-LR
MH-DC-001-CSR-049 | xe-0/0/2 | 10G SFP+ | 10000 | admin-down
MH-DC-001-CSR-049 | xe-0/0/3 | 10G SFP+ | 10000 | up | Customer CPE
MH-DC-001-CSR-050 | Gi0/0/2/0 | 1G copper | 1000 | admin-down
MH-DC-001-CSR-050 | Gi0/0/2/1 | 1G copper | 1000 | up | Customer CPE
MH-DC-001-CSR-050 | Gi0/0/2/2 | 1G copper | 1000 | up | Customer CPE
MH-DC-001-CSR-050 | Gi0/0/2/3 | 1G copper | 1000 | admin-down
MH-DC-001-CSR-050 | Gi0/0/2/4 | 1G copper | 1000 | up | Customer CPE
MH-DC-001-CSR-050 | Gi0/0/2/5 | 1G copper | 1000 | up | Customer CPE
MH-DC-001-CSR-050 | Gi0/0/2/6 | 1G copper | 1000 | up | Customer CPE
MH-DC-001-CSR-050 | Gi0/0/2/7 | 1G copper | 1000 | up | Customer CPE
MH-DC-001-CSR-050 | Te0/0/0/0 | 10G SFP+ | 10000 | up | Access to MH-DC-001-AGG-R02 | SFP-10G-LR
MH-DC-001-CSR-050 | Te0/0/0/1 | 10G SFP+ | 10000 | up | Customer CPE
MH-DC-001-CSR-050 | Te0/0/0/2 | 10G SFP+ | 10000 | up | Customer CPE
MH-DC-001-CSR-050 | Te0/0/0/3 | 10G SFP+ | 10000 | up | Customer CPE
MH-DC-001-CSR-051 | Gi0/0/2/0 | 1G copper | 1000 | admin-down
MH-DC-001-CSR-051 | Gi0/0/2/1 | 1G copper | 1000 | up | Customer CPE
MH-DC-001-CSR-051 | Gi0/0/2/2 | 1G copper | 1000 | admin-down
MH-DC-001-CSR-051 | Gi0/0/2/3 | 1G copper | 1000 | admin-down
MH-DC-001-CSR-051 | Gi0/0/2/4 | 1G copper | 1000 | admin-down
MH-DC-001-CSR-051 | Gi0/0/2/5 | 1G copper | 1000 | admin-down
MH-DC-001-CSR-051 | Gi0/0/2/6 | 1G copper | 1000 | up | Customer CPE
MH-DC-001-CSR-051 | Gi0/0/2/7 | 1G copper | 1000 | up | Customer CPE
MH-DC-001-CSR-051 | Te0/0/0/0 | 10G SFP+ | 10000 | up | Access to MH-DC-001-AGG-R03 | SFP-10G-LR
MH-DC-001-CSR-051 | Te0/0/0/1 | 10G SFP+ | 10000 | up | Access to MH-DC-001-AGG-R08 | SFP-10G-LR
MH-DC-001-CSR-051 | Te0/0/0/2 | 10G SFP+ | 10000 | up | Customer CPE
MH-DC-001-CSR-051 | Te0/0/0/3 | 10G SFP+ | 10000 | admin-down
MH-DC-001-CSR-052 | 1/3/1 | 1G copper | 1000 | up | Customer CPE
MH-DC-001-CSR-052 | 1/3/2 | 1G copper | 1000 | up | Customer CPE
MH-DC-001-CSR-052 | 1/3/3 | 1G copper | 1000 | admin-down
MH-DC-001-CSR-052 | 1/3/4 | 1G copper | 1000 | admin-down
MH-DC-001-CSR-052 | 1/3/5 | 1G copper | 1000 | up | Customer CPE
MH-DC-001-CSR-052 | 1/3/6 | 1G copper | 1000 | up | Customer CPE
MH-DC-001-CSR-052 | 1/3/7 | 1G copper | 1000 | up | Customer CPE
MH-DC-001-CSR-052 | 1/3/8 | 1G copper | 1000 | up | Customer CPE
MH-DC-001-CSR-052 | 1/1/c1 | 10G SFP+ | 10000 | up | Access to MH-DC-001-AGG-R04 | SFP-10G-LR
MH-DC-001-CSR-052 | 1/1/c2 | 10G SFP+ | 10000 | admin-down
MH-DC-001-CSR-052 | 1/1/c3 | 10G SFP+ | 10000 | up | Customer CPE
MH-DC-001-CSR-052 | 1/1/c4 | 10G SFP+ | 10000 | up | Customer CPE
MH-DC-001-CSR-053 | 1/3/1 | 1G copper | 1000 | admin-down
MH-DC-001-CSR-053 | 1/3/2 | 1G copper | 1000 | admin-down
MH-DC-001-CSR-053 | 1/3/3 | 1G copper | 1000 | admin-down
MH-DC-001-CSR-053 | 1/3/4 | 1G copper | 1000 | admin-down
MH-DC-001-CSR-053 | 1/3/5 | 1G copper | 1000 | admin-down
MH-DC-001-CSR-053 | 1/3/6 | 1G copper | 1000 | up | Customer CPE
MH-DC-001-CSR-053 | 1/3/7 | 1G copper | 1000 | admin-down
MH-DC-001-CSR-053 | 1/3/8 | 1G copper | 1000 | admin-down
MH-DC-001-CSR-053 | 1/1/c1 | 10G SFP+ | 10000 | up | Access to MH-DC-001-AGG-R05 | SFP-10G-LR
MH-DC-001-CSR-053 | 1/1/c2 | 10G SFP+ | 10000 | up | Access to MH-DC-001-AGG-R10 | SFP-10G-LR
MH-DC-001-CSR-053 | 1/1/c3 | 10G SFP+ | 10000 | admin-down
MH-DC-001-CSR-053 | 1/1/c4 | 10G SFP+ | 10000 | up | Customer CPE
MH-DC-001-CSR-054 | Gi0/0/2/0 | 1G copper | 1000 | admin-down
MH-DC-001-CSR-054 | Gi0/0/2/1 | 1G copper | 1000 | admin-down
MH-DC-001-CSR-054 | Gi0/0/2/2 | 1G copper | 1000 | up | Customer CPE
MH-DC-001-CSR-054 | Gi0/0/2/3 | 1G copper | 1000 | admin-down
MH-DC-001-CSR-054 | Gi0/0/2/4 | 1G copper | 1000 | up | Customer CPE
MH-DC-001-CSR-054 | Gi0/0/2/5 | 1G copper | 1000 | up | Customer CPE
MH-DC-001-CSR-054 | Gi0/0/2/6 | 1G copper | 1000 | up | Customer CPE
MH-DC-001-CSR-054 | Gi0/0/2/7 | 1G copper | 1000 | up | Customer CPE
MH-DC-001-CSR-054 | Te0/0/0/0 | 10G SFP+ | 10000 | up | Access to MH-DC-001-AGG-R06 | SFP-10G-LR
MH-DC-001-CSR-054 | Te0/0/0/1 | 10G SFP+ | 10000 | admin-down
MH-DC-001-CSR-054 | Te0/0/0/2 | 10G SFP+ | 10000 | admin-down
MH-DC-001-CSR-054 | Te0/0/0/3 | 10G SFP+ | 10000 | up | Customer CPE
MH-DC-001-CSR-055 | Gi0/0/2/0 | 1G copper | 1000 | admin-down
MH-DC-001-CSR-055 | Gi0/0/2/1 | 1G copper | 1000 | up | Customer CPE
MH-DC-001-CSR-055 | Gi0/0/2/2 | 1G copper | 1000 | up | Customer CPE
MH-DC-001-CSR-055 | Gi0/0/2/3 | 1G copper | 1000 | admin-down
MH-DC-001-CSR-055 | Gi0/0/2/4 | 1G copper | 1000 | up | Customer CPE
MH-DC-001-CSR-055 | Gi0/0/2/5 | 1G copper | 1000 | admin-down
MH-DC-001-CSR-055 | Gi0/0/2/6 | 1G copper | 1000 | reserved
MH-DC-001-CSR-055 | Gi0/0/2/7 | 1G copper | 1000 | admin-down
MH-DC-001-CSR-055 | Te0/0/0/0 | 10G SFP+ | 10000 | up | Access to MH-DC-001-AGG-R07 | SFP-10G-LR
MH-DC-001-CSR-055 | Te0/0/0/1 | 10G SFP+ | 10000 | up | Access to MH-DC-001-AGG-R12 | SFP-10G-LR
MH-DC-001-CSR-055 | Te0/0/0/2 | 10G SFP+ | 10000 | up | Customer CPE
MH-DC-001-CSR-055 | Te0/0/0/3 | 10G SFP+ | 10000 | admin-down
MH-DC-001-CSR-056 | 1/3/1 | 1G copper | 1000 | admin-down
MH-DC-001-CSR-056 | 1/3/2 | 1G copper | 1000 | admin-down
MH-DC-001-CSR-056 | 1/3/3 | 1G copper | 1000 | admin-down
MH-DC-001-CSR-056 | 1/3/4 | 1G copper | 1000 | admin-down
MH-DC-001-CSR-056 | 1/3/5 | 1G copper | 1000 | up | Customer CPE
MH-DC-001-CSR-056 | 1/3/6 | 1G copper | 1000 | up | Customer CPE
MH-DC-001-CSR-056 | 1/3/7 | 1G copper | 1000 | admin-down
MH-DC-001-CSR-056 | 1/3/8 | 1G copper | 1000 | up | Customer CPE
MH-DC-001-CSR-056 | 1/1/c1 | 10G SFP+ | 10000 | up | Access to MH-DC-001-AGG-R08 | SFP-10G-LR
MH-DC-001-CSR-056 | 1/1/c2 | 10G SFP+ | 10000 | up | Customer CPE
MH-DC-001-CSR-056 | 1/1/c3 | 10G SFP+ | 10000 | admin-down
MH-DC-001-CSR-056 | 1/1/c4 | 10G SFP+ | 10000 | admin-down
MH-DC-001-CSR-057 | ge-0/2/0 | 1G copper | 1000 | up | Customer CPE
MH-DC-001-CSR-057 | ge-0/2/1 | 1G copper | 1000 | up | Customer CPE
MH-DC-001-CSR-057 | ge-0/2/2 | 1G copper | 1000 | up | Customer CPE
MH-DC-001-CSR-057 | ge-0/2/3 | 1G copper | 1000 | up | Customer CPE
MH-DC-001-CSR-057 | ge-0/2/4 | 1G copper | 1000 | up | Customer CPE
MH-DC-001-CSR-057 | ge-0/2/5 | 1G copper | 1000 | up | Customer CPE
MH-DC-001-CSR-057 | ge-0/2/6 | 1G copper | 1000 | up | Customer CPE
MH-DC-001-CSR-057 | ge-0/2/7 | 1G copper | 1000 | admin-down
MH-DC-001-CSR-057 | xe-0/0/0 | 10G SFP+ | 10000 | up | Access to MH-DC-001-AGG-R09 | SFP-10G-LR
MH-DC-001-CSR-057 | xe-0/0/1 | 10G SFP+ | 10000 | up | Access to MH-DC-001-AGG-R02 | SFP-10G-LR
MH-DC-001-CSR-057 | xe-0/0/2 | 10G SFP+ | 10000 | up | Customer CPE
MH-DC-001-CSR-057 | xe-0/0/3 | 10G SFP+ | 10000 | admin-down
MH-DC-001-CSR-058 | Gi0/0/2/0 | 1G copper | 1000 | admin-down
MH-DC-001-CSR-058 | Gi0/0/2/1 | 1G copper | 1000 | admin-down
MH-DC-001-CSR-058 | Gi0/0/2/2 | 1G copper | 1000 | up | Customer CPE
MH-DC-001-CSR-058 | Gi0/0/2/3 | 1G copper | 1000 | up | Customer CPE
MH-DC-001-CSR-058 | Gi0/0/2/4 | 1G copper | 1000 | admin-down
MH-DC-001-CSR-058 | Gi0/0/2/5 | 1G copper | 1000 | admin-down
MH-DC-001-CSR-058 | Gi0/0/2/6 | 1G copper | 1000 | admin-down
MH-DC-001-CSR-058 | Gi0/0/2/7 | 1G copper | 1000 | up | Customer CPE
MH-DC-001-CSR-058 | Te0/0/0/0 | 10G SFP+ | 10000 | up | Access to MH-DC-001-AGG-R10 | SFP-10G-LR
MH-DC-001-CSR-058 | Te0/0/0/1 | 10G SFP+ | 10000 | admin-down
MH-DC-001-CSR-058 | Te0/0/0/2 | 10G SFP+ | 10000 | admin-down
MH-DC-001-CSR-058 | Te0/0/0/3 | 10G SFP+ | 10000 | up | Customer CPE
MH-DC-001-CSR-059 | 1/3/1 | 1G copper | 1000 | admin-down
MH-DC-001-CSR-059 | 1/3/2 | 1G copper | 1000 | up | Customer CPE
MH-DC-001-CSR-059 | 1/3/3 | 1G copper | 1000 | admin-down
MH-DC-001-CSR-059 | 1/3/4 | 1G copper | 1000 | admin-down
MH-DC-001-CSR-059 | 1/3/5 | 1G copper | 1000 | up | Customer CPE
MH-DC-001-CSR-059 | 1/3/6 | 1G copper | 1000 | admin-down
MH-DC-001-CSR-059 | 1/3/7 | 1G copper | 1000 | admin-down
MH-DC-001-CSR-059 | 1/3/8 | 1G copper | 1000 | admin-down
MH-DC-001-CSR-059 | 1/1/c1 | 10G SFP+ | 10000 | up | Access to MH-DC-001-AGG-R11 | SFP-10G-LR
MH-DC-001-CSR-059 | 1/1/c2 | 10G SFP+ | 10000 | up | Access to MH-DC-001-AGG-R04 | SFP-10G-LR
MH-DC-001-CSR-059 | 1/1/c3 | 10G SFP+ | 10000 | up | Customer CPE
MH-DC-001-CSR-059 | 1/1/c4 | 10G SFP+ | 10000 | admin-down
MH-DC-001-CSR-060 | ge-0/2/0 | 1G copper | 1000 | up | Customer CPE
MH-DC-001-CSR-060 | ge-0/2/1 | 1G copper | 1000 | admin-down
MH-DC-001-CSR-060 | ge-0/2/2 | 1G copper | 1000 | admin-down
MH-DC-001-CSR-060 | ge-0/2/3 | 1G copper | 1000 | up | Customer CPE
MH-DC-001-CSR-060 | ge-0/2/4 | 1G copper | 1000 | up | Customer CPE
MH-DC-001-CSR-060 | ge-0/2/5 | 1G copper | 1000 | admin-down
MH-DC-001-CSR-060 | ge-0/2/6 | 1G copper | 1000 | admin-down
MH-DC-001-CSR-060 | ge-0/2/7 | 1G copper | 1000 | admin-down
MH-DC-001-CSR-060 | xe-0/0/0 | 10G SFP+ | 10000 | up | Access to MH-DC-001-AGG-R12 | SFP-10G-LR
MH-DC-001-CSR-060 | xe-0/0/1 | 10G SFP+ | 10000 | admin-down
MH-DC-001-CSR-060 | xe-0/0/2 | 10G SFP+ | 10000 | up | Customer CPE
MH-DC-001-CSR-060 | xe-0/0/3 | 10G SFP+ | 10000 | up | Customer CPE
MH-DC-001-CSR-061 | 1/3/1 | 1G copper | 1000 | up | Customer CPE
MH-DC-001-CSR-061 | 1/3/2 | 1G copper | 1000 | up | Customer CPE
MH-DC-001-CSR-061 | 1/3/3 | 1G copper | 1000 | up | Customer CPE
MH-DC-001-CSR-061 | 1/3/4 | 1G copper | 1000 | admin-down
MH-DC-001-CSR-061 | 1/3/5 | 1G copper | 1000 | up | Customer CPE
MH-DC-001-CSR-061 | 1/3/6 | 1G copper | 1000 | admin-down
MH-DC-001-CSR-061 | 1/3/7 | 1G copper | 1000 | admin-down
MH-DC-001-CSR-061 | 1/3/8 | 1G copper | 1000 | admin-down
MH-DC-001-CSR-061 | 1/1/c1 | 10G SFP+ | 10000 | up | Access to MH-DC-001-AGG-R01 | SFP-10G-LR
MH-DC-001-CSR-061 | 1/1/c2 | 10G SFP+ | 10000 | up | Access to MH-DC-001-AGG-R06 | SFP-10G-LR
MH-DC-001-CSR-061 | 1/1/c3 | 10G SFP+ | 10000 | up | Customer CPE
MH-DC-001-CSR-061 | 1/1/c4 | 10G SFP+ | 10000 | up | Customer CPE
MH-DC-001-CSR-062 | ge-0/2/0 | 1G copper | 1000 | admin-down
MH-DC-001-CSR-062 | ge-0/2/1 | 1G copper | 1000 | admin-down
MH-DC-001-CSR-062 | ge-0/2/2 | 1G copper | 1000 | admin-down
MH-DC-001-CSR-062 | ge-0/2/3 | 1G copper | 1000 | up | Customer CPE
MH-DC-001-CSR-062 | ge-0/2/4 | 1G copper | 1000 | admin-down
MH-DC-001-CSR-062 | ge-0/2/5 | 1G copper | 1000 | up | Customer CPE
MH-DC-001-CSR-062 | ge-0/2/6 | 1G copper | 1000 | up | Customer CPE
MH-DC-001-CSR-062 | ge-0/2/7 | 1G copper | 1000 | admin-down
MH-DC-001-CSR-062 | xe-0/0/0 | 10G SFP+ | 10000 | up | Access to MH-DC-001-AGG-R02 | SFP-10G-LR
MH-DC-001-CSR-062 | xe-0/0/1 | 10G SFP+ | 10000 | admin-down
MH-DC-001-CSR-062 | xe-0/0/2 | 10G SFP+ | 10000 | admin-down
MH-DC-001-CSR-062 | xe-0/0/3 | 10G SFP+ | 10000 | up | Customer CPE
MH-DC-001-CSR-063 | Gi0/0/2/0 | 1G copper | 1000 | admin-down
MH-DC-001-CSR-063 | Gi0/0/2/1 | 1G copper | 1000 | admin-down
MH-DC-001-CSR-063 | Gi0/0/2/2 | 1G copper | 1000 | up | Customer CPE
MH-DC-001-CSR-063 | Gi0/0/2/3 | 1G copper | 1000 | admin-down
MH-DC-001-CSR-063 | Gi0/0/2/4 | 1G copper | 1000 | admin-down
MH-DC-001-CSR-063 | Gi0/0/2/5 | 1G copper | 1000 | admin-down
MH-DC-001-CSR-063 | Gi0/0/2/6 | 1G copper | 1000 | up | Customer CPE
MH-DC-001-CSR-063 | Gi0/0/2/7 | 1G copper | 1000 | admin-down
MH-DC-001-CSR-063 | Te0/0/0/0 | 10G SFP+ | 10000 | up | Access to MH-DC-001-AGG-R03 | SFP-10G-LR
MH-DC-001-CSR-063 | Te0/0/0/1 | 10G SFP+ | 10000 | up | Access to MH-DC-001-AGG-R08 | SFP-10G-LR
MH-DC-001-CSR-063 | Te0/0/0/2 | 10G SFP+ | 10000 | admin-down
MH-DC-001-CSR-063 | Te0/0/0/3 | 10G SFP+ | 10000 | up | Customer CPE
MH-DC-001-CSR-064 | ge-0/2/0 | 1G copper | 1000 | admin-down
MH-DC-001-CSR-064 | ge-0/2/1 | 1G copper | 1000 | admin-down
MH-DC-001-CSR-064 | ge-0/2/2 | 1G copper | 1000 | admin-down
MH-DC-001-CSR-064 | ge-0/2/3 | 1G copper | 1000 | up | Customer CPE
MH-DC-001-CSR-064 | ge-0/2/4 | 1G copper | 1000 | admin-down
MH-DC-001-CSR-064 | ge-0/2/5 | 1G copper | 1000 | admin-down
MH-DC-001-CSR-064 | ge-0/2/6 | 1G copper | 1000 | admin-down
MH-DC-001-CSR-064 | ge-0/2/7 | 1G copper | 1000 | up | Customer CPE
MH-DC-001-CSR-064 | xe-0/0/0 | 10G SFP+ | 10000 | up | Access to MH-DC-001-AGG-R04 | SFP-10G-LR
MH-DC-001-CSR-064 | xe-0/0/1 | 10G SFP+ | 10000 | up | Customer CPE
MH-DC-001-CSR-064 | xe-0/0/2 | 10G SFP+ | 10000 | admin-down
MH-DC-001-CSR-064 | xe-0/0/3 | 10G SFP+ | 10000 | admin-down
MH-DC-001-CSR-065 | ge-0/2/0 | 1G copper | 1000 | admin-down
MH-DC-001-CSR-065 | ge-0/2/1 | 1G copper | 1000 | admin-down
MH-DC-001-CSR-065 | ge-0/2/2 | 1G copper | 1000 | up | Customer CPE
MH-DC-001-CSR-065 | ge-0/2/3 | 1G copper | 1000 | up | Customer CPE
MH-DC-001-CSR-065 | ge-0/2/4 | 1G copper | 1000 | up | Customer CPE
MH-DC-001-CSR-065 | ge-0/2/5 | 1G copper | 1000 | up | Customer CPE
MH-DC-001-CSR-065 | ge-0/2/6 | 1G copper | 1000 | up | Customer CPE
MH-DC-001-CSR-065 | ge-0/2/7 | 1G copper | 1000 | admin-down
MH-DC-001-CSR-065 | xe-0/0/0 | 10G SFP+ | 10000 | up | Access to MH-DC-001-AGG-R05 | SFP-10G-LR
MH-DC-001-CSR-065 | xe-0/0/1 | 10G SFP+ | 10000 | up | Access to MH-DC-001-AGG-R10 | SFP-10G-LR
MH-DC-001-CSR-065 | xe-0/0/2 | 10G SFP+ | 10000 | admin-down
MH-DC-001-CSR-065 | xe-0/0/3 | 10G SFP+ | 10000 | up | Customer CPE
MH-DC-001-CSR-066 | ge-0/2/0 | 1G copper | 1000 | admin-down
MH-DC-001-CSR-066 | ge-0/2/1 | 1G copper | 1000 | admin-down
MH-DC-001-CSR-066 | ge-0/2/2 | 1G copper | 1000 | up | Customer CPE
MH-DC-001-CSR-066 | ge-0/2/3 | 1G copper | 1000 | admin-down
MH-DC-001-CSR-066 | ge-0/2/4 | 1G copper | 1000 | up | Customer CPE
MH-DC-001-CSR-066 | ge-0/2/5 | 1G copper | 1000 | up | Customer CPE
MH-DC-001-CSR-066 | ge-0/2/6 | 1G copper | 1000 | admin-down
MH-DC-001-CSR-066 | ge-0/2/7 | 1G copper | 1000 | up | Customer CPE
MH-DC-001-CSR-066 | xe-0/0/0 | 10G SFP+ | 10000 | up | Access to MH-DC-001-AGG-R06 | SFP-10G-LR
MH-DC-001-CSR-066 | xe-0/0/1 | 10G SFP+ | 10000 | admin-down
MH-DC-001-CSR-066 | xe-0/0/2 | 10G SFP+ | 10000 | reserved
MH-DC-001-CSR-066 | xe-0/0/3 | 10G SFP+ | 10000 | admin-down
MH-DC-001-CSR-067 | ge-0/2/0 | 1G copper | 1000 | admin-down
MH-DC-001-CSR-067 | ge-0/2/1 | 1G copper | 1000 | reserved
MH-DC-001-CSR-067 | ge-0/2/2 | 1G copper | 1000 | admin-down
MH-DC-001-CSR-067 | ge-0/2/3 | 1G copper | 1000 | admin-down
MH-DC-001-CSR-067 | ge-0/2/4 | 1G copper | 1000 | admin-down
MH-DC-001-CSR-067 | ge-0/2/5 | 1G copper | 1000 | admin-down
MH-DC-001-CSR-067 | ge-0/2/6 | 1G copper | 1000 | admin-down
MH-DC-001-CSR-067 | ge-0/2/7 | 1G copper | 1000 | admin-down
MH-DC-001-CSR-067 | xe-0/0/0 | 10G SFP+ | 10000 | up | Access to MH-DC-001-AGG-R07 | SFP-10G-LR
MH-DC-001-CSR-067 | xe-0/0/1 | 10G SFP+ | 10000 | up | Access to MH-DC-001-AGG-R12 | SFP-10G-LR
MH-DC-001-CSR-067 | xe-0/0/2 | 10G SFP+ | 10000 | admin-down
MH-DC-001-CSR-067 | xe-0/0/3 | 10G SFP+ | 10000 | up | Customer CPE
MH-DC-001-CSR-068 | 1/3/1 | 1G copper | 1000 | admin-down
MH-DC-001-CSR-068 | 1/3/2 | 1G copper | 1000 | admin-down
MH-DC-001-CSR-068 | 1/3/3 | 1G copper | 1000 | up | Customer CPE
MH-DC-001-CSR-068 | 1/3/4 | 1G copper | 1000 | up | Customer CPE
MH-DC-001-CSR-068 | 1/3/5 | 1G copper | 1000 | up | Customer CPE
MH-DC-001-CSR-068 | 1/3/6 | 1G copper | 1000 | up | Customer CPE
MH-DC-001-CSR-068 | 1/3/7 | 1G copper | 1000 | up | Customer CPE
MH-DC-001-CSR-068 | 1/3/8 | 1G copper | 1000 | up | Customer CPE
MH-DC-001-CSR-068 | 1/1/c1 | 10G SFP+ | 10000 | up | Access to MH-DC-001-AGG-R08 | SFP-10G-LR
MH-DC-001-CSR-068 | 1/1/c2 | 10G SFP+ | 10000 | admin-down
MH-DC-001-CSR-068 | 1/1/c3 | 10G SFP+ | 10000 | admin-down
MH-DC-001-CSR-068 | 1/1/c4 | 10G SFP+ | 10000 | admin-down
MH-DC-001-CSR-069 | 1/3/1 | 1G copper | 1000 | reserved
MH-DC-001-CSR-069 | 1/3/2 | 1G copper | 1000 | up | Customer CPE
MH-DC-001-CSR-069 | 1/3/3 | 1G copper | 1000 | admin-down
MH-DC-001-CSR-069 | 1/3/4 | 1G copper | 1000 | up | Customer CPE
MH-DC-001-CSR-069 | 1/3/5 | 1G copper | 1000 | admin-down
MH-DC-001-CSR-069 | 1/3/6 | 1G copper | 1000 | up | Customer CPE
MH-DC-001-CSR-069 | 1/3/7 | 1G copper | 1000 | up | Customer CPE
MH-DC-001-CSR-069 | 1/3/8 | 1G copper | 1000 | up | Customer CPE
MH-DC-001-CSR-069 | 1/1/c1 | 10G SFP+ | 10000 | up | Access to MH-DC-001-AGG-R09 | SFP-10G-LR
MH-DC-001-CSR-069 | 1/1/c2 | 10G SFP+ | 10000 | up | Customer CPE
MH-DC-001-CSR-069 | 1/1/c3 | 10G SFP+ | 10000 | admin-down
MH-DC-001-CSR-069 | 1/1/c4 | 10G SFP+ | 10000 | admin-down
MH-DC-001-CSR-070 | ge-0/2/0 | 1G copper | 1000 | admin-down
MH-DC-001-CSR-070 | ge-0/2/1 | 1G copper | 1000 | admin-down
MH-DC-001-CSR-070 | ge-0/2/2 | 1G copper | 1000 | reserved
MH-DC-001-CSR-070 | ge-0/2/3 | 1G copper | 1000 | admin-down
MH-DC-001-CSR-070 | ge-0/2/4 | 1G copper | 1000 | admin-down
MH-DC-001-CSR-070 | ge-0/2/5 | 1G copper | 1000 | admin-down
MH-DC-001-CSR-070 | ge-0/2/6 | 1G copper | 1000 | admin-down
MH-DC-001-CSR-070 | ge-0/2/7 | 1G copper | 1000 | admin-down
MH-DC-001-CSR-070 | xe-0/0/0 | 10G SFP+ | 10000 | admin-down
MH-DC-001-CSR-070 | xe-0/0/1 | 10G SFP+ | 10000 | admin-down
MH-DC-001-CSR-070 | xe-0/0/2 | 10G SFP+ | 10000 | admin-down
MH-DC-001-CSR-070 | xe-0/0/3 | 10G SFP+ | 10000 | admin-down
MH-DC-001-CSR-071 | Gi0/0/2/0 | 1G copper | 1000 | admin-down
MH-DC-001-CSR-071 | Gi0/0/2/1 | 1G copper | 1000 | admin-down
MH-DC-001-CSR-071 | Gi0/0/2/2 | 1G copper | 1000 | admin-down
MH-DC-001-CSR-071 | Gi0/0/2/3 | 1G copper | 1000 | admin-down
MH-DC-001-CSR-071 | Gi0/0/2/4 | 1G copper | 1000 | admin-down
MH-DC-001-CSR-071 | Gi0/0/2/5 | 1G copper | 1000 | admin-down
MH-DC-001-CSR-071 | Gi0/0/2/6 | 1G copper | 1000 | admin-down
MH-DC-001-CSR-071 | Gi0/0/2/7 | 1G copper | 1000 | admin-down
MH-DC-001-CSR-071 | Te0/0/0/0 | 10G SFP+ | 10000 | admin-down
MH-DC-001-CSR-071 | Te0/0/0/1 | 10G SFP+ | 10000 | admin-down
MH-DC-001-CSR-071 | Te0/0/0/2 | 10G SFP+ | 10000 | admin-down
MH-DC-001-CSR-071 | Te0/0/0/3 | 10G SFP+ | 10000 | admin-down
MH-DC-001-CSR-072 | ge-0/2/0 | 1G copper | 1000 | admin-down
MH-DC-001-CSR-072 | ge-0/2/1 | 1G copper | 1000 | admin-down
MH-DC-001-CSR-072 | ge-0/2/2 | 1G copper | 1000 | admin-down
MH-DC-001-CSR-072 | ge-0/2/3 | 1G copper | 1000 | admin-down
MH-DC-001-CSR-072 | ge-0/2/4 | 1G copper | 1000 | admin-down
MH-DC-001-CSR-072 | ge-0/2/5 | 1G copper | 1000 | admin-down
MH-DC-001-CSR-072 | ge-0/2/6 | 1G copper | 1000 | admin-down
MH-DC-001-CSR-072 | ge-0/2/7 | 1G copper | 1000 | admin-down
MH-DC-001-CSR-072 | xe-0/0/0 | 10G SFP+ | 10000 | admin-down
MH-DC-001-CSR-072 | xe-0/0/1 | 10G SFP+ | 10000 | admin-down
MH-DC-001-CSR-072 | xe-0/0/2 | 10G SFP+ | 10000 | reserved
MH-DC-001-CSR-072 | xe-0/0/3 | 10G SFP+ | 10000 | admin-down
MH-DC-001-CSR-073 | Gi0/0/2/0 | 1G copper | 1000 | admin-down
MH-DC-001-CSR-073 | Gi0/0/2/1 | 1G copper | 1000 | admin-down
MH-DC-001-CSR-073 | Gi0/0/2/2 | 1G copper | 1000 | admin-down
MH-DC-001-CSR-073 | Gi0/0/2/3 | 1G copper | 1000 | admin-down
MH-DC-001-CSR-073 | Gi0/0/2/4 | 1G copper | 1000 | admin-down
MH-DC-001-CSR-073 | Gi0/0/2/5 | 1G copper | 1000 | admin-down
MH-DC-001-CSR-073 | Gi0/0/2/6 | 1G copper | 1000 | admin-down
MH-DC-001-CSR-073 | Gi0/0/2/7 | 1G copper | 1000 | admin-down
MH-DC-001-CSR-073 | Te0/0/0/0 | 10G SFP+ | 10000 | admin-down
MH-DC-001-CSR-073 | Te0/0/0/1 | 10G SFP+ | 10000 | admin-down
MH-DC-001-CSR-073 | Te0/0/0/2 | 10G SFP+ | 10000 | admin-down
MH-DC-001-CSR-073 | Te0/0/0/3 | 10G SFP+ | 10000 | admin-down
MH-DC-001-CSR-074 | Gi0/0/2/0 | 1G copper | 1000 | admin-down
MH-DC-001-CSR-074 | Gi0/0/2/1 | 1G copper | 1000 | admin-down
MH-DC-001-CSR-074 | Gi0/0/2/2 | 1G copper | 1000 | admin-down
MH-DC-001-CSR-074 | Gi0/0/2/3 | 1G copper | 1000 | admin-down
MH-DC-001-CSR-074 | Gi0/0/2/4 | 1G copper | 1000 | admin-down
MH-DC-001-CSR-074 | Gi0/0/2/5 | 1G copper | 1000 | admin-down
MH-DC-001-CSR-074 | Gi0/0/2/6 | 1G copper | 1000 | admin-down
MH-DC-001-CSR-074 | Gi0/0/2/7 | 1G copper | 1000 | admin-down
MH-DC-001-CSR-074 | Te0/0/0/0 | 10G SFP+ | 10000 | admin-down
MH-DC-001-CSR-074 | Te0/0/0/1 | 10G SFP+ | 10000 | admin-down
MH-DC-001-CSR-074 | Te0/0/0/2 | 10G SFP+ | 10000 | admin-down
MH-DC-001-CSR-074 | Te0/0/0/3 | 10G SFP+ | 10000 | admin-down
MH-DC-001-CSR-075 | Gi0/0/2/0 | 1G copper | 1000 | admin-down
MH-DC-001-CSR-075 | Gi0/0/2/1 | 1G copper | 1000 | admin-down
MH-DC-001-CSR-075 | Gi0/0/2/2 | 1G copper | 1000 | admin-down
MH-DC-001-CSR-075 | Gi0/0/2/3 | 1G copper | 1000 | admin-down
MH-DC-001-CSR-075 | Gi0/0/2/4 | 1G copper | 1000 | admin-down
MH-DC-001-CSR-075 | Gi0/0/2/5 | 1G copper | 1000 | admin-down
MH-DC-001-CSR-075 | Gi0/0/2/6 | 1G copper | 1000 | admin-down
MH-DC-001-CSR-075 | Gi0/0/2/7 | 1G copper | 1000 | admin-down
MH-DC-001-CSR-075 | Te0/0/0/0 | 10G SFP+ | 10000 | admin-down
MH-DC-001-CSR-075 | Te0/0/0/1 | 10G SFP+ | 10000 | admin-down
MH-DC-001-CSR-075 | Te0/0/0/2 | 10G SFP+ | 10000 | admin-down
MH-DC-001-CSR-075 | Te0/0/0/3 | 10G SFP+ | 10000 | admin-down
MH-DC-001-CSR-076 | ge-0/2/0 | 1G copper | 1000 | admin-down
MH-DC-001-CSR-076 | ge-0/2/1 | 1G copper | 1000 | admin-down
MH-DC-001-CSR-076 | ge-0/2/2 | 1G copper | 1000 | admin-down
MH-DC-001-CSR-076 | ge-0/2/3 | 1G copper | 1000 | reserved
MH-DC-001-CSR-076 | ge-0/2/4 | 1G copper | 1000 | admin-down
MH-DC-001-CSR-076 | ge-0/2/5 | 1G copper | 1000 | admin-down
MH-DC-001-CSR-076 | ge-0/2/6 | 1G copper | 1000 | admin-down
MH-DC-001-CSR-076 | ge-0/2/7 | 1G copper | 1000 | admin-down
MH-DC-001-CSR-076 | xe-0/0/0 | 10G SFP+ | 10000 | admin-down
MH-DC-001-CSR-076 | xe-0/0/1 | 10G SFP+ | 10000 | admin-down
MH-DC-001-CSR-076 | xe-0/0/2 | 10G SFP+ | 10000 | admin-down
MH-DC-001-CSR-076 | xe-0/0/3 | 10G SFP+ | 10000 | admin-down
MH-DC-001-CSR-077 | ge-0/2/0 | 1G copper | 1000 | admin-down
MH-DC-001-CSR-077 | ge-0/2/1 | 1G copper | 1000 | reserved
MH-DC-001-CSR-077 | ge-0/2/2 | 1G copper | 1000 | admin-down
MH-DC-001-CSR-077 | ge-0/2/3 | 1G copper | 1000 | admin-down
MH-DC-001-CSR-077 | ge-0/2/4 | 1G copper | 1000 | admin-down
MH-DC-001-CSR-077 | ge-0/2/5 | 1G copper | 1000 | admin-down
MH-DC-001-CSR-077 | ge-0/2/6 | 1G copper | 1000 | admin-down
MH-DC-001-CSR-077 | ge-0/2/7 | 1G copper | 1000 | admin-down
MH-DC-001-CSR-077 | xe-0/0/0 | 10G SFP+ | 10000 | admin-down
MH-DC-001-CSR-077 | xe-0/0/1 | 10G SFP+ | 10000 | admin-down
MH-DC-001-CSR-077 | xe-0/0/2 | 10G SFP+ | 10000 | admin-down
MH-DC-001-CSR-077 | xe-0/0/3 | 10G SFP+ | 10000 | admin-down
MH-DC-001-CSR-078 | ge-0/2/0 | 1G copper | 1000 | reserved
MH-DC-001-CSR-078 | ge-0/2/1 | 1G copper | 1000 | admin-down
MH-DC-001-CSR-078 | ge-0/2/2 | 1G copper | 1000 | reserved
MH-DC-001-CSR-078 | ge-0/2/3 | 1G copper | 1000 | admin-down
MH-DC-001-CSR-078 | ge-0/2/4 | 1G copper | 1000 | admin-down
MH-DC-001-CSR-078 | ge-0/2/5 | 1G copper | 1000 | admin-down
MH-DC-001-CSR-078 | ge-0/2/6 | 1G copper | 1000 | admin-down
MH-DC-001-CSR-078 | ge-0/2/7 | 1G copper | 1000 | admin-down
MH-DC-001-CSR-078 | xe-0/0/0 | 10G SFP+ | 10000 | admin-down
MH-DC-001-CSR-078 | xe-0/0/1 | 10G SFP+ | 10000 | admin-down
MH-DC-001-CSR-078 | xe-0/0/2 | 10G SFP+ | 10000 | admin-down
MH-DC-001-CSR-078 | xe-0/0/3 | 10G SFP+ | 10000 | admin-down
MH-DC-001-CSR-079 | 1/3/1 | 1G copper | 1000 | admin-down
MH-DC-001-CSR-079 | 1/3/2 | 1G copper | 1000 | admin-down
MH-DC-001-CSR-079 | 1/3/3 | 1G copper | 1000 | admin-down
MH-DC-001-CSR-079 | 1/3/4 | 1G copper | 1000 | admin-down
MH-DC-001-CSR-079 | 1/3/5 | 1G copper | 1000 | admin-down
MH-DC-001-CSR-079 | 1/3/6 | 1G copper | 1000 | reserved
MH-DC-001-CSR-079 | 1/3/7 | 1G copper | 1000 | admin-down
MH-DC-001-CSR-079 | 1/3/8 | 1G copper | 1000 | admin-down
MH-DC-001-CSR-079 | 1/1/c1 | 10G SFP+ | 10000 | admin-down
MH-DC-001-CSR-079 | 1/1/c2 | 10G SFP+ | 10000 | admin-down
MH-DC-001-CSR-079 | 1/1/c3 | 10G SFP+ | 10000 | admin-down
MH-DC-001-CSR-079 | 1/1/c4 | 10G SFP+ | 10000 | reserved
MH-DC-001-CSR-080 | Gi0/0/2/0 | 1G copper | 1000 | admin-down
MH-DC-001-CSR-080 | Gi0/0/2/1 | 1G copper | 1000 | admin-down
MH-DC-001-CSR-080 | Gi0/0/2/2 | 1G copper | 1000 | admin-down
MH-DC-001-CSR-080 | Gi0/0/2/3 | 1G copper | 1000 | admin-down
MH-DC-001-CSR-080 | Gi0/0/2/4 | 1G copper | 1000 | admin-down
MH-DC-001-CSR-080 | Gi0/0/2/5 | 1G copper | 1000 | reserved
MH-DC-001-CSR-080 | Gi0/0/2/6 | 1G copper | 1000 | admin-down
MH-DC-001-CSR-080 | Gi0/0/2/7 | 1G copper | 1000 | admin-down
MH-DC-001-CSR-080 | Te0/0/0/0 | 10G SFP+ | 10000 | admin-down
MH-DC-001-CSR-080 | Te0/0/0/1 | 10G SFP+ | 10000 | admin-down
MH-DC-001-CSR-080 | Te0/0/0/2 | 10G SFP+ | 10000 | admin-down
MH-DC-001-CSR-080 | Te0/0/0/3 | 10G SFP+ | 10000 | admin-down
MH-DC-001-CSR-081 | Gi0/0/2/0 | 1G copper | 1000 | admin-down
MH-DC-001-CSR-081 | Gi0/0/2/1 | 1G copper | 1000 | admin-down
MH-DC-001-CSR-081 | Gi0/0/2/2 | 1G copper | 1000 | admin-down
MH-DC-001-CSR-081 | Gi0/0/2/3 | 1G copper | 1000 | admin-down
MH-DC-001-CSR-081 | Gi0/0/2/4 | 1G copper | 1000 | admin-down
MH-DC-001-CSR-081 | Gi0/0/2/5 | 1G copper | 1000 | admin-down
MH-DC-001-CSR-081 | Gi0/0/2/6 | 1G copper | 1000 | admin-down
MH-DC-001-CSR-081 | Gi0/0/2/7 | 1G copper | 1000 | admin-down
MH-DC-001-CSR-081 | Te0/0/0/0 | 10G SFP+ | 10000 | admin-down
MH-DC-001-CSR-081 | Te0/0/0/1 | 10G SFP+ | 10000 | admin-down
MH-DC-001-CSR-081 | Te0/0/0/2 | 10G SFP+ | 10000 | admin-down
MH-DC-001-CSR-081 | Te0/0/0/3 | 10G SFP+ | 10000 | admin-down
MH-DC-001-CSR-082 | 1/3/1 | 1G copper | 1000 | admin-down
MH-DC-001-CSR-082 | 1/3/2 | 1G copper | 1000 | admin-down
MH-DC-001-CSR-082 | 1/3/3 | 1G copper | 1000 | admin-down
MH-DC-001-CSR-082 | 1/3/4 | 1G copper | 1000 | admin-down
MH-DC-001-CSR-082 | 1/3/5 | 1G copper | 1000 | admin-down
MH-DC-001-CSR-082 | 1/3/6 | 1G copper | 1000 | admin-down
MH-DC-001-CSR-082 | 1/3/7 | 1G copper | 1000 | admin-down
MH-DC-001-CSR-082 | 1/3/8 | 1G copper | 1000 | admin-down
MH-DC-001-CSR-082 | 1/1/c1 | 10G SFP+ | 10000 | admin-down
MH-DC-001-CSR-082 | 1/1/c2 | 10G SFP+ | 10000 | admin-down
MH-DC-001-CSR-082 | 1/1/c3 | 10G SFP+ | 10000 | admin-down
MH-DC-001-CSR-082 | 1/1/c4 | 10G SFP+ | 10000 | admin-down
MH-DC-001-CSR-083 | Gi0/0/2/0 | 1G copper | 1000 | admin-down
MH-DC-001-CSR-083 | Gi0/0/2/1 | 1G copper | 1000 | reserved
MH-DC-001-CSR-083 | Gi0/0/2/2 | 1G copper | 1000 | admin-down
MH-DC-001-CSR-083 | Gi0/0/2/3 | 1G copper | 1000 | reserved
MH-DC-001-CSR-083 | Gi0/0/2/4 | 1G copper | 1000 | admin-down
MH-DC-001-CSR-083 | Gi0/0/2/5 | 1G copper | 1000 | admin-down
MH-DC-001-CSR-083 | Gi0/0/2/6 | 1G copper | 1000 | admin-down
MH-DC-001-CSR-083 | Gi0/0/2/7 | 1G copper | 1000 | reserved
MH-DC-001-CSR-083 | Te0/0/0/0 | 10G SFP+ | 10000 | admin-down
MH-DC-001-CSR-083 | Te0/0/0/1 | 10G SFP+ | 10000 | admin-down
MH-DC-001-CSR-083 | Te0/0/0/2 | 10G SFP+ | 10000 | admin-down
MH-DC-001-CSR-083 | Te0/0/0/3 | 10G SFP+ | 10000 | admin-down
MH-DC-001-CSR-084 | Gi0/0/2/0 | 1G copper | 1000 | admin-down
MH-DC-001-CSR-084 | Gi0/0/2/1 | 1G copper | 1000 | admin-down
MH-DC-001-CSR-084 | Gi0/0/2/2 | 1G copper | 1000 | admin-down
MH-DC-001-CSR-084 | Gi0/0/2/3 | 1G copper | 1000 | admin-down
MH-DC-001-CSR-084 | Gi0/0/2/4 | 1G copper | 1000 | admin-down
MH-DC-001-CSR-084 | Gi0/0/2/5 | 1G copper | 1000 | admin-down
MH-DC-001-CSR-084 | Gi0/0/2/6 | 1G copper | 1000 | admin-down
MH-DC-001-CSR-084 | Gi0/0/2/7 | 1G copper | 1000 | admin-down
MH-DC-001-CSR-084 | Te0/0/0/0 | 10G SFP+ | 10000 | admin-down
MH-DC-001-CSR-084 | Te0/0/0/1 | 10G SFP+ | 10000 | admin-down
MH-DC-001-CSR-084 | Te0/0/0/2 | 10G SFP+ | 10000 | admin-down
MH-DC-001-CSR-084 | Te0/0/0/3 | 10G SFP+ | 10000 | admin-down
MH-DC-001-CSR-085 | ge-0/2/0 | 1G copper | 1000 | admin-down
MH-DC-001-CSR-085 | ge-0/2/1 | 1G copper | 1000 | admin-down
MH-DC-001-CSR-085 | ge-0/2/2 | 1G copper | 1000 | reserved
MH-DC-001-CSR-085 | ge-0/2/3 | 1G copper | 1000 | reserved
MH-DC-001-CSR-085 | ge-0/2/4 | 1G copper | 1000 | admin-down
MH-DC-001-CSR-085 | ge-0/2/5 | 1G copper | 1000 | admin-down
MH-DC-001-CSR-085 | ge-0/2/6 | 1G copper | 1000 | admin-down
MH-DC-001-CSR-085 | ge-0/2/7 | 1G copper | 1000 | admin-down
MH-DC-001-CSR-085 | xe-0/0/0 | 10G SFP+ | 10000 | admin-down
MH-DC-001-CSR-085 | xe-0/0/1 | 10G SFP+ | 10000 | admin-down
MH-DC-001-CSR-085 | xe-0/0/2 | 10G SFP+ | 10000 | admin-down
MH-DC-001-CSR-085 | xe-0/0/3 | 10G SFP+ | 10000 | admin-down
MH-DC-001-CSR-086 | ge-0/2/0 | 1G copper | 1000 | admin-down
MH-DC-001-CSR-086 | ge-0/2/1 | 1G copper | 1000 | admin-down
MH-DC-001-CSR-086 | ge-0/2/2 | 1G copper | 1000 | admin-down
MH-DC-001-CSR-086 | ge-0/2/3 | 1G copper | 1000 | admin-down
MH-DC-001-CSR-086 | ge-0/2/4 | 1G copper | 1000 | admin-down
MH-DC-001-CSR-086 | ge-0/2/5 | 1G copper | 1000 | admin-down
MH-DC-001-CSR-086 | ge-0/2/6 | 1G copper | 1000 | admin-down
MH-DC-001-CSR-086 | ge-0/2/7 | 1G copper | 1000 | admin-down
MH-DC-001-CSR-086 | xe-0/0/0 | 10G SFP+ | 10000 | admin-down
MH-DC-001-CSR-086 | xe-0/0/1 | 10G SFP+ | 10000 | reserved
MH-DC-001-CSR-086 | xe-0/0/2 | 10G SFP+ | 10000 | admin-down
MH-DC-001-CSR-086 | xe-0/0/3 | 10G SFP+ | 10000 | admin-down
MH-DC-001-CSR-087 | 1/3/1 | 1G copper | 1000 | admin-down
MH-DC-001-CSR-087 | 1/3/2 | 1G copper | 1000 | admin-down
MH-DC-001-CSR-087 | 1/3/3 | 1G copper | 1000 | admin-down
MH-DC-001-CSR-087 | 1/3/4 | 1G copper | 1000 | admin-down
MH-DC-001-CSR-087 | 1/3/5 | 1G copper | 1000 | admin-down
MH-DC-001-CSR-087 | 1/3/6 | 1G copper | 1000 | admin-down
MH-DC-001-CSR-087 | 1/3/7 | 1G copper | 1000 | admin-down
MH-DC-001-CSR-087 | 1/3/8 | 1G copper | 1000 | admin-down
MH-DC-001-CSR-087 | 1/1/c1 | 10G SFP+ | 10000 | admin-down
MH-DC-001-CSR-087 | 1/1/c2 | 10G SFP+ | 10000 | admin-down
MH-DC-001-CSR-087 | 1/1/c3 | 10G SFP+ | 10000 | admin-down
MH-DC-001-CSR-087 | 1/1/c4 | 10G SFP+ | 10000 | admin-down
MH-DC-001-CSR-088 | Gi0/0/2/0 | 1G copper | 1000 | admin-down
MH-DC-001-CSR-088 | Gi0/0/2/1 | 1G copper | 1000 | admin-down
MH-DC-001-CSR-088 | Gi0/0/2/2 | 1G copper | 1000 | admin-down
MH-DC-001-CSR-088 | Gi0/0/2/3 | 1G copper | 1000 | admin-down
MH-DC-001-CSR-088 | Gi0/0/2/4 | 1G copper | 1000 | admin-down
MH-DC-001-CSR-088 | Gi0/0/2/5 | 1G copper | 1000 | admin-down
MH-DC-001-CSR-088 | Gi0/0/2/6 | 1G copper | 1000 | admin-down
MH-DC-001-CSR-088 | Gi0/0/2/7 | 1G copper | 1000 | admin-down
MH-DC-001-CSR-088 | Te0/0/0/0 | 10G SFP+ | 10000 | admin-down
MH-DC-001-CSR-088 | Te0/0/0/1 | 10G SFP+ | 10000 | admin-down
MH-DC-001-CSR-088 | Te0/0/0/2 | 10G SFP+ | 10000 | admin-down
MH-DC-001-CSR-088 | Te0/0/0/3 | 10G SFP+ | 10000 | admin-down
MH-DC-001-CSR-089 | ge-0/2/0 | 1G copper | 1000 | admin-down
MH-DC-001-CSR-089 | ge-0/2/1 | 1G copper | 1000 | reserved
MH-DC-001-CSR-089 | ge-0/2/2 | 1G copper | 1000 | admin-down
MH-DC-001-CSR-089 | ge-0/2/3 | 1G copper | 1000 | admin-down
MH-DC-001-CSR-089 | ge-0/2/4 | 1G copper | 1000 | admin-down
MH-DC-001-CSR-089 | ge-0/2/5 | 1G copper | 1000 | admin-down
MH-DC-001-CSR-089 | ge-0/2/6 | 1G copper | 1000 | admin-down
MH-DC-001-CSR-089 | ge-0/2/7 | 1G copper | 1000 | admin-down
MH-DC-001-CSR-089 | xe-0/0/0 | 10G SFP+ | 10000 | admin-down
MH-DC-001-CSR-089 | xe-0/0/1 | 10G SFP+ | 10000 | admin-down
MH-DC-001-CSR-089 | xe-0/0/2 | 10G SFP+ | 10000 | admin-down
MH-DC-001-CSR-089 | xe-0/0/3 | 10G SFP+ | 10000 | admin-down
MH-DC-001-CSR-090 | Gi0/0/2/0 | 1G copper | 1000 | admin-down
MH-DC-001-CSR-090 | Gi0/0/2/1 | 1G copper | 1000 | admin-down
MH-DC-001-CSR-090 | Gi0/0/2/2 | 1G copper | 1000 | admin-down
MH-DC-001-CSR-090 | Gi0/0/2/3 | 1G copper | 1000 | admin-down
MH-DC-001-CSR-090 | Gi0/0/2/4 | 1G copper | 1000 | admin-down
MH-DC-001-CSR-090 | Gi0/0/2/5 | 1G copper | 1000 | admin-down
MH-DC-001-CSR-090 | Gi0/0/2/6 | 1G copper | 1000 | admin-down
MH-DC-001-CSR-090 | Gi0/0/2/7 | 1G copper | 1000 | admin-down
MH-DC-001-CSR-090 | Te0/0/0/0 | 10G SFP+ | 10000 | admin-down
MH-DC-001-CSR-090 | Te0/0/0/1 | 10G SFP+ | 10000 | admin-down
MH-DC-001-CSR-090 | Te0/0/0/2 | 10G SFP+ | 10000 | admin-down
MH-DC-001-CSR-090 | Te0/0/0/3 | 10G SFP+ | 10000 | admin-down
MH-DC-001-TOR-001 | Ethernet1 | 10G SFP+ | 10000 | admin-down
MH-DC-001-TOR-001 | Ethernet2 | 10G SFP+ | 10000 | admin-down
MH-DC-001-TOR-001 | Ethernet3 | 10G SFP+ | 10000 | admin-down
MH-DC-001-TOR-001 | Ethernet4 | 10G SFP+ | 10000 | admin-down
MH-DC-001-TOR-001 | Ethernet5 | 10G SFP+ | 10000 | admin-down
MH-DC-001-TOR-001 | Ethernet6 | 10G SFP+ | 10000 | admin-down
MH-DC-001-TOR-001 | Ethernet7 | 10G SFP+ | 10000 | admin-down
MH-DC-001-TOR-001 | Ethernet8 | 10G SFP+ | 10000 | admin-down
MH-DC-001-TOR-001 | Ethernet9 | 10G SFP+ | 10000 | admin-down
MH-DC-001-TOR-001 | Ethernet10 | 10G SFP+ | 10000 | admin-down
MH-DC-001-TOR-001 | Ethernet11 | 10G SFP+ | 10000 | reserved
MH-DC-001-TOR-001 | Ethernet12 | 10G SFP+ | 10000 | admin-down
MH-DC-001-TOR-001 | Ethernet13 | 10G SFP+ | 10000 | admin-down
MH-DC-001-TOR-001 | Ethernet14 | 10G SFP+ | 10000 | admin-down
MH-DC-001-TOR-001 | Ethernet15 | 10G SFP+ | 10000 | admin-down
MH-DC-001-TOR-001 | Ethernet16 | 10G SFP+ | 10000 | admin-down
MH-DC-001-TOR-001 | Ethernet17 | 10G SFP+ | 10000 | admin-down
MH-DC-001-TOR-001 | Ethernet18 | 10G SFP+ | 10000 | admin-down
MH-DC-001-TOR-001 | Ethernet19 | 10G SFP+ | 10000 | admin-down
MH-DC-001-TOR-001 | Ethernet20 | 10G SFP+ | 10000 | admin-down
MH-DC-001-TOR-001 | Ethernet21 | 10G SFP+ | 10000 | admin-down
MH-DC-001-TOR-001 | Ethernet22 | 10G SFP+ | 10000 | admin-down
MH-DC-001-TOR-001 | Ethernet23 | 10G SFP+ | 10000 | admin-down
MH-DC-001-TOR-001 | Ethernet24 | 10G SFP+ | 10000 | admin-down
MH-DC-001-TOR-001 | Ethernet49/1 | 100G QSFP28 | 100000 | admin-down
MH-DC-001-TOR-001 | Ethernet49/2 | 100G QSFP28 | 100000 | admin-down
MH-DC-001-TOR-002 | Ethernet1 | 10G SFP+ | 10000 | admin-down
MH-DC-001-TOR-002 | Ethernet2 | 10G SFP+ | 10000 | admin-down
MH-DC-001-TOR-002 | Ethernet3 | 10G SFP+ | 10000 | admin-down
MH-DC-001-TOR-002 | Ethernet4 | 10G SFP+ | 10000 | admin-down
MH-DC-001-TOR-002 | Ethernet5 | 10G SFP+ | 10000 | admin-down
MH-DC-001-TOR-002 | Ethernet6 | 10G SFP+ | 10000 | admin-down
MH-DC-001-TOR-002 | Ethernet7 | 10G SFP+ | 10000 | admin-down
MH-DC-001-TOR-002 | Ethernet8 | 10G SFP+ | 10000 | admin-down
MH-DC-001-TOR-002 | Ethernet9 | 10G SFP+ | 10000 | admin-down
MH-DC-001-TOR-002 | Ethernet10 | 10G SFP+ | 10000 | reserved
MH-DC-001-TOR-002 | Ethernet11 | 10G SFP+ | 10000 | admin-down
MH-DC-001-TOR-002 | Ethernet12 | 10G SFP+ | 10000 | admin-down
MH-DC-001-TOR-002 | Ethernet13 | 10G SFP+ | 10000 | admin-down
MH-DC-001-TOR-002 | Ethernet14 | 10G SFP+ | 10000 | admin-down
MH-DC-001-TOR-002 | Ethernet15 | 10G SFP+ | 10000 | admin-down
MH-DC-001-TOR-002 | Ethernet16 | 10G SFP+ | 10000 | admin-down
MH-DC-001-TOR-002 | Ethernet17 | 10G SFP+ | 10000 | admin-down
MH-DC-001-TOR-002 | Ethernet18 | 10G SFP+ | 10000 | admin-down
MH-DC-001-TOR-002 | Ethernet19 | 10G SFP+ | 10000 | admin-down
MH-DC-001-TOR-002 | Ethernet20 | 10G SFP+ | 10000 | admin-down
MH-DC-001-TOR-002 | Ethernet21 | 10G SFP+ | 10000 | admin-down
MH-DC-001-TOR-002 | Ethernet22 | 10G SFP+ | 10000 | admin-down
MH-DC-001-TOR-002 | Ethernet23 | 10G SFP+ | 10000 | admin-down
MH-DC-001-TOR-002 | Ethernet24 | 10G SFP+ | 10000 | admin-down
MH-DC-001-TOR-002 | Ethernet49/1 | 100G QSFP28 | 100000 | admin-down
MH-DC-001-TOR-002 | Ethernet49/2 | 100G QSFP28 | 100000 | admin-down
MH-DC-001-TOR-003 | Te0/0/0/0 | 10G SFP+ | 10000 | admin-down
MH-DC-001-TOR-003 | Te0/0/0/1 | 10G SFP+ | 10000 | admin-down
MH-DC-001-TOR-003 | Te0/0/0/2 | 10G SFP+ | 10000 | admin-down
MH-DC-001-TOR-003 | Te0/0/0/3 | 10G SFP+ | 10000 | admin-down
MH-DC-001-TOR-003 | Te0/0/0/4 | 10G SFP+ | 10000 | admin-down
MH-DC-001-TOR-003 | Te0/0/0/5 | 10G SFP+ | 10000 | admin-down
MH-DC-001-TOR-003 | Te0/0/0/6 | 10G SFP+ | 10000 | admin-down
MH-DC-001-TOR-003 | Te0/0/0/7 | 10G SFP+ | 10000 | admin-down
MH-DC-001-TOR-003 | Te0/0/0/8 | 10G SFP+ | 10000 | admin-down
MH-DC-001-TOR-003 | Te0/0/0/9 | 10G SFP+ | 10000 | admin-down
MH-DC-001-TOR-003 | Te0/0/0/10 | 10G SFP+ | 10000 | admin-down
MH-DC-001-TOR-003 | Te0/0/0/11 | 10G SFP+ | 10000 | admin-down
MH-DC-001-TOR-003 | Te0/0/0/12 | 10G SFP+ | 10000 | admin-down
MH-DC-001-TOR-003 | Te0/0/0/13 | 10G SFP+ | 10000 | admin-down
MH-DC-001-TOR-003 | Te0/0/0/14 | 10G SFP+ | 10000 | admin-down
MH-DC-001-TOR-003 | Te0/0/0/15 | 10G SFP+ | 10000 | admin-down
MH-DC-001-TOR-003 | Te0/0/0/16 | 10G SFP+ | 10000 | admin-down
MH-DC-001-TOR-003 | Te0/0/0/17 | 10G SFP+ | 10000 | admin-down
MH-DC-001-TOR-003 | Te0/0/0/18 | 10G SFP+ | 10000 | admin-down
MH-DC-001-TOR-003 | Te0/0/0/19 | 10G SFP+ | 10000 | admin-down
MH-DC-001-TOR-003 | Te0/0/0/20 | 10G SFP+ | 10000 | admin-down
MH-DC-001-TOR-003 | Te0/0/0/21 | 10G SFP+ | 10000 | admin-down
MH-DC-001-TOR-003 | Te0/0/0/22 | 10G SFP+ | 10000 | admin-down
MH-DC-001-TOR-003 | Te0/0/0/23 | 10G SFP+ | 10000 | admin-down
MH-DC-001-TOR-003 | Hu0/0/1/0 | 100G QSFP28 | 100000 | admin-down
MH-DC-001-TOR-003 | Hu0/0/1/1 | 100G QSFP28 | 100000 | admin-down
MH-DC-001-TOR-004 | Te0/0/0/0 | 10G SFP+ | 10000 | admin-down
MH-DC-001-TOR-004 | Te0/0/0/1 | 10G SFP+ | 10000 | admin-down
MH-DC-001-TOR-004 | Te0/0/0/2 | 10G SFP+ | 10000 | admin-down
MH-DC-001-TOR-004 | Te0/0/0/3 | 10G SFP+ | 10000 | admin-down
MH-DC-001-TOR-004 | Te0/0/0/4 | 10G SFP+ | 10000 | admin-down
MH-DC-001-TOR-004 | Te0/0/0/5 | 10G SFP+ | 10000 | admin-down
MH-DC-001-TOR-004 | Te0/0/0/6 | 10G SFP+ | 10000 | admin-down
MH-DC-001-TOR-004 | Te0/0/0/7 | 10G SFP+ | 10000 | admin-down
MH-DC-001-TOR-004 | Te0/0/0/8 | 10G SFP+ | 10000 | admin-down
MH-DC-001-TOR-004 | Te0/0/0/9 | 10G SFP+ | 10000 | admin-down
MH-DC-001-TOR-004 | Te0/0/0/10 | 10G SFP+ | 10000 | admin-down
MH-DC-001-TOR-004 | Te0/0/0/11 | 10G SFP+ | 10000 | admin-down
MH-DC-001-TOR-004 | Te0/0/0/12 | 10G SFP+ | 10000 | admin-down
MH-DC-001-TOR-004 | Te0/0/0/13 | 10G SFP+ | 10000 | admin-down
MH-DC-001-TOR-004 | Te0/0/0/14 | 10G SFP+ | 10000 | admin-down
MH-DC-001-TOR-004 | Te0/0/0/15 | 10G SFP+ | 10000 | admin-down
MH-DC-001-TOR-004 | Te0/0/0/16 | 10G SFP+ | 10000 | admin-down
MH-DC-001-TOR-004 | Te0/0/0/17 | 10G SFP+ | 10000 | admin-down
MH-DC-001-TOR-004 | Te0/0/0/18 | 10G SFP+ | 10000 | admin-down
MH-DC-001-TOR-004 | Te0/0/0/19 | 10G SFP+ | 10000 | admin-down
MH-DC-001-TOR-004 | Te0/0/0/20 | 10G SFP+ | 10000 | reserved
MH-DC-001-TOR-004 | Te0/0/0/21 | 10G SFP+ | 10000 | admin-down
MH-DC-001-TOR-004 | Te0/0/0/22 | 10G SFP+ | 10000 | admin-down
MH-DC-001-TOR-004 | Te0/0/0/23 | 10G SFP+ | 10000 | admin-down
MH-DC-001-TOR-004 | Hu0/0/1/0 | 100G QSFP28 | 100000 | admin-down
MH-DC-001-TOR-004 | Hu0/0/1/1 | 100G QSFP28 | 100000 | admin-down
MH-DC-001-TOR-005 | xe-0/0/0 | 10G SFP+ | 10000 | admin-down
MH-DC-001-TOR-005 | xe-0/0/1 | 10G SFP+ | 10000 | admin-down
MH-DC-001-TOR-005 | xe-0/0/2 | 10G SFP+ | 10000 | reserved
MH-DC-001-TOR-005 | xe-0/0/3 | 10G SFP+ | 10000 | admin-down
MH-DC-001-TOR-005 | xe-0/0/4 | 10G SFP+ | 10000 | admin-down
MH-DC-001-TOR-005 | xe-0/0/5 | 10G SFP+ | 10000 | admin-down
MH-DC-001-TOR-005 | xe-0/0/6 | 10G SFP+ | 10000 | admin-down
MH-DC-001-TOR-005 | xe-0/0/7 | 10G SFP+ | 10000 | admin-down
MH-DC-001-TOR-005 | xe-0/0/8 | 10G SFP+ | 10000 | admin-down
MH-DC-001-TOR-005 | xe-0/0/9 | 10G SFP+ | 10000 | admin-down
MH-DC-001-TOR-005 | xe-0/0/10 | 10G SFP+ | 10000 | admin-down
MH-DC-001-TOR-005 | xe-0/0/11 | 10G SFP+ | 10000 | admin-down
MH-DC-001-TOR-005 | xe-0/0/12 | 10G SFP+ | 10000 | admin-down
MH-DC-001-TOR-005 | xe-0/0/13 | 10G SFP+ | 10000 | admin-down
MH-DC-001-TOR-005 | xe-0/0/14 | 10G SFP+ | 10000 | admin-down
MH-DC-001-TOR-005 | xe-0/0/15 | 10G SFP+ | 10000 | admin-down
MH-DC-001-TOR-005 | xe-0/0/16 | 10G SFP+ | 10000 | admin-down
MH-DC-001-TOR-005 | xe-0/0/17 | 10G SFP+ | 10000 | admin-down
MH-DC-001-TOR-005 | xe-0/0/18 | 10G SFP+ | 10000 | admin-down
MH-DC-001-TOR-005 | xe-0/0/19 | 10G SFP+ | 10000 | reserved
MH-DC-001-TOR-005 | xe-0/0/20 | 10G SFP+ | 10000 | reserved
MH-DC-001-TOR-005 | xe-0/0/21 | 10G SFP+ | 10000 | admin-down
MH-DC-001-TOR-005 | xe-0/0/22 | 10G SFP+ | 10000 | admin-down
MH-DC-001-TOR-005 | xe-0/0/23 | 10G SFP+ | 10000 | admin-down
MH-DC-001-TOR-005 | et-0/1/0 | 100G QSFP28 | 100000 | admin-down
MH-DC-001-TOR-005 | et-0/1/1 | 100G QSFP28 | 100000 | admin-down
MH-DC-001-TOR-006 | xe-0/0/0 | 10G SFP+ | 10000 | admin-down
MH-DC-001-TOR-006 | xe-0/0/1 | 10G SFP+ | 10000 | admin-down
MH-DC-001-TOR-006 | xe-0/0/2 | 10G SFP+ | 10000 | admin-down
MH-DC-001-TOR-006 | xe-0/0/3 | 10G SFP+ | 10000 | admin-down
MH-DC-001-TOR-006 | xe-0/0/4 | 10G SFP+ | 10000 | admin-down
MH-DC-001-TOR-006 | xe-0/0/5 | 10G SFP+ | 10000 | admin-down
MH-DC-001-TOR-006 | xe-0/0/6 | 10G SFP+ | 10000 | admin-down
MH-DC-001-TOR-006 | xe-0/0/7 | 10G SFP+ | 10000 | admin-down
MH-DC-001-TOR-006 | xe-0/0/8 | 10G SFP+ | 10000 | admin-down
MH-DC-001-TOR-006 | xe-0/0/9 | 10G SFP+ | 10000 | reserved
MH-DC-001-TOR-006 | xe-0/0/10 | 10G SFP+ | 10000 | admin-down
MH-DC-001-TOR-006 | xe-0/0/11 | 10G SFP+ | 10000 | admin-down
MH-DC-001-TOR-006 | xe-0/0/12 | 10G SFP+ | 10000 | admin-down
MH-DC-001-TOR-006 | xe-0/0/13 | 10G SFP+ | 10000 | admin-down
MH-DC-001-TOR-006 | xe-0/0/14 | 10G SFP+ | 10000 | admin-down
MH-DC-001-TOR-006 | xe-0/0/15 | 10G SFP+ | 10000 | admin-down
MH-DC-001-TOR-006 | xe-0/0/16 | 10G SFP+ | 10000 | admin-down
MH-DC-001-TOR-006 | xe-0/0/17 | 10G SFP+ | 10000 | admin-down
MH-DC-001-TOR-006 | xe-0/0/18 | 10G SFP+ | 10000 | admin-down
MH-DC-001-TOR-006 | xe-0/0/19 | 10G SFP+ | 10000 | admin-down
MH-DC-001-TOR-006 | xe-0/0/20 | 10G SFP+ | 10000 | admin-down
MH-DC-001-TOR-006 | xe-0/0/21 | 10G SFP+ | 10000 | admin-down
MH-DC-001-TOR-006 | xe-0/0/22 | 10G SFP+ | 10000 | admin-down
MH-DC-001-TOR-006 | xe-0/0/23 | 10G SFP+ | 10000 | admin-down
MH-DC-001-TOR-006 | et-0/1/0 | 100G QSFP28 | 100000 | admin-down
MH-DC-001-TOR-006 | et-0/1/1 | 100G QSFP28 | 100000 | admin-down
MH-DC-001-TOR-007 | Te0/0/0/0 | 10G SFP+ | 10000 | admin-down
MH-DC-001-TOR-007 | Te0/0/0/1 | 10G SFP+ | 10000 | admin-down
MH-DC-001-TOR-007 | Te0/0/0/2 | 10G SFP+ | 10000 | admin-down
MH-DC-001-TOR-007 | Te0/0/0/3 | 10G SFP+ | 10000 | reserved
MH-DC-001-TOR-007 | Te0/0/0/4 | 10G SFP+ | 10000 | admin-down
MH-DC-001-TOR-007 | Te0/0/0/5 | 10G SFP+ | 10000 | admin-down
MH-DC-001-TOR-007 | Te0/0/0/6 | 10G SFP+ | 10000 | admin-down
MH-DC-001-TOR-007 | Te0/0/0/7 | 10G SFP+ | 10000 | admin-down
MH-DC-001-TOR-007 | Te0/0/0/8 | 10G SFP+ | 10000 | admin-down
MH-DC-001-TOR-007 | Te0/0/0/9 | 10G SFP+ | 10000 | admin-down
MH-DC-001-TOR-007 | Te0/0/0/10 | 10G SFP+ | 10000 | admin-down
MH-DC-001-TOR-007 | Te0/0/0/11 | 10G SFP+ | 10000 | admin-down
MH-DC-001-TOR-007 | Te0/0/0/12 | 10G SFP+ | 10000 | admin-down
MH-DC-001-TOR-007 | Te0/0/0/13 | 10G SFP+ | 10000 | admin-down
MH-DC-001-TOR-007 | Te0/0/0/14 | 10G SFP+ | 10000 | admin-down
MH-DC-001-TOR-007 | Te0/0/0/15 | 10G SFP+ | 10000 | admin-down
MH-DC-001-TOR-007 | Te0/0/0/16 | 10G SFP+ | 10000 | admin-down
MH-DC-001-TOR-007 | Te0/0/0/17 | 10G SFP+ | 10000 | admin-down
MH-DC-001-TOR-007 | Te0/0/0/18 | 10G SFP+ | 10000 | admin-down
MH-DC-001-TOR-007 | Te0/0/0/19 | 10G SFP+ | 10000 | admin-down
MH-DC-001-TOR-007 | Te0/0/0/20 | 10G SFP+ | 10000 | admin-down
MH-DC-001-TOR-007 | Te0/0/0/21 | 10G SFP+ | 10000 | admin-down
MH-DC-001-TOR-007 | Te0/0/0/22 | 10G SFP+ | 10000 | admin-down
MH-DC-001-TOR-007 | Te0/0/0/23 | 10G SFP+ | 10000 | admin-down
MH-DC-001-TOR-007 | Hu0/0/1/0 | 100G QSFP28 | 100000 | admin-down
MH-DC-001-TOR-007 | Hu0/0/1/1 | 100G QSFP28 | 100000 | admin-down
MH-DC-001-TOR-008 | Ethernet1 | 10G SFP+ | 10000 | admin-down
MH-DC-001-TOR-008 | Ethernet2 | 10G SFP+ | 10000 | admin-down
MH-DC-001-TOR-008 | Ethernet3 | 10G SFP+ | 10000 | admin-down
MH-DC-001-TOR-008 | Ethernet4 | 10G SFP+ | 10000 | admin-down
MH-DC-001-TOR-008 | Ethernet5 | 10G SFP+ | 10000 | admin-down
MH-DC-001-TOR-008 | Ethernet6 | 10G SFP+ | 10000 | admin-down
MH-DC-001-TOR-008 | Ethernet7 | 10G SFP+ | 10000 | admin-down
MH-DC-001-TOR-008 | Ethernet8 | 10G SFP+ | 10000 | admin-down
MH-DC-001-TOR-008 | Ethernet9 | 10G SFP+ | 10000 | admin-down
MH-DC-001-TOR-008 | Ethernet10 | 10G SFP+ | 10000 | reserved
MH-DC-001-TOR-008 | Ethernet11 | 10G SFP+ | 10000 | admin-down
MH-DC-001-TOR-008 | Ethernet12 | 10G SFP+ | 10000 | admin-down
MH-DC-001-TOR-008 | Ethernet13 | 10G SFP+ | 10000 | admin-down
MH-DC-001-TOR-008 | Ethernet14 | 10G SFP+ | 10000 | admin-down
MH-DC-001-TOR-008 | Ethernet15 | 10G SFP+ | 10000 | admin-down
MH-DC-001-TOR-008 | Ethernet16 | 10G SFP+ | 10000 | admin-down
MH-DC-001-TOR-008 | Ethernet17 | 10G SFP+ | 10000 | admin-down
MH-DC-001-TOR-008 | Ethernet18 | 10G SFP+ | 10000 | admin-down
MH-DC-001-TOR-008 | Ethernet19 | 10G SFP+ | 10000 | admin-down
MH-DC-001-TOR-008 | Ethernet20 | 10G SFP+ | 10000 | admin-down
MH-DC-001-TOR-008 | Ethernet21 | 10G SFP+ | 10000 | admin-down
MH-DC-001-TOR-008 | Ethernet22 | 10G SFP+ | 10000 | reserved
MH-DC-001-TOR-008 | Ethernet23 | 10G SFP+ | 10000 | admin-down
MH-DC-001-TOR-008 | Ethernet24 | 10G SFP+ | 10000 | admin-down
MH-DC-001-TOR-008 | Ethernet49/1 | 100G QSFP28 | 100000 | admin-down
MH-DC-001-TOR-008 | Ethernet49/2 | 100G QSFP28 | 100000 | admin-down
MH-DC-001-TOR-009 | Ethernet1 | 10G SFP+ | 10000 | admin-down
MH-DC-001-TOR-009 | Ethernet2 | 10G SFP+ | 10000 | admin-down
MH-DC-001-TOR-009 | Ethernet3 | 10G SFP+ | 10000 | admin-down
MH-DC-001-TOR-009 | Ethernet4 | 10G SFP+ | 10000 | admin-down
MH-DC-001-TOR-009 | Ethernet5 | 10G SFP+ | 10000 | admin-down
MH-DC-001-TOR-009 | Ethernet6 | 10G SFP+ | 10000 | admin-down
MH-DC-001-TOR-009 | Ethernet7 | 10G SFP+ | 10000 | admin-down
MH-DC-001-TOR-009 | Ethernet8 | 10G SFP+ | 10000 | admin-down
MH-DC-001-TOR-009 | Ethernet9 | 10G SFP+ | 10000 | reserved
MH-DC-001-TOR-009 | Ethernet10 | 10G SFP+ | 10000 | reserved
MH-DC-001-TOR-009 | Ethernet11 | 10G SFP+ | 10000 | admin-down
MH-DC-001-TOR-009 | Ethernet12 | 10G SFP+ | 10000 | admin-down
MH-DC-001-TOR-009 | Ethernet13 | 10G SFP+ | 10000 | reserved
MH-DC-001-TOR-009 | Ethernet14 | 10G SFP+ | 10000 | admin-down
MH-DC-001-TOR-009 | Ethernet15 | 10G SFP+ | 10000 | admin-down
MH-DC-001-TOR-009 | Ethernet16 | 10G SFP+ | 10000 | admin-down
MH-DC-001-TOR-009 | Ethernet17 | 10G SFP+ | 10000 | admin-down
MH-DC-001-TOR-009 | Ethernet18 | 10G SFP+ | 10000 | admin-down
MH-DC-001-TOR-009 | Ethernet19 | 10G SFP+ | 10000 | admin-down
MH-DC-001-TOR-009 | Ethernet20 | 10G SFP+ | 10000 | admin-down
MH-DC-001-TOR-009 | Ethernet21 | 10G SFP+ | 10000 | admin-down
MH-DC-001-TOR-009 | Ethernet22 | 10G SFP+ | 10000 | admin-down
MH-DC-001-TOR-009 | Ethernet23 | 10G SFP+ | 10000 | reserved
MH-DC-001-TOR-009 | Ethernet24 | 10G SFP+ | 10000 | admin-down
MH-DC-001-TOR-009 | Ethernet49/1 | 100G QSFP28 | 100000 | admin-down
MH-DC-001-TOR-009 | Ethernet49/2 | 100G QSFP28 | 100000 | admin-down
MH-DC-001-TOR-010 | xe-0/0/0 | 10G SFP+ | 10000 | admin-down
MH-DC-001-TOR-010 | xe-0/0/1 | 10G SFP+ | 10000 | admin-down
MH-DC-001-TOR-010 | xe-0/0/2 | 10G SFP+ | 10000 | admin-down
MH-DC-001-TOR-010 | xe-0/0/3 | 10G SFP+ | 10000 | admin-down
MH-DC-001-TOR-010 | xe-0/0/4 | 10G SFP+ | 10000 | admin-down
MH-DC-001-TOR-010 | xe-0/0/5 | 10G SFP+ | 10000 | admin-down
MH-DC-001-TOR-010 | xe-0/0/6 | 10G SFP+ | 10000 | admin-down
MH-DC-001-TOR-010 | xe-0/0/7 | 10G SFP+ | 10000 | admin-down
MH-DC-001-TOR-010 | xe-0/0/8 | 10G SFP+ | 10000 | admin-down
MH-DC-001-TOR-010 | xe-0/0/9 | 10G SFP+ | 10000 | admin-down
MH-DC-001-TOR-010 | xe-0/0/10 | 10G SFP+ | 10000 | admin-down
MH-DC-001-TOR-010 | xe-0/0/11 | 10G SFP+ | 10000 | admin-down
MH-DC-001-TOR-010 | xe-0/0/12 | 10G SFP+ | 10000 | admin-down
MH-DC-001-TOR-010 | xe-0/0/13 | 10G SFP+ | 10000 | admin-down
MH-DC-001-TOR-010 | xe-0/0/14 | 10G SFP+ | 10000 | admin-down
MH-DC-001-TOR-010 | xe-0/0/15 | 10G SFP+ | 10000 | admin-down
MH-DC-001-TOR-010 | xe-0/0/16 | 10G SFP+ | 10000 | admin-down
MH-DC-001-TOR-010 | xe-0/0/17 | 10G SFP+ | 10000 | admin-down
MH-DC-001-TOR-010 | xe-0/0/18 | 10G SFP+ | 10000 | admin-down
MH-DC-001-TOR-010 | xe-0/0/19 | 10G SFP+ | 10000 | admin-down
MH-DC-001-TOR-010 | xe-0/0/20 | 10G SFP+ | 10000 | admin-down
MH-DC-001-TOR-010 | xe-0/0/21 | 10G SFP+ | 10000 | admin-down
MH-DC-001-TOR-010 | xe-0/0/22 | 10G SFP+ | 10000 | reserved
MH-DC-001-TOR-010 | xe-0/0/23 | 10G SFP+ | 10000 | admin-down
MH-DC-001-TOR-010 | et-0/1/0 | 100G QSFP28 | 100000 | admin-down
MH-DC-001-TOR-010 | et-0/1/1 | 100G QSFP28 | 100000 | admin-down
MH-DC-001-TOR-011 | xe-0/0/0 | 10G SFP+ | 10000 | admin-down
MH-DC-001-TOR-011 | xe-0/0/1 | 10G SFP+ | 10000 | admin-down
MH-DC-001-TOR-011 | xe-0/0/2 | 10G SFP+ | 10000 | admin-down
MH-DC-001-TOR-011 | xe-0/0/3 | 10G SFP+ | 10000 | admin-down
MH-DC-001-TOR-011 | xe-0/0/4 | 10G SFP+ | 10000 | admin-down
MH-DC-001-TOR-011 | xe-0/0/5 | 10G SFP+ | 10000 | admin-down
MH-DC-001-TOR-011 | xe-0/0/6 | 10G SFP+ | 10000 | admin-down
MH-DC-001-TOR-011 | xe-0/0/7 | 10G SFP+ | 10000 | admin-down
MH-DC-001-TOR-011 | xe-0/0/8 | 10G SFP+ | 10000 | admin-down
MH-DC-001-TOR-011 | xe-0/0/9 | 10G SFP+ | 10000 | admin-down
MH-DC-001-TOR-011 | xe-0/0/10 | 10G SFP+ | 10000 | admin-down
MH-DC-001-TOR-011 | xe-0/0/11 | 10G SFP+ | 10000 | admin-down
MH-DC-001-TOR-011 | xe-0/0/12 | 10G SFP+ | 10000 | admin-down
MH-DC-001-TOR-011 | xe-0/0/13 | 10G SFP+ | 10000 | admin-down
MH-DC-001-TOR-011 | xe-0/0/14 | 10G SFP+ | 10000 | admin-down
MH-DC-001-TOR-011 | xe-0/0/15 | 10G SFP+ | 10000 | admin-down
MH-DC-001-TOR-011 | xe-0/0/16 | 10G SFP+ | 10000 | admin-down
MH-DC-001-TOR-011 | xe-0/0/17 | 10G SFP+ | 10000 | admin-down
MH-DC-001-TOR-011 | xe-0/0/18 | 10G SFP+ | 10000 | admin-down
MH-DC-001-TOR-011 | xe-0/0/19 | 10G SFP+ | 10000 | admin-down
MH-DC-001-TOR-011 | xe-0/0/20 | 10G SFP+ | 10000 | reserved
MH-DC-001-TOR-011 | xe-0/0/21 | 10G SFP+ | 10000 | admin-down
MH-DC-001-TOR-011 | xe-0/0/22 | 10G SFP+ | 10000 | admin-down
MH-DC-001-TOR-011 | xe-0/0/23 | 10G SFP+ | 10000 | admin-down
MH-DC-001-TOR-011 | et-0/1/0 | 100G QSFP28 | 100000 | admin-down
MH-DC-001-TOR-011 | et-0/1/1 | 100G QSFP28 | 100000 | admin-down
MH-DC-001-TOR-012 | Ethernet1 | 10G SFP+ | 10000 | admin-down
MH-DC-001-TOR-012 | Ethernet2 | 10G SFP+ | 10000 | admin-down
MH-DC-001-TOR-012 | Ethernet3 | 10G SFP+ | 10000 | admin-down
MH-DC-001-TOR-012 | Ethernet4 | 10G SFP+ | 10000 | admin-down
MH-DC-001-TOR-012 | Ethernet5 | 10G SFP+ | 10000 | admin-down
MH-DC-001-TOR-012 | Ethernet6 | 10G SFP+ | 10000 | admin-down
MH-DC-001-TOR-012 | Ethernet7 | 10G SFP+ | 10000 | admin-down
MH-DC-001-TOR-012 | Ethernet8 | 10G SFP+ | 10000 | admin-down
MH-DC-001-TOR-012 | Ethernet9 | 10G SFP+ | 10000 | admin-down
MH-DC-001-TOR-012 | Ethernet10 | 10G SFP+ | 10000 | admin-down
MH-DC-001-TOR-012 | Ethernet11 | 10G SFP+ | 10000 | admin-down
MH-DC-001-TOR-012 | Ethernet12 | 10G SFP+ | 10000 | reserved
MH-DC-001-TOR-012 | Ethernet13 | 10G SFP+ | 10000 | admin-down
MH-DC-001-TOR-012 | Ethernet14 | 10G SFP+ | 10000 | admin-down
MH-DC-001-TOR-012 | Ethernet15 | 10G SFP+ | 10000 | admin-down
MH-DC-001-TOR-012 | Ethernet16 | 10G SFP+ | 10000 | admin-down
MH-DC-001-TOR-012 | Ethernet17 | 10G SFP+ | 10000 | admin-down
MH-DC-001-TOR-012 | Ethernet18 | 10G SFP+ | 10000 | admin-down
MH-DC-001-TOR-012 | Ethernet19 | 10G SFP+ | 10000 | admin-down
MH-DC-001-TOR-012 | Ethernet20 | 10G SFP+ | 10000 | admin-down
MH-DC-001-TOR-012 | Ethernet21 | 10G SFP+ | 10000 | admin-down
MH-DC-001-TOR-012 | Ethernet22 | 10G SFP+ | 10000 | admin-down
MH-DC-001-TOR-012 | Ethernet23 | 10G SFP+ | 10000 | admin-down
MH-DC-001-TOR-012 | Ethernet24 | 10G SFP+ | 10000 | admin-down
MH-DC-001-TOR-012 | Ethernet49/1 | 100G QSFP28 | 100000 | admin-down
MH-DC-001-TOR-012 | Ethernet49/2 | 100G QSFP28 | 100000 | admin-down
MH-DC-001-TOR-013 | Te0/0/0/0 | 10G SFP+ | 10000 | admin-down
MH-DC-001-TOR-013 | Te0/0/0/1 | 10G SFP+ | 10000 | admin-down
MH-DC-001-TOR-013 | Te0/0/0/2 | 10G SFP+ | 10000 | admin-down
MH-DC-001-TOR-013 | Te0/0/0/3 | 10G SFP+ | 10000 | admin-down
MH-DC-001-TOR-013 | Te0/0/0/4 | 10G SFP+ | 10000 | reserved
MH-DC-001-TOR-013 | Te0/0/0/5 | 10G SFP+ | 10000 | admin-down
MH-DC-001-TOR-013 | Te0/0/0/6 | 10G SFP+ | 10000 | admin-down
MH-DC-001-TOR-013 | Te0/0/0/7 | 10G SFP+ | 10000 | admin-down
MH-DC-001-TOR-013 | Te0/0/0/8 | 10G SFP+ | 10000 | admin-down
MH-DC-001-TOR-013 | Te0/0/0/9 | 10G SFP+ | 10000 | admin-down
MH-DC-001-TOR-013 | Te0/0/0/10 | 10G SFP+ | 10000 | admin-down
MH-DC-001-TOR-013 | Te0/0/0/11 | 10G SFP+ | 10000 | admin-down
MH-DC-001-TOR-013 | Te0/0/0/12 | 10G SFP+ | 10000 | admin-down
MH-DC-001-TOR-013 | Te0/0/0/13 | 10G SFP+ | 10000 | admin-down
MH-DC-001-TOR-013 | Te0/0/0/14 | 10G SFP+ | 10000 | admin-down
MH-DC-001-TOR-013 | Te0/0/0/15 | 10G SFP+ | 10000 | admin-down
MH-DC-001-TOR-013 | Te0/0/0/16 | 10G SFP+ | 10000 | admin-down
MH-DC-001-TOR-013 | Te0/0/0/17 | 10G SFP+ | 10000 | admin-down
MH-DC-001-TOR-013 | Te0/0/0/18 | 10G SFP+ | 10000 | admin-down
MH-DC-001-TOR-013 | Te0/0/0/19 | 10G SFP+ | 10000 | admin-down
MH-DC-001-TOR-013 | Te0/0/0/20 | 10G SFP+ | 10000 | admin-down
MH-DC-001-TOR-013 | Te0/0/0/21 | 10G SFP+ | 10000 | admin-down
MH-DC-001-TOR-013 | Te0/0/0/22 | 10G SFP+ | 10000 | admin-down
MH-DC-001-TOR-013 | Te0/0/0/23 | 10G SFP+ | 10000 | admin-down
MH-DC-001-TOR-013 | Hu0/0/1/0 | 100G QSFP28 | 100000 | admin-down
MH-DC-001-TOR-013 | Hu0/0/1/1 | 100G QSFP28 | 100000 | admin-down
MH-DC-001-TOR-014 | Ethernet1 | 10G SFP+ | 10000 | admin-down
MH-DC-001-TOR-014 | Ethernet2 | 10G SFP+ | 10000 | admin-down
MH-DC-001-TOR-014 | Ethernet3 | 10G SFP+ | 10000 | admin-down
MH-DC-001-TOR-014 | Ethernet4 | 10G SFP+ | 10000 | admin-down
MH-DC-001-TOR-014 | Ethernet5 | 10G SFP+ | 10000 | admin-down
MH-DC-001-TOR-014 | Ethernet6 | 10G SFP+ | 10000 | admin-down
MH-DC-001-TOR-014 | Ethernet7 | 10G SFP+ | 10000 | admin-down
MH-DC-001-TOR-014 | Ethernet8 | 10G SFP+ | 10000 | admin-down
MH-DC-001-TOR-014 | Ethernet9 | 10G SFP+ | 10000 | admin-down
MH-DC-001-TOR-014 | Ethernet10 | 10G SFP+ | 10000 | admin-down
MH-DC-001-TOR-014 | Ethernet11 | 10G SFP+ | 10000 | admin-down
MH-DC-001-TOR-014 | Ethernet12 | 10G SFP+ | 10000 | admin-down
MH-DC-001-TOR-014 | Ethernet13 | 10G SFP+ | 10000 | admin-down
MH-DC-001-TOR-014 | Ethernet14 | 10G SFP+ | 10000 | admin-down
MH-DC-001-TOR-014 | Ethernet15 | 10G SFP+ | 10000 | admin-down
MH-DC-001-TOR-014 | Ethernet16 | 10G SFP+ | 10000 | reserved
MH-DC-001-TOR-014 | Ethernet17 | 10G SFP+ | 10000 | admin-down
MH-DC-001-TOR-014 | Ethernet18 | 10G SFP+ | 10000 | admin-down
MH-DC-001-TOR-014 | Ethernet19 | 10G SFP+ | 10000 | admin-down
MH-DC-001-TOR-014 | Ethernet20 | 10G SFP+ | 10000 | admin-down
MH-DC-001-TOR-014 | Ethernet21 | 10G SFP+ | 10000 | admin-down
MH-DC-001-TOR-014 | Ethernet22 | 10G SFP+ | 10000 | admin-down
MH-DC-001-TOR-014 | Ethernet23 | 10G SFP+ | 10000 | admin-down
MH-DC-001-TOR-014 | Ethernet24 | 10G SFP+ | 10000 | admin-down
MH-DC-001-TOR-014 | Ethernet49/1 | 100G QSFP28 | 100000 | admin-down
MH-DC-001-TOR-014 | Ethernet49/2 | 100G QSFP28 | 100000 | admin-down
MH-DC-001-TOR-015 | xe-0/0/0 | 10G SFP+ | 10000 | admin-down
MH-DC-001-TOR-015 | xe-0/0/1 | 10G SFP+ | 10000 | admin-down
MH-DC-001-TOR-015 | xe-0/0/2 | 10G SFP+ | 10000 | admin-down
MH-DC-001-TOR-015 | xe-0/0/3 | 10G SFP+ | 10000 | admin-down
MH-DC-001-TOR-015 | xe-0/0/4 | 10G SFP+ | 10000 | admin-down
MH-DC-001-TOR-015 | xe-0/0/5 | 10G SFP+ | 10000 | admin-down
MH-DC-001-TOR-015 | xe-0/0/6 | 10G SFP+ | 10000 | admin-down
MH-DC-001-TOR-015 | xe-0/0/7 | 10G SFP+ | 10000 | admin-down
MH-DC-001-TOR-015 | xe-0/0/8 | 10G SFP+ | 10000 | admin-down
MH-DC-001-TOR-015 | xe-0/0/9 | 10G SFP+ | 10000 | admin-down
MH-DC-001-TOR-015 | xe-0/0/10 | 10G SFP+ | 10000 | admin-down
MH-DC-001-TOR-015 | xe-0/0/11 | 10G SFP+ | 10000 | admin-down
MH-DC-001-TOR-015 | xe-0/0/12 | 10G SFP+ | 10000 | admin-down
MH-DC-001-TOR-015 | xe-0/0/13 | 10G SFP+ | 10000 | admin-down
MH-DC-001-TOR-015 | xe-0/0/14 | 10G SFP+ | 10000 | admin-down
MH-DC-001-TOR-015 | xe-0/0/15 | 10G SFP+ | 10000 | admin-down
MH-DC-001-TOR-015 | xe-0/0/16 | 10G SFP+ | 10000 | admin-down
MH-DC-001-TOR-015 | xe-0/0/17 | 10G SFP+ | 10000 | admin-down
MH-DC-001-TOR-015 | xe-0/0/18 | 10G SFP+ | 10000 | admin-down
MH-DC-001-TOR-015 | xe-0/0/19 | 10G SFP+ | 10000 | admin-down
MH-DC-001-TOR-015 | xe-0/0/20 | 10G SFP+ | 10000 | admin-down
MH-DC-001-TOR-015 | xe-0/0/21 | 10G SFP+ | 10000 | admin-down
MH-DC-001-TOR-015 | xe-0/0/22 | 10G SFP+ | 10000 | admin-down
MH-DC-001-TOR-015 | xe-0/0/23 | 10G SFP+ | 10000 | admin-down
MH-DC-001-TOR-015 | et-0/1/0 | 100G QSFP28 | 100000 | admin-down
MH-DC-001-TOR-015 | et-0/1/1 | 100G QSFP28 | 100000 | admin-down
MH-DC-001-TOR-016 | xe-0/0/0 | 10G SFP+ | 10000 | admin-down
MH-DC-001-TOR-016 | xe-0/0/1 | 10G SFP+ | 10000 | admin-down
MH-DC-001-TOR-016 | xe-0/0/2 | 10G SFP+ | 10000 | admin-down
MH-DC-001-TOR-016 | xe-0/0/3 | 10G SFP+ | 10000 | admin-down
MH-DC-001-TOR-016 | xe-0/0/4 | 10G SFP+ | 10000 | admin-down
MH-DC-001-TOR-016 | xe-0/0/5 | 10G SFP+ | 10000 | admin-down
MH-DC-001-TOR-016 | xe-0/0/6 | 10G SFP+ | 10000 | admin-down
MH-DC-001-TOR-016 | xe-0/0/7 | 10G SFP+ | 10000 | admin-down
MH-DC-001-TOR-016 | xe-0/0/8 | 10G SFP+ | 10000 | admin-down
MH-DC-001-TOR-016 | xe-0/0/9 | 10G SFP+ | 10000 | admin-down
MH-DC-001-TOR-016 | xe-0/0/10 | 10G SFP+ | 10000 | admin-down
MH-DC-001-TOR-016 | xe-0/0/11 | 10G SFP+ | 10000 | admin-down
MH-DC-001-TOR-016 | xe-0/0/12 | 10G SFP+ | 10000 | admin-down
MH-DC-001-TOR-016 | xe-0/0/13 | 10G SFP+ | 10000 | admin-down
MH-DC-001-TOR-016 | xe-0/0/14 | 10G SFP+ | 10000 | admin-down
MH-DC-001-TOR-016 | xe-0/0/15 | 10G SFP+ | 10000 | admin-down
MH-DC-001-TOR-016 | xe-0/0/16 | 10G SFP+ | 10000 | admin-down
MH-DC-001-TOR-016 | xe-0/0/17 | 10G SFP+ | 10000 | admin-down
MH-DC-001-TOR-016 | xe-0/0/18 | 10G SFP+ | 10000 | admin-down
MH-DC-001-TOR-016 | xe-0/0/19 | 10G SFP+ | 10000 | admin-down
MH-DC-001-TOR-016 | xe-0/0/20 | 10G SFP+ | 10000 | admin-down
MH-DC-001-TOR-016 | xe-0/0/21 | 10G SFP+ | 10000 | admin-down
MH-DC-001-TOR-016 | xe-0/0/22 | 10G SFP+ | 10000 | admin-down
MH-DC-001-TOR-016 | xe-0/0/23 | 10G SFP+ | 10000 | admin-down
MH-DC-001-TOR-016 | et-0/1/0 | 100G QSFP28 | 100000 | admin-down
MH-DC-001-TOR-016 | et-0/1/1 | 100G QSFP28 | 100000 | admin-down
MH-DC-001-TOR-017 | Te0/0/0/0 | 10G SFP+ | 10000 | reserved
MH-DC-001-TOR-017 | Te0/0/0/1 | 10G SFP+ | 10000 | admin-down
MH-DC-001-TOR-017 | Te0/0/0/2 | 10G SFP+ | 10000 | admin-down
MH-DC-001-TOR-017 | Te0/0/0/3 | 10G SFP+ | 10000 | admin-down
MH-DC-001-TOR-017 | Te0/0/0/4 | 10G SFP+ | 10000 | reserved
MH-DC-001-TOR-017 | Te0/0/0/5 | 10G SFP+ | 10000 | admin-down
MH-DC-001-TOR-017 | Te0/0/0/6 | 10G SFP+ | 10000 | admin-down
MH-DC-001-TOR-017 | Te0/0/0/7 | 10G SFP+ | 10000 | admin-down
MH-DC-001-TOR-017 | Te0/0/0/8 | 10G SFP+ | 10000 | admin-down
MH-DC-001-TOR-017 | Te0/0/0/9 | 10G SFP+ | 10000 | admin-down
MH-DC-001-TOR-017 | Te0/0/0/10 | 10G SFP+ | 10000 | admin-down
MH-DC-001-TOR-017 | Te0/0/0/11 | 10G SFP+ | 10000 | admin-down
MH-DC-001-TOR-017 | Te0/0/0/12 | 10G SFP+ | 10000 | admin-down
MH-DC-001-TOR-017 | Te0/0/0/13 | 10G SFP+ | 10000 | admin-down
MH-DC-001-TOR-017 | Te0/0/0/14 | 10G SFP+ | 10000 | admin-down
MH-DC-001-TOR-017 | Te0/0/0/15 | 10G SFP+ | 10000 | admin-down
MH-DC-001-TOR-017 | Te0/0/0/16 | 10G SFP+ | 10000 | admin-down
MH-DC-001-TOR-017 | Te0/0/0/17 | 10G SFP+ | 10000 | admin-down
MH-DC-001-TOR-017 | Te0/0/0/18 | 10G SFP+ | 10000 | admin-down
MH-DC-001-TOR-017 | Te0/0/0/19 | 10G SFP+ | 10000 | admin-down
MH-DC-001-TOR-017 | Te0/0/0/20 | 10G SFP+ | 10000 | admin-down
MH-DC-001-TOR-017 | Te0/0/0/21 | 10G SFP+ | 10000 | admin-down
MH-DC-001-TOR-017 | Te0/0/0/22 | 10G SFP+ | 10000 | admin-down
MH-DC-001-TOR-017 | Te0/0/0/23 | 10G SFP+ | 10000 | admin-down
MH-DC-001-TOR-017 | Hu0/0/1/0 | 100G QSFP28 | 100000 | admin-down
MH-DC-001-TOR-017 | Hu0/0/1/1 | 100G QSFP28 | 100000 | admin-down
MH-DC-001-TOR-018 | xe-0/0/0 | 10G SFP+ | 10000 | admin-down
MH-DC-001-TOR-018 | xe-0/0/1 | 10G SFP+ | 10000 | admin-down
MH-DC-001-TOR-018 | xe-0/0/2 | 10G SFP+ | 10000 | admin-down
MH-DC-001-TOR-018 | xe-0/0/3 | 10G SFP+ | 10000 | admin-down
MH-DC-001-TOR-018 | xe-0/0/4 | 10G SFP+ | 10000 | admin-down
MH-DC-001-TOR-018 | xe-0/0/5 | 10G SFP+ | 10000 | admin-down
MH-DC-001-TOR-018 | xe-0/0/6 | 10G SFP+ | 10000 | admin-down
MH-DC-001-TOR-018 | xe-0/0/7 | 10G SFP+ | 10000 | admin-down
MH-DC-001-TOR-018 | xe-0/0/8 | 10G SFP+ | 10000 | admin-down
MH-DC-001-TOR-018 | xe-0/0/9 | 10G SFP+ | 10000 | admin-down
MH-DC-001-TOR-018 | xe-0/0/10 | 10G SFP+ | 10000 | admin-down
MH-DC-001-TOR-018 | xe-0/0/11 | 10G SFP+ | 10000 | admin-down
MH-DC-001-TOR-018 | xe-0/0/12 | 10G SFP+ | 10000 | admin-down
MH-DC-001-TOR-018 | xe-0/0/13 | 10G SFP+ | 10000 | reserved
MH-DC-001-TOR-018 | xe-0/0/14 | 10G SFP+ | 10000 | admin-down
MH-DC-001-TOR-018 | xe-0/0/15 | 10G SFP+ | 10000 | admin-down
MH-DC-001-TOR-018 | xe-0/0/16 | 10G SFP+ | 10000 | admin-down
MH-DC-001-TOR-018 | xe-0/0/17 | 10G SFP+ | 10000 | admin-down
MH-DC-001-TOR-018 | xe-0/0/18 | 10G SFP+ | 10000 | admin-down
MH-DC-001-TOR-018 | xe-0/0/19 | 10G SFP+ | 10000 | admin-down
MH-DC-001-TOR-018 | xe-0/0/20 | 10G SFP+ | 10000 | admin-down
MH-DC-001-TOR-018 | xe-0/0/21 | 10G SFP+ | 10000 | admin-down
MH-DC-001-TOR-018 | xe-0/0/22 | 10G SFP+ | 10000 | admin-down
MH-DC-001-TOR-018 | xe-0/0/23 | 10G SFP+ | 10000 | admin-down
MH-DC-001-TOR-018 | et-0/1/0 | 100G QSFP28 | 100000 | admin-down
MH-DC-001-TOR-018 | et-0/1/1 | 100G QSFP28 | 100000 | admin-down
MH-DC-001-TOR-019 | Te0/0/0/0 | 10G SFP+ | 10000 | admin-down
MH-DC-001-TOR-019 | Te0/0/0/1 | 10G SFP+ | 10000 | reserved
MH-DC-001-TOR-019 | Te0/0/0/2 | 10G SFP+ | 10000 | admin-down
MH-DC-001-TOR-019 | Te0/0/0/3 | 10G SFP+ | 10000 | admin-down
MH-DC-001-TOR-019 | Te0/0/0/4 | 10G SFP+ | 10000 | admin-down
MH-DC-001-TOR-019 | Te0/0/0/5 | 10G SFP+ | 10000 | admin-down
MH-DC-001-TOR-019 | Te0/0/0/6 | 10G SFP+ | 10000 | admin-down
MH-DC-001-TOR-019 | Te0/0/0/7 | 10G SFP+ | 10000 | reserved
MH-DC-001-TOR-019 | Te0/0/0/8 | 10G SFP+ | 10000 | admin-down
MH-DC-001-TOR-019 | Te0/0/0/9 | 10G SFP+ | 10000 | admin-down
MH-DC-001-TOR-019 | Te0/0/0/10 | 10G SFP+ | 10000 | admin-down
MH-DC-001-TOR-019 | Te0/0/0/11 | 10G SFP+ | 10000 | admin-down
MH-DC-001-TOR-019 | Te0/0/0/12 | 10G SFP+ | 10000 | admin-down
MH-DC-001-TOR-019 | Te0/0/0/13 | 10G SFP+ | 10000 | admin-down
MH-DC-001-TOR-019 | Te0/0/0/14 | 10G SFP+ | 10000 | admin-down
MH-DC-001-TOR-019 | Te0/0/0/15 | 10G SFP+ | 10000 | admin-down
MH-DC-001-TOR-019 | Te0/0/0/16 | 10G SFP+ | 10000 | admin-down
MH-DC-001-TOR-019 | Te0/0/0/17 | 10G SFP+ | 10000 | admin-down
MH-DC-001-TOR-019 | Te0/0/0/18 | 10G SFP+ | 10000 | admin-down
MH-DC-001-TOR-019 | Te0/0/0/19 | 10G SFP+ | 10000 | admin-down
MH-DC-001-TOR-019 | Te0/0/0/20 | 10G SFP+ | 10000 | admin-down
MH-DC-001-TOR-019 | Te0/0/0/21 | 10G SFP+ | 10000 | admin-down
MH-DC-001-TOR-019 | Te0/0/0/22 | 10G SFP+ | 10000 | admin-down
MH-DC-001-TOR-019 | Te0/0/0/23 | 10G SFP+ | 10000 | admin-down
MH-DC-001-TOR-019 | Hu0/0/1/0 | 100G QSFP28 | 100000 | admin-down
MH-DC-001-TOR-019 | Hu0/0/1/1 | 100G QSFP28 | 100000 | reserved
MH-DC-001-TOR-020 | Ethernet1 | 10G SFP+ | 10000 | admin-down
MH-DC-001-TOR-020 | Ethernet2 | 10G SFP+ | 10000 | admin-down
MH-DC-001-TOR-020 | Ethernet3 | 10G SFP+ | 10000 | admin-down
MH-DC-001-TOR-020 | Ethernet4 | 10G SFP+ | 10000 | reserved
MH-DC-001-TOR-020 | Ethernet5 | 10G SFP+ | 10000 | admin-down
MH-DC-001-TOR-020 | Ethernet6 | 10G SFP+ | 10000 | admin-down
MH-DC-001-TOR-020 | Ethernet7 | 10G SFP+ | 10000 | admin-down
MH-DC-001-TOR-020 | Ethernet8 | 10G SFP+ | 10000 | admin-down
MH-DC-001-TOR-020 | Ethernet9 | 10G SFP+ | 10000 | admin-down
MH-DC-001-TOR-020 | Ethernet10 | 10G SFP+ | 10000 | admin-down
MH-DC-001-TOR-020 | Ethernet11 | 10G SFP+ | 10000 | admin-down
MH-DC-001-TOR-020 | Ethernet12 | 10G SFP+ | 10000 | admin-down
MH-DC-001-TOR-020 | Ethernet13 | 10G SFP+ | 10000 | admin-down
MH-DC-001-TOR-020 | Ethernet14 | 10G SFP+ | 10000 | admin-down
MH-DC-001-TOR-020 | Ethernet15 | 10G SFP+ | 10000 | admin-down
MH-DC-001-TOR-020 | Ethernet16 | 10G SFP+ | 10000 | admin-down
MH-DC-001-TOR-020 | Ethernet17 | 10G SFP+ | 10000 | admin-down
MH-DC-001-TOR-020 | Ethernet18 | 10G SFP+ | 10000 | admin-down
MH-DC-001-TOR-020 | Ethernet19 | 10G SFP+ | 10000 | admin-down
MH-DC-001-TOR-020 | Ethernet20 | 10G SFP+ | 10000 | admin-down
MH-DC-001-TOR-020 | Ethernet21 | 10G SFP+ | 10000 | admin-down
MH-DC-001-TOR-020 | Ethernet22 | 10G SFP+ | 10000 | admin-down
MH-DC-001-TOR-020 | Ethernet23 | 10G SFP+ | 10000 | admin-down
MH-DC-001-TOR-020 | Ethernet24 | 10G SFP+ | 10000 | admin-down
MH-DC-001-TOR-020 | Ethernet49/1 | 100G QSFP28 | 100000 | admin-down
MH-DC-001-TOR-020 | Ethernet49/2 | 100G QSFP28 | 100000 | admin-down
MH-DC-001-TOR-021 | Te0/0/0/0 | 10G SFP+ | 10000 | admin-down
MH-DC-001-TOR-021 | Te0/0/0/1 | 10G SFP+ | 10000 | admin-down
MH-DC-001-TOR-021 | Te0/0/0/2 | 10G SFP+ | 10000 | admin-down
MH-DC-001-TOR-021 | Te0/0/0/3 | 10G SFP+ | 10000 | admin-down
MH-DC-001-TOR-021 | Te0/0/0/4 | 10G SFP+ | 10000 | admin-down
MH-DC-001-TOR-021 | Te0/0/0/5 | 10G SFP+ | 10000 | admin-down
MH-DC-001-TOR-021 | Te0/0/0/6 | 10G SFP+ | 10000 | admin-down
MH-DC-001-TOR-021 | Te0/0/0/7 | 10G SFP+ | 10000 | admin-down
MH-DC-001-TOR-021 | Te0/0/0/8 | 10G SFP+ | 10000 | admin-down
MH-DC-001-TOR-021 | Te0/0/0/9 | 10G SFP+ | 10000 | admin-down
MH-DC-001-TOR-021 | Te0/0/0/10 | 10G SFP+ | 10000 | admin-down
MH-DC-001-TOR-021 | Te0/0/0/11 | 10G SFP+ | 10000 | admin-down
MH-DC-001-TOR-021 | Te0/0/0/12 | 10G SFP+ | 10000 | admin-down
MH-DC-001-TOR-021 | Te0/0/0/13 | 10G SFP+ | 10000 | admin-down
MH-DC-001-TOR-021 | Te0/0/0/14 | 10G SFP+ | 10000 | admin-down
MH-DC-001-TOR-021 | Te0/0/0/15 | 10G SFP+ | 10000 | admin-down
MH-DC-001-TOR-021 | Te0/0/0/16 | 10G SFP+ | 10000 | admin-down
MH-DC-001-TOR-021 | Te0/0/0/17 | 10G SFP+ | 10000 | admin-down
MH-DC-001-TOR-021 | Te0/0/0/18 | 10G SFP+ | 10000 | admin-down
MH-DC-001-TOR-021 | Te0/0/0/19 | 10G SFP+ | 10000 | admin-down
MH-DC-001-TOR-021 | Te0/0/0/20 | 10G SFP+ | 10000 | admin-down
MH-DC-001-TOR-021 | Te0/0/0/21 | 10G SFP+ | 10000 | admin-down
MH-DC-001-TOR-021 | Te0/0/0/22 | 10G SFP+ | 10000 | admin-down
MH-DC-001-TOR-021 | Te0/0/0/23 | 10G SFP+ | 10000 | admin-down
MH-DC-001-TOR-021 | Hu0/0/1/0 | 100G QSFP28 | 100000 | admin-down
MH-DC-001-TOR-021 | Hu0/0/1/1 | 100G QSFP28 | 100000 | admin-down
MH-DC-001-TOR-022 | Te0/0/0/0 | 10G SFP+ | 10000 | admin-down
MH-DC-001-TOR-022 | Te0/0/0/1 | 10G SFP+ | 10000 | admin-down
MH-DC-001-TOR-022 | Te0/0/0/2 | 10G SFP+ | 10000 | admin-down
MH-DC-001-TOR-022 | Te0/0/0/3 | 10G SFP+ | 10000 | admin-down
MH-DC-001-TOR-022 | Te0/0/0/4 | 10G SFP+ | 10000 | admin-down
MH-DC-001-TOR-022 | Te0/0/0/5 | 10G SFP+ | 10000 | admin-down
MH-DC-001-TOR-022 | Te0/0/0/6 | 10G SFP+ | 10000 | admin-down
MH-DC-001-TOR-022 | Te0/0/0/7 | 10G SFP+ | 10000 | admin-down
MH-DC-001-TOR-022 | Te0/0/0/8 | 10G SFP+ | 10000 | admin-down
MH-DC-001-TOR-022 | Te0/0/0/9 | 10G SFP+ | 10000 | admin-down
MH-DC-001-TOR-022 | Te0/0/0/10 | 10G SFP+ | 10000 | admin-down
MH-DC-001-TOR-022 | Te0/0/0/11 | 10G SFP+ | 10000 | admin-down
MH-DC-001-TOR-022 | Te0/0/0/12 | 10G SFP+ | 10000 | admin-down
MH-DC-001-TOR-022 | Te0/0/0/13 | 10G SFP+ | 10000 | admin-down
MH-DC-001-TOR-022 | Te0/0/0/14 | 10G SFP+ | 10000 | admin-down
MH-DC-001-TOR-022 | Te0/0/0/15 | 10G SFP+ | 10000 | admin-down
MH-DC-001-TOR-022 | Te0/0/0/16 | 10G SFP+ | 10000 | admin-down
MH-DC-001-TOR-022 | Te0/0/0/17 | 10G SFP+ | 10000 | admin-down
MH-DC-001-TOR-022 | Te0/0/0/18 | 10G SFP+ | 10000 | admin-down
MH-DC-001-TOR-022 | Te0/0/0/19 | 10G SFP+ | 10000 | admin-down
MH-DC-001-TOR-022 | Te0/0/0/20 | 10G SFP+ | 10000 | admin-down
MH-DC-001-TOR-022 | Te0/0/0/21 | 10G SFP+ | 10000 | admin-down
MH-DC-001-TOR-022 | Te0/0/0/22 | 10G SFP+ | 10000 | reserved
MH-DC-001-TOR-022 | Te0/0/0/23 | 10G SFP+ | 10000 | admin-down
MH-DC-001-TOR-022 | Hu0/0/1/0 | 100G QSFP28 | 100000 | admin-down
MH-DC-001-TOR-022 | Hu0/0/1/1 | 100G QSFP28 | 100000 | admin-down
MH-DC-001-TOR-023 | Ethernet1 | 10G SFP+ | 10000 | reserved
MH-DC-001-TOR-023 | Ethernet2 | 10G SFP+ | 10000 | admin-down
MH-DC-001-TOR-023 | Ethernet3 | 10G SFP+ | 10000 | admin-down
MH-DC-001-TOR-023 | Ethernet4 | 10G SFP+ | 10000 | admin-down
MH-DC-001-TOR-023 | Ethernet5 | 10G SFP+ | 10000 | admin-down
MH-DC-001-TOR-023 | Ethernet6 | 10G SFP+ | 10000 | admin-down
MH-DC-001-TOR-023 | Ethernet7 | 10G SFP+ | 10000 | admin-down
MH-DC-001-TOR-023 | Ethernet8 | 10G SFP+ | 10000 | admin-down
MH-DC-001-TOR-023 | Ethernet9 | 10G SFP+ | 10000 | admin-down
MH-DC-001-TOR-023 | Ethernet10 | 10G SFP+ | 10000 | admin-down
MH-DC-001-TOR-023 | Ethernet11 | 10G SFP+ | 10000 | admin-down
MH-DC-001-TOR-023 | Ethernet12 | 10G SFP+ | 10000 | admin-down
MH-DC-001-TOR-023 | Ethernet13 | 10G SFP+ | 10000 | admin-down
MH-DC-001-TOR-023 | Ethernet14 | 10G SFP+ | 10000 | admin-down
MH-DC-001-TOR-023 | Ethernet15 | 10G SFP+ | 10000 | admin-down
MH-DC-001-TOR-023 | Ethernet16 | 10G SFP+ | 10000 | admin-down
MH-DC-001-TOR-023 | Ethernet17 | 10G SFP+ | 10000 | admin-down
MH-DC-001-TOR-023 | Ethernet18 | 10G SFP+ | 10000 | admin-down
MH-DC-001-TOR-023 | Ethernet19 | 10G SFP+ | 10000 | admin-down
MH-DC-001-TOR-023 | Ethernet20 | 10G SFP+ | 10000 | admin-down
MH-DC-001-TOR-023 | Ethernet21 | 10G SFP+ | 10000 | admin-down
MH-DC-001-TOR-023 | Ethernet22 | 10G SFP+ | 10000 | admin-down
MH-DC-001-TOR-023 | Ethernet23 | 10G SFP+ | 10000 | admin-down
MH-DC-001-TOR-023 | Ethernet24 | 10G SFP+ | 10000 | admin-down
MH-DC-001-TOR-023 | Ethernet49/1 | 100G QSFP28 | 100000 | admin-down
MH-DC-001-TOR-023 | Ethernet49/2 | 100G QSFP28 | 100000 | admin-down
MH-DC-001-TOR-024 | Te0/0/0/0 | 10G SFP+ | 10000 | admin-down
MH-DC-001-TOR-024 | Te0/0/0/1 | 10G SFP+ | 10000 | admin-down
MH-DC-001-TOR-024 | Te0/0/0/2 | 10G SFP+ | 10000 | admin-down
MH-DC-001-TOR-024 | Te0/0/0/3 | 10G SFP+ | 10000 | admin-down
MH-DC-001-TOR-024 | Te0/0/0/4 | 10G SFP+ | 10000 | admin-down
MH-DC-001-TOR-024 | Te0/0/0/5 | 10G SFP+ | 10000 | admin-down
MH-DC-001-TOR-024 | Te0/0/0/6 | 10G SFP+ | 10000 | admin-down
MH-DC-001-TOR-024 | Te0/0/0/7 | 10G SFP+ | 10000 | admin-down
MH-DC-001-TOR-024 | Te0/0/0/8 | 10G SFP+ | 10000 | admin-down
MH-DC-001-TOR-024 | Te0/0/0/9 | 10G SFP+ | 10000 | admin-down
MH-DC-001-TOR-024 | Te0/0/0/10 | 10G SFP+ | 10000 | admin-down
MH-DC-001-TOR-024 | Te0/0/0/11 | 10G SFP+ | 10000 | admin-down
MH-DC-001-TOR-024 | Te0/0/0/12 | 10G SFP+ | 10000 | admin-down
MH-DC-001-TOR-024 | Te0/0/0/13 | 10G SFP+ | 10000 | admin-down
MH-DC-001-TOR-024 | Te0/0/0/14 | 10G SFP+ | 10000 | admin-down
MH-DC-001-TOR-024 | Te0/0/0/15 | 10G SFP+ | 10000 | admin-down
MH-DC-001-TOR-024 | Te0/0/0/16 | 10G SFP+ | 10000 | admin-down
MH-DC-001-TOR-024 | Te0/0/0/17 | 10G SFP+ | 10000 | admin-down
MH-DC-001-TOR-024 | Te0/0/0/18 | 10G SFP+ | 10000 | admin-down
MH-DC-001-TOR-024 | Te0/0/0/19 | 10G SFP+ | 10000 | admin-down
MH-DC-001-TOR-024 | Te0/0/0/20 | 10G SFP+ | 10000 | reserved
MH-DC-001-TOR-024 | Te0/0/0/21 | 10G SFP+ | 10000 | admin-down
MH-DC-001-TOR-024 | Te0/0/0/22 | 10G SFP+ | 10000 | admin-down
MH-DC-001-TOR-024 | Te0/0/0/23 | 10G SFP+ | 10000 | admin-down
MH-DC-001-TOR-024 | Hu0/0/1/0 | 100G QSFP28 | 100000 | admin-down
MH-DC-001-TOR-024 | Hu0/0/1/1 | 100G QSFP28 | 100000 | admin-down
MH-DC-001-TOR-025 | Te0/0/0/0 | 10G SFP+ | 10000 | admin-down
MH-DC-001-TOR-025 | Te0/0/0/1 | 10G SFP+ | 10000 | admin-down
MH-DC-001-TOR-025 | Te0/0/0/2 | 10G SFP+ | 10000 | admin-down
MH-DC-001-TOR-025 | Te0/0/0/3 | 10G SFP+ | 10000 | admin-down
MH-DC-001-TOR-025 | Te0/0/0/4 | 10G SFP+ | 10000 | admin-down
MH-DC-001-TOR-025 | Te0/0/0/5 | 10G SFP+ | 10000 | admin-down
MH-DC-001-TOR-025 | Te0/0/0/6 | 10G SFP+ | 10000 | admin-down
MH-DC-001-TOR-025 | Te0/0/0/7 | 10G SFP+ | 10000 | admin-down
MH-DC-001-TOR-025 | Te0/0/0/8 | 10G SFP+ | 10000 | admin-down
MH-DC-001-TOR-025 | Te0/0/0/9 | 10G SFP+ | 10000 | admin-down
MH-DC-001-TOR-025 | Te0/0/0/10 | 10G SFP+ | 10000 | admin-down
MH-DC-001-TOR-025 | Te0/0/0/11 | 10G SFP+ | 10000 | admin-down
MH-DC-001-TOR-025 | Te0/0/0/12 | 10G SFP+ | 10000 | admin-down
MH-DC-001-TOR-025 | Te0/0/0/13 | 10G SFP+ | 10000 | admin-down
MH-DC-001-TOR-025 | Te0/0/0/14 | 10G SFP+ | 10000 | reserved
MH-DC-001-TOR-025 | Te0/0/0/15 | 10G SFP+ | 10000 | admin-down
MH-DC-001-TOR-025 | Te0/0/0/16 | 10G SFP+ | 10000 | admin-down
MH-DC-001-TOR-025 | Te0/0/0/17 | 10G SFP+ | 10000 | admin-down
MH-DC-001-TOR-025 | Te0/0/0/18 | 10G SFP+ | 10000 | admin-down
MH-DC-001-TOR-025 | Te0/0/0/19 | 10G SFP+ | 10000 | admin-down
MH-DC-001-TOR-025 | Te0/0/0/20 | 10G SFP+ | 10000 | admin-down
MH-DC-001-TOR-025 | Te0/0/0/21 | 10G SFP+ | 10000 | reserved
MH-DC-001-TOR-025 | Te0/0/0/22 | 10G SFP+ | 10000 | admin-down
MH-DC-001-TOR-025 | Te0/0/0/23 | 10G SFP+ | 10000 | admin-down
MH-DC-001-TOR-025 | Hu0/0/1/0 | 100G QSFP28 | 100000 | admin-down
MH-DC-001-TOR-025 | Hu0/0/1/1 | 100G QSFP28 | 100000 | admin-down
MH-DC-001-TOR-026 | xe-0/0/0 | 10G SFP+ | 10000 | admin-down
MH-DC-001-TOR-026 | xe-0/0/1 | 10G SFP+ | 10000 | admin-down
MH-DC-001-TOR-026 | xe-0/0/2 | 10G SFP+ | 10000 | admin-down
MH-DC-001-TOR-026 | xe-0/0/3 | 10G SFP+ | 10000 | admin-down
MH-DC-001-TOR-026 | xe-0/0/4 | 10G SFP+ | 10000 | admin-down
MH-DC-001-TOR-026 | xe-0/0/5 | 10G SFP+ | 10000 | admin-down
MH-DC-001-TOR-026 | xe-0/0/6 | 10G SFP+ | 10000 | admin-down
MH-DC-001-TOR-026 | xe-0/0/7 | 10G SFP+ | 10000 | admin-down
MH-DC-001-TOR-026 | xe-0/0/8 | 10G SFP+ | 10000 | admin-down
MH-DC-001-TOR-026 | xe-0/0/9 | 10G SFP+ | 10000 | admin-down
MH-DC-001-TOR-026 | xe-0/0/10 | 10G SFP+ | 10000 | admin-down
MH-DC-001-TOR-026 | xe-0/0/11 | 10G SFP+ | 10000 | admin-down
MH-DC-001-TOR-026 | xe-0/0/12 | 10G SFP+ | 10000 | admin-down
MH-DC-001-TOR-026 | xe-0/0/13 | 10G SFP+ | 10000 | admin-down
MH-DC-001-TOR-026 | xe-0/0/14 | 10G SFP+ | 10000 | admin-down
MH-DC-001-TOR-026 | xe-0/0/15 | 10G SFP+ | 10000 | admin-down
MH-DC-001-TOR-026 | xe-0/0/16 | 10G SFP+ | 10000 | admin-down
MH-DC-001-TOR-026 | xe-0/0/17 | 10G SFP+ | 10000 | admin-down
MH-DC-001-TOR-026 | xe-0/0/18 | 10G SFP+ | 10000 | admin-down
MH-DC-001-TOR-026 | xe-0/0/19 | 10G SFP+ | 10000 | admin-down
MH-DC-001-TOR-026 | xe-0/0/20 | 10G SFP+ | 10000 | admin-down
MH-DC-001-TOR-026 | xe-0/0/21 | 10G SFP+ | 10000 | admin-down
MH-DC-001-TOR-026 | xe-0/0/22 | 10G SFP+ | 10000 | admin-down
MH-DC-001-TOR-026 | xe-0/0/23 | 10G SFP+ | 10000 | admin-down
MH-DC-001-TOR-026 | et-0/1/0 | 100G QSFP28 | 100000 | admin-down
MH-DC-001-TOR-026 | et-0/1/1 | 100G QSFP28 | 100000 | admin-down
MH-DC-001-TOR-027 | xe-0/0/0 | 10G SFP+ | 10000 | admin-down
MH-DC-001-TOR-027 | xe-0/0/1 | 10G SFP+ | 10000 | admin-down
MH-DC-001-TOR-027 | xe-0/0/2 | 10G SFP+ | 10000 | admin-down
MH-DC-001-TOR-027 | xe-0/0/3 | 10G SFP+ | 10000 | admin-down
MH-DC-001-TOR-027 | xe-0/0/4 | 10G SFP+ | 10000 | admin-down
MH-DC-001-TOR-027 | xe-0/0/5 | 10G SFP+ | 10000 | admin-down
MH-DC-001-TOR-027 | xe-0/0/6 | 10G SFP+ | 10000 | admin-down
MH-DC-001-TOR-027 | xe-0/0/7 | 10G SFP+ | 10000 | reserved
MH-DC-001-TOR-027 | xe-0/0/8 | 10G SFP+ | 10000 | admin-down
MH-DC-001-TOR-027 | xe-0/0/9 | 10G SFP+ | 10000 | admin-down
MH-DC-001-TOR-027 | xe-0/0/10 | 10G SFP+ | 10000 | admin-down
MH-DC-001-TOR-027 | xe-0/0/11 | 10G SFP+ | 10000 | admin-down
MH-DC-001-TOR-027 | xe-0/0/12 | 10G SFP+ | 10000 | admin-down
MH-DC-001-TOR-027 | xe-0/0/13 | 10G SFP+ | 10000 | admin-down
MH-DC-001-TOR-027 | xe-0/0/14 | 10G SFP+ | 10000 | admin-down
MH-DC-001-TOR-027 | xe-0/0/15 | 10G SFP+ | 10000 | admin-down
MH-DC-001-TOR-027 | xe-0/0/16 | 10G SFP+ | 10000 | admin-down
MH-DC-001-TOR-027 | xe-0/0/17 | 10G SFP+ | 10000 | admin-down
MH-DC-001-TOR-027 | xe-0/0/18 | 10G SFP+ | 10000 | admin-down
MH-DC-001-TOR-027 | xe-0/0/19 | 10G SFP+ | 10000 | reserved
MH-DC-001-TOR-027 | xe-0/0/20 | 10G SFP+ | 10000 | admin-down
MH-DC-001-TOR-027 | xe-0/0/21 | 10G SFP+ | 10000 | reserved
MH-DC-001-TOR-027 | xe-0/0/22 | 10G SFP+ | 10000 | admin-down
MH-DC-001-TOR-027 | xe-0/0/23 | 10G SFP+ | 10000 | admin-down
MH-DC-001-TOR-027 | et-0/1/0 | 100G QSFP28 | 100000 | admin-down
MH-DC-001-TOR-027 | et-0/1/1 | 100G QSFP28 | 100000 | admin-down
MH-DC-001-TOR-028 | xe-0/0/0 | 10G SFP+ | 10000 | admin-down
MH-DC-001-TOR-028 | xe-0/0/1 | 10G SFP+ | 10000 | admin-down
MH-DC-001-TOR-028 | xe-0/0/2 | 10G SFP+ | 10000 | admin-down
MH-DC-001-TOR-028 | xe-0/0/3 | 10G SFP+ | 10000 | admin-down
MH-DC-001-TOR-028 | xe-0/0/4 | 10G SFP+ | 10000 | admin-down
MH-DC-001-TOR-028 | xe-0/0/5 | 10G SFP+ | 10000 | admin-down
MH-DC-001-TOR-028 | xe-0/0/6 | 10G SFP+ | 10000 | admin-down
MH-DC-001-TOR-028 | xe-0/0/7 | 10G SFP+ | 10000 | admin-down
MH-DC-001-TOR-028 | xe-0/0/8 | 10G SFP+ | 10000 | admin-down
MH-DC-001-TOR-028 | xe-0/0/9 | 10G SFP+ | 10000 | admin-down
MH-DC-001-TOR-028 | xe-0/0/10 | 10G SFP+ | 10000 | admin-down
MH-DC-001-TOR-028 | xe-0/0/11 | 10G SFP+ | 10000 | admin-down
MH-DC-001-TOR-028 | xe-0/0/12 | 10G SFP+ | 10000 | admin-down
MH-DC-001-TOR-028 | xe-0/0/13 | 10G SFP+ | 10000 | admin-down
MH-DC-001-TOR-028 | xe-0/0/14 | 10G SFP+ | 10000 | admin-down
MH-DC-001-TOR-028 | xe-0/0/15 | 10G SFP+ | 10000 | admin-down
MH-DC-001-TOR-028 | xe-0/0/16 | 10G SFP+ | 10000 | admin-down
MH-DC-001-TOR-028 | xe-0/0/17 | 10G SFP+ | 10000 | admin-down
MH-DC-001-TOR-028 | xe-0/0/18 | 10G SFP+ | 10000 | admin-down
MH-DC-001-TOR-028 | xe-0/0/19 | 10G SFP+ | 10000 | admin-down
MH-DC-001-TOR-028 | xe-0/0/20 | 10G SFP+ | 10000 | admin-down
MH-DC-001-TOR-028 | xe-0/0/21 | 10G SFP+ | 10000 | admin-down
MH-DC-001-TOR-028 | xe-0/0/22 | 10G SFP+ | 10000 | admin-down
MH-DC-001-TOR-028 | xe-0/0/23 | 10G SFP+ | 10000 | admin-down
MH-DC-001-TOR-028 | et-0/1/0 | 100G QSFP28 | 100000 | admin-down
MH-DC-001-TOR-028 | et-0/1/1 | 100G QSFP28 | 100000 | admin-down
MH-DC-001-TOR-029 | Ethernet1 | 10G SFP+ | 10000 | admin-down
MH-DC-001-TOR-029 | Ethernet2 | 10G SFP+ | 10000 | admin-down
MH-DC-001-TOR-029 | Ethernet3 | 10G SFP+ | 10000 | admin-down
MH-DC-001-TOR-029 | Ethernet4 | 10G SFP+ | 10000 | admin-down
MH-DC-001-TOR-029 | Ethernet5 | 10G SFP+ | 10000 | admin-down
MH-DC-001-TOR-029 | Ethernet6 | 10G SFP+ | 10000 | admin-down
MH-DC-001-TOR-029 | Ethernet7 | 10G SFP+ | 10000 | admin-down
MH-DC-001-TOR-029 | Ethernet8 | 10G SFP+ | 10000 | admin-down
MH-DC-001-TOR-029 | Ethernet9 | 10G SFP+ | 10000 | admin-down
MH-DC-001-TOR-029 | Ethernet10 | 10G SFP+ | 10000 | admin-down
MH-DC-001-TOR-029 | Ethernet11 | 10G SFP+ | 10000 | admin-down
MH-DC-001-TOR-029 | Ethernet12 | 10G SFP+ | 10000 | admin-down
MH-DC-001-TOR-029 | Ethernet13 | 10G SFP+ | 10000 | admin-down
MH-DC-001-TOR-029 | Ethernet14 | 10G SFP+ | 10000 | admin-down
MH-DC-001-TOR-029 | Ethernet15 | 10G SFP+ | 10000 | admin-down
MH-DC-001-TOR-029 | Ethernet16 | 10G SFP+ | 10000 | admin-down
MH-DC-001-TOR-029 | Ethernet17 | 10G SFP+ | 10000 | admin-down
MH-DC-001-TOR-029 | Ethernet18 | 10G SFP+ | 10000 | admin-down
MH-DC-001-TOR-029 | Ethernet19 | 10G SFP+ | 10000 | admin-down
MH-DC-001-TOR-029 | Ethernet20 | 10G SFP+ | 10000 | admin-down
MH-DC-001-TOR-029 | Ethernet21 | 10G SFP+ | 10000 | admin-down
MH-DC-001-TOR-029 | Ethernet22 | 10G SFP+ | 10000 | admin-down
MH-DC-001-TOR-029 | Ethernet23 | 10G SFP+ | 10000 | admin-down
MH-DC-001-TOR-029 | Ethernet24 | 10G SFP+ | 10000 | admin-down
MH-DC-001-TOR-029 | Ethernet49/1 | 100G QSFP28 | 100000 | admin-down
MH-DC-001-TOR-029 | Ethernet49/2 | 100G QSFP28 | 100000 | admin-down
MH-DC-001-TOR-030 | Ethernet1 | 10G SFP+ | 10000 | admin-down
MH-DC-001-TOR-030 | Ethernet2 | 10G SFP+ | 10000 | admin-down
MH-DC-001-TOR-030 | Ethernet3 | 10G SFP+ | 10000 | admin-down
MH-DC-001-TOR-030 | Ethernet4 | 10G SFP+ | 10000 | admin-down
MH-DC-001-TOR-030 | Ethernet5 | 10G SFP+ | 10000 | reserved
MH-DC-001-TOR-030 | Ethernet6 | 10G SFP+ | 10000 | admin-down
MH-DC-001-TOR-030 | Ethernet7 | 10G SFP+ | 10000 | admin-down
MH-DC-001-TOR-030 | Ethernet8 | 10G SFP+ | 10000 | admin-down
MH-DC-001-TOR-030 | Ethernet9 | 10G SFP+ | 10000 | admin-down
MH-DC-001-TOR-030 | Ethernet10 | 10G SFP+ | 10000 | admin-down
MH-DC-001-TOR-030 | Ethernet11 | 10G SFP+ | 10000 | admin-down
MH-DC-001-TOR-030 | Ethernet12 | 10G SFP+ | 10000 | admin-down
MH-DC-001-TOR-030 | Ethernet13 | 10G SFP+ | 10000 | admin-down
MH-DC-001-TOR-030 | Ethernet14 | 10G SFP+ | 10000 | admin-down
MH-DC-001-TOR-030 | Ethernet15 | 10G SFP+ | 10000 | admin-down
MH-DC-001-TOR-030 | Ethernet16 | 10G SFP+ | 10000 | admin-down
MH-DC-001-TOR-030 | Ethernet17 | 10G SFP+ | 10000 | admin-down
MH-DC-001-TOR-030 | Ethernet18 | 10G SFP+ | 10000 | admin-down
MH-DC-001-TOR-030 | Ethernet19 | 10G SFP+ | 10000 | admin-down
MH-DC-001-TOR-030 | Ethernet20 | 10G SFP+ | 10000 | admin-down
MH-DC-001-TOR-030 | Ethernet21 | 10G SFP+ | 10000 | admin-down
MH-DC-001-TOR-030 | Ethernet22 | 10G SFP+ | 10000 | admin-down
MH-DC-001-TOR-030 | Ethernet23 | 10G SFP+ | 10000 | admin-down
MH-DC-001-TOR-030 | Ethernet24 | 10G SFP+ | 10000 | admin-down
MH-DC-001-TOR-030 | Ethernet49/1 | 100G QSFP28 | 100000 | admin-down
MH-DC-001-TOR-030 | Ethernet49/2 | 100G QSFP28 | 100000 | admin-down
MH-DC-001-TOR-031 | Te0/0/0/0 | 10G SFP+ | 10000 | admin-down
MH-DC-001-TOR-031 | Te0/0/0/1 | 10G SFP+ | 10000 | admin-down
MH-DC-001-TOR-031 | Te0/0/0/2 | 10G SFP+ | 10000 | admin-down
MH-DC-001-TOR-031 | Te0/0/0/3 | 10G SFP+ | 10000 | admin-down
MH-DC-001-TOR-031 | Te0/0/0/4 | 10G SFP+ | 10000 | admin-down
MH-DC-001-TOR-031 | Te0/0/0/5 | 10G SFP+ | 10000 | reserved
MH-DC-001-TOR-031 | Te0/0/0/6 | 10G SFP+ | 10000 | reserved
MH-DC-001-TOR-031 | Te0/0/0/7 | 10G SFP+ | 10000 | admin-down
MH-DC-001-TOR-031 | Te0/0/0/8 | 10G SFP+ | 10000 | admin-down
MH-DC-001-TOR-031 | Te0/0/0/9 | 10G SFP+ | 10000 | reserved
MH-DC-001-TOR-031 | Te0/0/0/10 | 10G SFP+ | 10000 | admin-down
MH-DC-001-TOR-031 | Te0/0/0/11 | 10G SFP+ | 10000 | admin-down
MH-DC-001-TOR-031 | Te0/0/0/12 | 10G SFP+ | 10000 | admin-down
MH-DC-001-TOR-031 | Te0/0/0/13 | 10G SFP+ | 10000 | admin-down
MH-DC-001-TOR-031 | Te0/0/0/14 | 10G SFP+ | 10000 | admin-down
MH-DC-001-TOR-031 | Te0/0/0/15 | 10G SFP+ | 10000 | admin-down
MH-DC-001-TOR-031 | Te0/0/0/16 | 10G SFP+ | 10000 | reserved
MH-DC-001-TOR-031 | Te0/0/0/17 | 10G SFP+ | 10000 | admin-down
MH-DC-001-TOR-031 | Te0/0/0/18 | 10G SFP+ | 10000 | admin-down
MH-DC-001-TOR-031 | Te0/0/0/19 | 10G SFP+ | 10000 | admin-down
MH-DC-001-TOR-031 | Te0/0/0/20 | 10G SFP+ | 10000 | admin-down
MH-DC-001-TOR-031 | Te0/0/0/21 | 10G SFP+ | 10000 | admin-down
MH-DC-001-TOR-031 | Te0/0/0/22 | 10G SFP+ | 10000 | admin-down
MH-DC-001-TOR-031 | Te0/0/0/23 | 10G SFP+ | 10000 | admin-down
MH-DC-001-TOR-031 | Hu0/0/1/0 | 100G QSFP28 | 100000 | admin-down
MH-DC-001-TOR-031 | Hu0/0/1/1 | 100G QSFP28 | 100000 | admin-down
MH-DC-001-TOR-032 | Te0/0/0/0 | 10G SFP+ | 10000 | admin-down
MH-DC-001-TOR-032 | Te0/0/0/1 | 10G SFP+ | 10000 | admin-down
MH-DC-001-TOR-032 | Te0/0/0/2 | 10G SFP+ | 10000 | admin-down
MH-DC-001-TOR-032 | Te0/0/0/3 | 10G SFP+ | 10000 | admin-down
MH-DC-001-TOR-032 | Te0/0/0/4 | 10G SFP+ | 10000 | admin-down
MH-DC-001-TOR-032 | Te0/0/0/5 | 10G SFP+ | 10000 | admin-down
MH-DC-001-TOR-032 | Te0/0/0/6 | 10G SFP+ | 10000 | admin-down
MH-DC-001-TOR-032 | Te0/0/0/7 | 10G SFP+ | 10000 | admin-down
MH-DC-001-TOR-032 | Te0/0/0/8 | 10G SFP+ | 10000 | admin-down
MH-DC-001-TOR-032 | Te0/0/0/9 | 10G SFP+ | 10000 | admin-down
MH-DC-001-TOR-032 | Te0/0/0/10 | 10G SFP+ | 10000 | admin-down
MH-DC-001-TOR-032 | Te0/0/0/11 | 10G SFP+ | 10000 | admin-down
MH-DC-001-TOR-032 | Te0/0/0/12 | 10G SFP+ | 10000 | admin-down
MH-DC-001-TOR-032 | Te0/0/0/13 | 10G SFP+ | 10000 | admin-down
MH-DC-001-TOR-032 | Te0/0/0/14 | 10G SFP+ | 10000 | admin-down
MH-DC-001-TOR-032 | Te0/0/0/15 | 10G SFP+ | 10000 | admin-down
MH-DC-001-TOR-032 | Te0/0/0/16 | 10G SFP+ | 10000 | admin-down
MH-DC-001-TOR-032 | Te0/0/0/17 | 10G SFP+ | 10000 | admin-down
MH-DC-001-TOR-032 | Te0/0/0/18 | 10G SFP+ | 10000 | admin-down
MH-DC-001-TOR-032 | Te0/0/0/19 | 10G SFP+ | 10000 | admin-down
MH-DC-001-TOR-032 | Te0/0/0/20 | 10G SFP+ | 10000 | admin-down
MH-DC-001-TOR-032 | Te0/0/0/21 | 10G SFP+ | 10000 | admin-down
MH-DC-001-TOR-032 | Te0/0/0/22 | 10G SFP+ | 10000 | admin-down
MH-DC-001-TOR-032 | Te0/0/0/23 | 10G SFP+ | 10000 | admin-down
MH-DC-001-TOR-032 | Hu0/0/1/0 | 100G QSFP28 | 100000 | admin-down
MH-DC-001-TOR-032 | Hu0/0/1/1 | 100G QSFP28 | 100000 | admin-down
MH-DC-001-TOR-033 | Ethernet1 | 10G SFP+ | 10000 | admin-down
MH-DC-001-TOR-033 | Ethernet2 | 10G SFP+ | 10000 | admin-down
MH-DC-001-TOR-033 | Ethernet3 | 10G SFP+ | 10000 | admin-down
MH-DC-001-TOR-033 | Ethernet4 | 10G SFP+ | 10000 | admin-down
MH-DC-001-TOR-033 | Ethernet5 | 10G SFP+ | 10000 | admin-down
MH-DC-001-TOR-033 | Ethernet6 | 10G SFP+ | 10000 | admin-down
MH-DC-001-TOR-033 | Ethernet7 | 10G SFP+ | 10000 | admin-down
MH-DC-001-TOR-033 | Ethernet8 | 10G SFP+ | 10000 | admin-down
MH-DC-001-TOR-033 | Ethernet9 | 10G SFP+ | 10000 | admin-down
MH-DC-001-TOR-033 | Ethernet10 | 10G SFP+ | 10000 | admin-down
MH-DC-001-TOR-033 | Ethernet11 | 10G SFP+ | 10000 | admin-down
MH-DC-001-TOR-033 | Ethernet12 | 10G SFP+ | 10000 | admin-down
MH-DC-001-TOR-033 | Ethernet13 | 10G SFP+ | 10000 | admin-down
MH-DC-001-TOR-033 | Ethernet14 | 10G SFP+ | 10000 | admin-down
MH-DC-001-TOR-033 | Ethernet15 | 10G SFP+ | 10000 | admin-down
MH-DC-001-TOR-033 | Ethernet16 | 10G SFP+ | 10000 | admin-down
MH-DC-001-TOR-033 | Ethernet17 | 10G SFP+ | 10000 | admin-down
MH-DC-001-TOR-033 | Ethernet18 | 10G SFP+ | 10000 | admin-down
MH-DC-001-TOR-033 | Ethernet19 | 10G SFP+ | 10000 | admin-down
MH-DC-001-TOR-033 | Ethernet20 | 10G SFP+ | 10000 | admin-down
MH-DC-001-TOR-033 | Ethernet21 | 10G SFP+ | 10000 | admin-down
MH-DC-001-TOR-033 | Ethernet22 | 10G SFP+ | 10000 | admin-down
MH-DC-001-TOR-033 | Ethernet23 | 10G SFP+ | 10000 | admin-down
MH-DC-001-TOR-033 | Ethernet24 | 10G SFP+ | 10000 | admin-down
MH-DC-001-TOR-033 | Ethernet49/1 | 100G QSFP28 | 100000 | admin-down
MH-DC-001-TOR-033 | Ethernet49/2 | 100G QSFP28 | 100000 | reserved
MH-DC-001-TOR-034 | Ethernet1 | 10G SFP+ | 10000 | admin-down
MH-DC-001-TOR-034 | Ethernet2 | 10G SFP+ | 10000 | admin-down
MH-DC-001-TOR-034 | Ethernet3 | 10G SFP+ | 10000 | admin-down
MH-DC-001-TOR-034 | Ethernet4 | 10G SFP+ | 10000 | admin-down
MH-DC-001-TOR-034 | Ethernet5 | 10G SFP+ | 10000 | admin-down
MH-DC-001-TOR-034 | Ethernet6 | 10G SFP+ | 10000 | admin-down
MH-DC-001-TOR-034 | Ethernet7 | 10G SFP+ | 10000 | admin-down
MH-DC-001-TOR-034 | Ethernet8 | 10G SFP+ | 10000 | admin-down
MH-DC-001-TOR-034 | Ethernet9 | 10G SFP+ | 10000 | admin-down
MH-DC-001-TOR-034 | Ethernet10 | 10G SFP+ | 10000 | reserved
MH-DC-001-TOR-034 | Ethernet11 | 10G SFP+ | 10000 | admin-down
MH-DC-001-TOR-034 | Ethernet12 | 10G SFP+ | 10000 | admin-down
MH-DC-001-TOR-034 | Ethernet13 | 10G SFP+ | 10000 | reserved
MH-DC-001-TOR-034 | Ethernet14 | 10G SFP+ | 10000 | admin-down
MH-DC-001-TOR-034 | Ethernet15 | 10G SFP+ | 10000 | admin-down
MH-DC-001-TOR-034 | Ethernet16 | 10G SFP+ | 10000 | admin-down
MH-DC-001-TOR-034 | Ethernet17 | 10G SFP+ | 10000 | admin-down
MH-DC-001-TOR-034 | Ethernet18 | 10G SFP+ | 10000 | admin-down
MH-DC-001-TOR-034 | Ethernet19 | 10G SFP+ | 10000 | admin-down
MH-DC-001-TOR-034 | Ethernet20 | 10G SFP+ | 10000 | admin-down
MH-DC-001-TOR-034 | Ethernet21 | 10G SFP+ | 10000 | admin-down
MH-DC-001-TOR-034 | Ethernet22 | 10G SFP+ | 10000 | admin-down
MH-DC-001-TOR-034 | Ethernet23 | 10G SFP+ | 10000 | admin-down
MH-DC-001-TOR-034 | Ethernet24 | 10G SFP+ | 10000 | admin-down
MH-DC-001-TOR-034 | Ethernet49/1 | 100G QSFP28 | 100000 | admin-down
MH-DC-001-TOR-034 | Ethernet49/2 | 100G QSFP28 | 100000 | admin-down
MH-DC-001-TOR-035 | xe-0/0/0 | 10G SFP+ | 10000 | admin-down
MH-DC-001-TOR-035 | xe-0/0/1 | 10G SFP+ | 10000 | admin-down
MH-DC-001-TOR-035 | xe-0/0/2 | 10G SFP+ | 10000 | admin-down
MH-DC-001-TOR-035 | xe-0/0/3 | 10G SFP+ | 10000 | reserved
MH-DC-001-TOR-035 | xe-0/0/4 | 10G SFP+ | 10000 | admin-down
MH-DC-001-TOR-035 | xe-0/0/5 | 10G SFP+ | 10000 | admin-down
MH-DC-001-TOR-035 | xe-0/0/6 | 10G SFP+ | 10000 | reserved
MH-DC-001-TOR-035 | xe-0/0/7 | 10G SFP+ | 10000 | admin-down
MH-DC-001-TOR-035 | xe-0/0/8 | 10G SFP+ | 10000 | admin-down
MH-DC-001-TOR-035 | xe-0/0/9 | 10G SFP+ | 10000 | admin-down
MH-DC-001-TOR-035 | xe-0/0/10 | 10G SFP+ | 10000 | admin-down
MH-DC-001-TOR-035 | xe-0/0/11 | 10G SFP+ | 10000 | admin-down
MH-DC-001-TOR-035 | xe-0/0/12 | 10G SFP+ | 10000 | admin-down
MH-DC-001-TOR-035 | xe-0/0/13 | 10G SFP+ | 10000 | admin-down
MH-DC-001-TOR-035 | xe-0/0/14 | 10G SFP+ | 10000 | admin-down
MH-DC-001-TOR-035 | xe-0/0/15 | 10G SFP+ | 10000 | admin-down
MH-DC-001-TOR-035 | xe-0/0/16 | 10G SFP+ | 10000 | admin-down
MH-DC-001-TOR-035 | xe-0/0/17 | 10G SFP+ | 10000 | admin-down
MH-DC-001-TOR-035 | xe-0/0/18 | 10G SFP+ | 10000 | admin-down
MH-DC-001-TOR-035 | xe-0/0/19 | 10G SFP+ | 10000 | admin-down
MH-DC-001-TOR-035 | xe-0/0/20 | 10G SFP+ | 10000 | admin-down
MH-DC-001-TOR-035 | xe-0/0/21 | 10G SFP+ | 10000 | admin-down
MH-DC-001-TOR-035 | xe-0/0/22 | 10G SFP+ | 10000 | admin-down
MH-DC-001-TOR-035 | xe-0/0/23 | 10G SFP+ | 10000 | admin-down
MH-DC-001-TOR-035 | et-0/1/0 | 100G QSFP28 | 100000 | admin-down
MH-DC-001-TOR-035 | et-0/1/1 | 100G QSFP28 | 100000 | admin-down
MH-DC-001-TOR-036 | xe-0/0/0 | 10G SFP+ | 10000 | admin-down
MH-DC-001-TOR-036 | xe-0/0/1 | 10G SFP+ | 10000 | admin-down
MH-DC-001-TOR-036 | xe-0/0/2 | 10G SFP+ | 10000 | admin-down
MH-DC-001-TOR-036 | xe-0/0/3 | 10G SFP+ | 10000 | admin-down
MH-DC-001-TOR-036 | xe-0/0/4 | 10G SFP+ | 10000 | admin-down
MH-DC-001-TOR-036 | xe-0/0/5 | 10G SFP+ | 10000 | admin-down
MH-DC-001-TOR-036 | xe-0/0/6 | 10G SFP+ | 10000 | admin-down
MH-DC-001-TOR-036 | xe-0/0/7 | 10G SFP+ | 10000 | admin-down
MH-DC-001-TOR-036 | xe-0/0/8 | 10G SFP+ | 10000 | reserved
MH-DC-001-TOR-036 | xe-0/0/9 | 10G SFP+ | 10000 | admin-down
MH-DC-001-TOR-036 | xe-0/0/10 | 10G SFP+ | 10000 | admin-down
MH-DC-001-TOR-036 | xe-0/0/11 | 10G SFP+ | 10000 | admin-down
MH-DC-001-TOR-036 | xe-0/0/12 | 10G SFP+ | 10000 | admin-down
MH-DC-001-TOR-036 | xe-0/0/13 | 10G SFP+ | 10000 | admin-down
MH-DC-001-TOR-036 | xe-0/0/14 | 10G SFP+ | 10000 | admin-down
MH-DC-001-TOR-036 | xe-0/0/15 | 10G SFP+ | 10000 | admin-down
MH-DC-001-TOR-036 | xe-0/0/16 | 10G SFP+ | 10000 | admin-down
MH-DC-001-TOR-036 | xe-0/0/17 | 10G SFP+ | 10000 | admin-down
MH-DC-001-TOR-036 | xe-0/0/18 | 10G SFP+ | 10000 | admin-down
MH-DC-001-TOR-036 | xe-0/0/19 | 10G SFP+ | 10000 | reserved
MH-DC-001-TOR-036 | xe-0/0/20 | 10G SFP+ | 10000 | admin-down
MH-DC-001-TOR-036 | xe-0/0/21 | 10G SFP+ | 10000 | admin-down
MH-DC-001-TOR-036 | xe-0/0/22 | 10G SFP+ | 10000 | admin-down
MH-DC-001-TOR-036 | xe-0/0/23 | 10G SFP+ | 10000 | admin-down
MH-DC-001-TOR-036 | et-0/1/0 | 100G QSFP28 | 100000 | admin-down
MH-DC-001-TOR-036 | et-0/1/1 | 100G QSFP28 | 100000 | admin-down
MH-DC-001-TOR-037 | Ethernet1 | 10G SFP+ | 10000 | admin-down
MH-DC-001-TOR-037 | Ethernet2 | 10G SFP+ | 10000 | admin-down
MH-DC-001-TOR-037 | Ethernet3 | 10G SFP+ | 10000 | admin-down
MH-DC-001-TOR-037 | Ethernet4 | 10G SFP+ | 10000 | admin-down
MH-DC-001-TOR-037 | Ethernet5 | 10G SFP+ | 10000 | admin-down
MH-DC-001-TOR-037 | Ethernet6 | 10G SFP+ | 10000 | admin-down
MH-DC-001-TOR-037 | Ethernet7 | 10G SFP+ | 10000 | admin-down
MH-DC-001-TOR-037 | Ethernet8 | 10G SFP+ | 10000 | admin-down
MH-DC-001-TOR-037 | Ethernet9 | 10G SFP+ | 10000 | admin-down
MH-DC-001-TOR-037 | Ethernet10 | 10G SFP+ | 10000 | admin-down
MH-DC-001-TOR-037 | Ethernet11 | 10G SFP+ | 10000 | admin-down
MH-DC-001-TOR-037 | Ethernet12 | 10G SFP+ | 10000 | admin-down
MH-DC-001-TOR-037 | Ethernet13 | 10G SFP+ | 10000 | admin-down
MH-DC-001-TOR-037 | Ethernet14 | 10G SFP+ | 10000 | admin-down
MH-DC-001-TOR-037 | Ethernet15 | 10G SFP+ | 10000 | admin-down
MH-DC-001-TOR-037 | Ethernet16 | 10G SFP+ | 10000 | admin-down
MH-DC-001-TOR-037 | Ethernet17 | 10G SFP+ | 10000 | admin-down
MH-DC-001-TOR-037 | Ethernet18 | 10G SFP+ | 10000 | reserved
MH-DC-001-TOR-037 | Ethernet19 | 10G SFP+ | 10000 | admin-down
MH-DC-001-TOR-037 | Ethernet20 | 10G SFP+ | 10000 | admin-down
MH-DC-001-TOR-037 | Ethernet21 | 10G SFP+ | 10000 | admin-down
MH-DC-001-TOR-037 | Ethernet22 | 10G SFP+ | 10000 | admin-down
MH-DC-001-TOR-037 | Ethernet23 | 10G SFP+ | 10000 | admin-down
MH-DC-001-TOR-037 | Ethernet24 | 10G SFP+ | 10000 | admin-down
MH-DC-001-TOR-037 | Ethernet49/1 | 100G QSFP28 | 100000 | admin-down
MH-DC-001-TOR-037 | Ethernet49/2 | 100G QSFP28 | 100000 | admin-down
MH-DC-001-TOR-038 | Ethernet1 | 10G SFP+ | 10000 | admin-down
MH-DC-001-TOR-038 | Ethernet2 | 10G SFP+ | 10000 | admin-down
MH-DC-001-TOR-038 | Ethernet3 | 10G SFP+ | 10000 | admin-down
MH-DC-001-TOR-038 | Ethernet4 | 10G SFP+ | 10000 | admin-down
MH-DC-001-TOR-038 | Ethernet5 | 10G SFP+ | 10000 | admin-down
MH-DC-001-TOR-038 | Ethernet6 | 10G SFP+ | 10000 | admin-down
MH-DC-001-TOR-038 | Ethernet7 | 10G SFP+ | 10000 | admin-down
MH-DC-001-TOR-038 | Ethernet8 | 10G SFP+ | 10000 | admin-down
MH-DC-001-TOR-038 | Ethernet9 | 10G SFP+ | 10000 | admin-down
MH-DC-001-TOR-038 | Ethernet10 | 10G SFP+ | 10000 | admin-down
MH-DC-001-TOR-038 | Ethernet11 | 10G SFP+ | 10000 | admin-down
MH-DC-001-TOR-038 | Ethernet12 | 10G SFP+ | 10000 | admin-down
MH-DC-001-TOR-038 | Ethernet13 | 10G SFP+ | 10000 | admin-down
MH-DC-001-TOR-038 | Ethernet14 | 10G SFP+ | 10000 | admin-down
MH-DC-001-TOR-038 | Ethernet15 | 10G SFP+ | 10000 | admin-down
MH-DC-001-TOR-038 | Ethernet16 | 10G SFP+ | 10000 | admin-down
MH-DC-001-TOR-038 | Ethernet17 | 10G SFP+ | 10000 | admin-down
MH-DC-001-TOR-038 | Ethernet18 | 10G SFP+ | 10000 | admin-down
MH-DC-001-TOR-038 | Ethernet19 | 10G SFP+ | 10000 | admin-down
MH-DC-001-TOR-038 | Ethernet20 | 10G SFP+ | 10000 | admin-down
MH-DC-001-TOR-038 | Ethernet21 | 10G SFP+ | 10000 | admin-down
MH-DC-001-TOR-038 | Ethernet22 | 10G SFP+ | 10000 | admin-down
MH-DC-001-TOR-038 | Ethernet23 | 10G SFP+ | 10000 | admin-down
MH-DC-001-TOR-038 | Ethernet24 | 10G SFP+ | 10000 | admin-down
MH-DC-001-TOR-038 | Ethernet49/1 | 100G QSFP28 | 100000 | admin-down
MH-DC-001-TOR-038 | Ethernet49/2 | 100G QSFP28 | 100000 | admin-down
MH-DC-001-TOR-039 | Te0/0/0/0 | 10G SFP+ | 10000 | admin-down
MH-DC-001-TOR-039 | Te0/0/0/1 | 10G SFP+ | 10000 | admin-down
MH-DC-001-TOR-039 | Te0/0/0/2 | 10G SFP+ | 10000 | admin-down
MH-DC-001-TOR-039 | Te0/0/0/3 | 10G SFP+ | 10000 | admin-down
MH-DC-001-TOR-039 | Te0/0/0/4 | 10G SFP+ | 10000 | admin-down
MH-DC-001-TOR-039 | Te0/0/0/5 | 10G SFP+ | 10000 | admin-down
MH-DC-001-TOR-039 | Te0/0/0/6 | 10G SFP+ | 10000 | admin-down
MH-DC-001-TOR-039 | Te0/0/0/7 | 10G SFP+ | 10000 | admin-down
MH-DC-001-TOR-039 | Te0/0/0/8 | 10G SFP+ | 10000 | reserved
MH-DC-001-TOR-039 | Te0/0/0/9 | 10G SFP+ | 10000 | admin-down
MH-DC-001-TOR-039 | Te0/0/0/10 | 10G SFP+ | 10000 | admin-down
MH-DC-001-TOR-039 | Te0/0/0/11 | 10G SFP+ | 10000 | admin-down
MH-DC-001-TOR-039 | Te0/0/0/12 | 10G SFP+ | 10000 | admin-down
MH-DC-001-TOR-039 | Te0/0/0/13 | 10G SFP+ | 10000 | admin-down
MH-DC-001-TOR-039 | Te0/0/0/14 | 10G SFP+ | 10000 | admin-down
MH-DC-001-TOR-039 | Te0/0/0/15 | 10G SFP+ | 10000 | admin-down
MH-DC-001-TOR-039 | Te0/0/0/16 | 10G SFP+ | 10000 | admin-down
MH-DC-001-TOR-039 | Te0/0/0/17 | 10G SFP+ | 10000 | admin-down
MH-DC-001-TOR-039 | Te0/0/0/18 | 10G SFP+ | 10000 | admin-down
MH-DC-001-TOR-039 | Te0/0/0/19 | 10G SFP+ | 10000 | admin-down
MH-DC-001-TOR-039 | Te0/0/0/20 | 10G SFP+ | 10000 | admin-down
MH-DC-001-TOR-039 | Te0/0/0/21 | 10G SFP+ | 10000 | admin-down
MH-DC-001-TOR-039 | Te0/0/0/22 | 10G SFP+ | 10000 | admin-down
MH-DC-001-TOR-039 | Te0/0/0/23 | 10G SFP+ | 10000 | admin-down
MH-DC-001-TOR-039 | Hu0/0/1/0 | 100G QSFP28 | 100000 | admin-down
MH-DC-001-TOR-039 | Hu0/0/1/1 | 100G QSFP28 | 100000 | admin-down
MH-DC-001-TOR-040 | Ethernet1 | 10G SFP+ | 10000 | admin-down
MH-DC-001-TOR-040 | Ethernet2 | 10G SFP+ | 10000 | admin-down
MH-DC-001-TOR-040 | Ethernet3 | 10G SFP+ | 10000 | admin-down
MH-DC-001-TOR-040 | Ethernet4 | 10G SFP+ | 10000 | admin-down
MH-DC-001-TOR-040 | Ethernet5 | 10G SFP+ | 10000 | admin-down
MH-DC-001-TOR-040 | Ethernet6 | 10G SFP+ | 10000 | admin-down
MH-DC-001-TOR-040 | Ethernet7 | 10G SFP+ | 10000 | admin-down
MH-DC-001-TOR-040 | Ethernet8 | 10G SFP+ | 10000 | admin-down
MH-DC-001-TOR-040 | Ethernet9 | 10G SFP+ | 10000 | admin-down
MH-DC-001-TOR-040 | Ethernet10 | 10G SFP+ | 10000 | admin-down
MH-DC-001-TOR-040 | Ethernet11 | 10G SFP+ | 10000 | admin-down
MH-DC-001-TOR-040 | Ethernet12 | 10G SFP+ | 10000 | admin-down
MH-DC-001-TOR-040 | Ethernet13 | 10G SFP+ | 10000 | admin-down
MH-DC-001-TOR-040 | Ethernet14 | 10G SFP+ | 10000 | admin-down
MH-DC-001-TOR-040 | Ethernet15 | 10G SFP+ | 10000 | admin-down
MH-DC-001-TOR-040 | Ethernet16 | 10G SFP+ | 10000 | admin-down
MH-DC-001-TOR-040 | Ethernet17 | 10G SFP+ | 10000 | admin-down
MH-DC-001-TOR-040 | Ethernet18 | 10G SFP+ | 10000 | admin-down
MH-DC-001-TOR-040 | Ethernet19 | 10G SFP+ | 10000 | admin-down
MH-DC-001-TOR-040 | Ethernet20 | 10G SFP+ | 10000 | admin-down
MH-DC-001-TOR-040 | Ethernet21 | 10G SFP+ | 10000 | admin-down
MH-DC-001-TOR-040 | Ethernet22 | 10G SFP+ | 10000 | reserved
MH-DC-001-TOR-040 | Ethernet23 | 10G SFP+ | 10000 | admin-down
MH-DC-001-TOR-040 | Ethernet24 | 10G SFP+ | 10000 | admin-down
MH-DC-001-TOR-040 | Ethernet49/1 | 100G QSFP28 | 100000 | admin-down
MH-DC-001-TOR-040 | Ethernet49/2 | 100G QSFP28 | 100000 | admin-down
MH-DC-001-TOR-041 | xe-0/0/0 | 10G SFP+ | 10000 | admin-down
MH-DC-001-TOR-041 | xe-0/0/1 | 10G SFP+ | 10000 | admin-down
MH-DC-001-TOR-041 | xe-0/0/2 | 10G SFP+ | 10000 | admin-down
MH-DC-001-TOR-041 | xe-0/0/3 | 10G SFP+ | 10000 | reserved
MH-DC-001-TOR-041 | xe-0/0/4 | 10G SFP+ | 10000 | admin-down
MH-DC-001-TOR-041 | xe-0/0/5 | 10G SFP+ | 10000 | admin-down
MH-DC-001-TOR-041 | xe-0/0/6 | 10G SFP+ | 10000 | admin-down
MH-DC-001-TOR-041 | xe-0/0/7 | 10G SFP+ | 10000 | admin-down
MH-DC-001-TOR-041 | xe-0/0/8 | 10G SFP+ | 10000 | admin-down
MH-DC-001-TOR-041 | xe-0/0/9 | 10G SFP+ | 10000 | admin-down
MH-DC-001-TOR-041 | xe-0/0/10 | 10G SFP+ | 10000 | admin-down
MH-DC-001-TOR-041 | xe-0/0/11 | 10G SFP+ | 10000 | admin-down
MH-DC-001-TOR-041 | xe-0/0/12 | 10G SFP+ | 10000 | admin-down
MH-DC-001-TOR-041 | xe-0/0/13 | 10G SFP+ | 10000 | admin-down
MH-DC-001-TOR-041 | xe-0/0/14 | 10G SFP+ | 10000 | admin-down
MH-DC-001-TOR-041 | xe-0/0/15 | 10G SFP+ | 10000 | admin-down
MH-DC-001-TOR-041 | xe-0/0/16 | 10G SFP+ | 10000 | admin-down
MH-DC-001-TOR-041 | xe-0/0/17 | 10G SFP+ | 10000 | admin-down
MH-DC-001-TOR-041 | xe-0/0/18 | 10G SFP+ | 10000 | admin-down
MH-DC-001-TOR-041 | xe-0/0/19 | 10G SFP+ | 10000 | admin-down
MH-DC-001-TOR-041 | xe-0/0/20 | 10G SFP+ | 10000 | admin-down
MH-DC-001-TOR-041 | xe-0/0/21 | 10G SFP+ | 10000 | admin-down
MH-DC-001-TOR-041 | xe-0/0/22 | 10G SFP+ | 10000 | admin-down
MH-DC-001-TOR-041 | xe-0/0/23 | 10G SFP+ | 10000 | reserved
MH-DC-001-TOR-041 | et-0/1/0 | 100G QSFP28 | 100000 | admin-down
MH-DC-001-TOR-041 | et-0/1/1 | 100G QSFP28 | 100000 | admin-down
MH-DC-001-TOR-042 | xe-0/0/0 | 10G SFP+ | 10000 | admin-down
MH-DC-001-TOR-042 | xe-0/0/1 | 10G SFP+ | 10000 | admin-down
MH-DC-001-TOR-042 | xe-0/0/2 | 10G SFP+ | 10000 | admin-down
MH-DC-001-TOR-042 | xe-0/0/3 | 10G SFP+ | 10000 | admin-down
MH-DC-001-TOR-042 | xe-0/0/4 | 10G SFP+ | 10000 | reserved
MH-DC-001-TOR-042 | xe-0/0/5 | 10G SFP+ | 10000 | admin-down
MH-DC-001-TOR-042 | xe-0/0/6 | 10G SFP+ | 10000 | admin-down
MH-DC-001-TOR-042 | xe-0/0/7 | 10G SFP+ | 10000 | admin-down
MH-DC-001-TOR-042 | xe-0/0/8 | 10G SFP+ | 10000 | admin-down
MH-DC-001-TOR-042 | xe-0/0/9 | 10G SFP+ | 10000 | admin-down
MH-DC-001-TOR-042 | xe-0/0/10 | 10G SFP+ | 10000 | admin-down
MH-DC-001-TOR-042 | xe-0/0/11 | 10G SFP+ | 10000 | admin-down
MH-DC-001-TOR-042 | xe-0/0/12 | 10G SFP+ | 10000 | admin-down
MH-DC-001-TOR-042 | xe-0/0/13 | 10G SFP+ | 10000 | admin-down
MH-DC-001-TOR-042 | xe-0/0/14 | 10G SFP+ | 10000 | admin-down
MH-DC-001-TOR-042 | xe-0/0/15 | 10G SFP+ | 10000 | admin-down
MH-DC-001-TOR-042 | xe-0/0/16 | 10G SFP+ | 10000 | admin-down
MH-DC-001-TOR-042 | xe-0/0/17 | 10G SFP+ | 10000 | admin-down
MH-DC-001-TOR-042 | xe-0/0/18 | 10G SFP+ | 10000 | admin-down
MH-DC-001-TOR-042 | xe-0/0/19 | 10G SFP+ | 10000 | admin-down
MH-DC-001-TOR-042 | xe-0/0/20 | 10G SFP+ | 10000 | admin-down
MH-DC-001-TOR-042 | xe-0/0/21 | 10G SFP+ | 10000 | admin-down
MH-DC-001-TOR-042 | xe-0/0/22 | 10G SFP+ | 10000 | admin-down
MH-DC-001-TOR-042 | xe-0/0/23 | 10G SFP+ | 10000 | admin-down
MH-DC-001-TOR-042 | et-0/1/0 | 100G QSFP28 | 100000 | admin-down
MH-DC-001-TOR-042 | et-0/1/1 | 100G QSFP28 | 100000 | admin-down
MH-DC-001-TOR-043 | xe-0/0/0 | 10G SFP+ | 10000 | admin-down
MH-DC-001-TOR-043 | xe-0/0/1 | 10G SFP+ | 10000 | admin-down
MH-DC-001-TOR-043 | xe-0/0/2 | 10G SFP+ | 10000 | admin-down
MH-DC-001-TOR-043 | xe-0/0/3 | 10G SFP+ | 10000 | admin-down
MH-DC-001-TOR-043 | xe-0/0/4 | 10G SFP+ | 10000 | admin-down
MH-DC-001-TOR-043 | xe-0/0/5 | 10G SFP+ | 10000 | admin-down
MH-DC-001-TOR-043 | xe-0/0/6 | 10G SFP+ | 10000 | admin-down
MH-DC-001-TOR-043 | xe-0/0/7 | 10G SFP+ | 10000 | admin-down
MH-DC-001-TOR-043 | xe-0/0/8 | 10G SFP+ | 10000 | admin-down
MH-DC-001-TOR-043 | xe-0/0/9 | 10G SFP+ | 10000 | admin-down
MH-DC-001-TOR-043 | xe-0/0/10 | 10G SFP+ | 10000 | admin-down
MH-DC-001-TOR-043 | xe-0/0/11 | 10G SFP+ | 10000 | admin-down
MH-DC-001-TOR-043 | xe-0/0/12 | 10G SFP+ | 10000 | admin-down
MH-DC-001-TOR-043 | xe-0/0/13 | 10G SFP+ | 10000 | admin-down
MH-DC-001-TOR-043 | xe-0/0/14 | 10G SFP+ | 10000 | admin-down
MH-DC-001-TOR-043 | xe-0/0/15 | 10G SFP+ | 10000 | admin-down
MH-DC-001-TOR-043 | xe-0/0/16 | 10G SFP+ | 10000 | admin-down
MH-DC-001-TOR-043 | xe-0/0/17 | 10G SFP+ | 10000 | admin-down
MH-DC-001-TOR-043 | xe-0/0/18 | 10G SFP+ | 10000 | admin-down
MH-DC-001-TOR-043 | xe-0/0/19 | 10G SFP+ | 10000 | admin-down
MH-DC-001-TOR-043 | xe-0/0/20 | 10G SFP+ | 10000 | admin-down
MH-DC-001-TOR-043 | xe-0/0/21 | 10G SFP+ | 10000 | admin-down
MH-DC-001-TOR-043 | xe-0/0/22 | 10G SFP+ | 10000 | admin-down
MH-DC-001-TOR-043 | xe-0/0/23 | 10G SFP+ | 10000 | admin-down
MH-DC-001-TOR-043 | et-0/1/0 | 100G QSFP28 | 100000 | admin-down
MH-DC-001-TOR-043 | et-0/1/1 | 100G QSFP28 | 100000 | admin-down
MH-DC-001-TOR-044 | Ethernet1 | 10G SFP+ | 10000 | admin-down
MH-DC-001-TOR-044 | Ethernet2 | 10G SFP+ | 10000 | admin-down
MH-DC-001-TOR-044 | Ethernet3 | 10G SFP+ | 10000 | admin-down
MH-DC-001-TOR-044 | Ethernet4 | 10G SFP+ | 10000 | reserved
MH-DC-001-TOR-044 | Ethernet5 | 10G SFP+ | 10000 | admin-down
MH-DC-001-TOR-044 | Ethernet6 | 10G SFP+ | 10000 | admin-down
MH-DC-001-TOR-044 | Ethernet7 | 10G SFP+ | 10000 | admin-down
MH-DC-001-TOR-044 | Ethernet8 | 10G SFP+ | 10000 | admin-down
MH-DC-001-TOR-044 | Ethernet9 | 10G SFP+ | 10000 | admin-down
MH-DC-001-TOR-044 | Ethernet10 | 10G SFP+ | 10000 | admin-down
MH-DC-001-TOR-044 | Ethernet11 | 10G SFP+ | 10000 | admin-down
MH-DC-001-TOR-044 | Ethernet12 | 10G SFP+ | 10000 | admin-down
MH-DC-001-TOR-044 | Ethernet13 | 10G SFP+ | 10000 | admin-down
MH-DC-001-TOR-044 | Ethernet14 | 10G SFP+ | 10000 | admin-down
MH-DC-001-TOR-044 | Ethernet15 | 10G SFP+ | 10000 | admin-down
MH-DC-001-TOR-044 | Ethernet16 | 10G SFP+ | 10000 | admin-down
MH-DC-001-TOR-044 | Ethernet17 | 10G SFP+ | 10000 | admin-down
MH-DC-001-TOR-044 | Ethernet18 | 10G SFP+ | 10000 | admin-down
MH-DC-001-TOR-044 | Ethernet19 | 10G SFP+ | 10000 | admin-down
MH-DC-001-TOR-044 | Ethernet20 | 10G SFP+ | 10000 | admin-down
MH-DC-001-TOR-044 | Ethernet21 | 10G SFP+ | 10000 | reserved
MH-DC-001-TOR-044 | Ethernet22 | 10G SFP+ | 10000 | admin-down
MH-DC-001-TOR-044 | Ethernet23 | 10G SFP+ | 10000 | admin-down
MH-DC-001-TOR-044 | Ethernet24 | 10G SFP+ | 10000 | admin-down
MH-DC-001-TOR-044 | Ethernet49/1 | 100G QSFP28 | 100000 | admin-down
MH-DC-001-TOR-044 | Ethernet49/2 | 100G QSFP28 | 100000 | admin-down
MH-DC-001-TOR-045 | xe-0/0/0 | 10G SFP+ | 10000 | admin-down
MH-DC-001-TOR-045 | xe-0/0/1 | 10G SFP+ | 10000 | admin-down
MH-DC-001-TOR-045 | xe-0/0/2 | 10G SFP+ | 10000 | admin-down
MH-DC-001-TOR-045 | xe-0/0/3 | 10G SFP+ | 10000 | admin-down
MH-DC-001-TOR-045 | xe-0/0/4 | 10G SFP+ | 10000 | admin-down
MH-DC-001-TOR-045 | xe-0/0/5 | 10G SFP+ | 10000 | admin-down
MH-DC-001-TOR-045 | xe-0/0/6 | 10G SFP+ | 10000 | admin-down
MH-DC-001-TOR-045 | xe-0/0/7 | 10G SFP+ | 10000 | admin-down
MH-DC-001-TOR-045 | xe-0/0/8 | 10G SFP+ | 10000 | admin-down
MH-DC-001-TOR-045 | xe-0/0/9 | 10G SFP+ | 10000 | admin-down
MH-DC-001-TOR-045 | xe-0/0/10 | 10G SFP+ | 10000 | admin-down
MH-DC-001-TOR-045 | xe-0/0/11 | 10G SFP+ | 10000 | admin-down
MH-DC-001-TOR-045 | xe-0/0/12 | 10G SFP+ | 10000 | admin-down
MH-DC-001-TOR-045 | xe-0/0/13 | 10G SFP+ | 10000 | admin-down
MH-DC-001-TOR-045 | xe-0/0/14 | 10G SFP+ | 10000 | admin-down
MH-DC-001-TOR-045 | xe-0/0/15 | 10G SFP+ | 10000 | admin-down
MH-DC-001-TOR-045 | xe-0/0/16 | 10G SFP+ | 10000 | admin-down
MH-DC-001-TOR-045 | xe-0/0/17 | 10G SFP+ | 10000 | admin-down
MH-DC-001-TOR-045 | xe-0/0/18 | 10G SFP+ | 10000 | admin-down
MH-DC-001-TOR-045 | xe-0/0/19 | 10G SFP+ | 10000 | admin-down
MH-DC-001-TOR-045 | xe-0/0/20 | 10G SFP+ | 10000 | admin-down
MH-DC-001-TOR-045 | xe-0/0/21 | 10G SFP+ | 10000 | admin-down
MH-DC-001-TOR-045 | xe-0/0/22 | 10G SFP+ | 10000 | admin-down
MH-DC-001-TOR-045 | xe-0/0/23 | 10G SFP+ | 10000 | admin-down
MH-DC-001-TOR-045 | et-0/1/0 | 100G QSFP28 | 100000 | admin-down
MH-DC-001-TOR-045 | et-0/1/1 | 100G QSFP28 | 100000 | admin-down
MH-DC-001-TOR-046 | Te0/0/0/0 | 10G SFP+ | 10000 | admin-down
MH-DC-001-TOR-046 | Te0/0/0/1 | 10G SFP+ | 10000 | admin-down
MH-DC-001-TOR-046 | Te0/0/0/2 | 10G SFP+ | 10000 | admin-down
MH-DC-001-TOR-046 | Te0/0/0/3 | 10G SFP+ | 10000 | admin-down
MH-DC-001-TOR-046 | Te0/0/0/4 | 10G SFP+ | 10000 | reserved
MH-DC-001-TOR-046 | Te0/0/0/5 | 10G SFP+ | 10000 | admin-down
MH-DC-001-TOR-046 | Te0/0/0/6 | 10G SFP+ | 10000 | admin-down
MH-DC-001-TOR-046 | Te0/0/0/7 | 10G SFP+ | 10000 | admin-down
MH-DC-001-TOR-046 | Te0/0/0/8 | 10G SFP+ | 10000 | reserved
MH-DC-001-TOR-046 | Te0/0/0/9 | 10G SFP+ | 10000 | admin-down
MH-DC-001-TOR-046 | Te0/0/0/10 | 10G SFP+ | 10000 | admin-down
MH-DC-001-TOR-046 | Te0/0/0/11 | 10G SFP+ | 10000 | admin-down
MH-DC-001-TOR-046 | Te0/0/0/12 | 10G SFP+ | 10000 | admin-down
MH-DC-001-TOR-046 | Te0/0/0/13 | 10G SFP+ | 10000 | admin-down
MH-DC-001-TOR-046 | Te0/0/0/14 | 10G SFP+ | 10000 | admin-down
MH-DC-001-TOR-046 | Te0/0/0/15 | 10G SFP+ | 10000 | admin-down
MH-DC-001-TOR-046 | Te0/0/0/16 | 10G SFP+ | 10000 | admin-down
MH-DC-001-TOR-046 | Te0/0/0/17 | 10G SFP+ | 10000 | admin-down
MH-DC-001-TOR-046 | Te0/0/0/18 | 10G SFP+ | 10000 | admin-down
MH-DC-001-TOR-046 | Te0/0/0/19 | 10G SFP+ | 10000 | admin-down
MH-DC-001-TOR-046 | Te0/0/0/20 | 10G SFP+ | 10000 | admin-down
MH-DC-001-TOR-046 | Te0/0/0/21 | 10G SFP+ | 10000 | admin-down
MH-DC-001-TOR-046 | Te0/0/0/22 | 10G SFP+ | 10000 | admin-down
MH-DC-001-TOR-046 | Te0/0/0/23 | 10G SFP+ | 10000 | admin-down
MH-DC-001-TOR-046 | Hu0/0/1/0 | 100G QSFP28 | 100000 | admin-down
MH-DC-001-TOR-046 | Hu0/0/1/1 | 100G QSFP28 | 100000 | admin-down
MH-DC-001-TOR-047 | Te0/0/0/0 | 10G SFP+ | 10000 | reserved
MH-DC-001-TOR-047 | Te0/0/0/1 | 10G SFP+ | 10000 | admin-down
MH-DC-001-TOR-047 | Te0/0/0/2 | 10G SFP+ | 10000 | admin-down
MH-DC-001-TOR-047 | Te0/0/0/3 | 10G SFP+ | 10000 | admin-down
MH-DC-001-TOR-047 | Te0/0/0/4 | 10G SFP+ | 10000 | admin-down
MH-DC-001-TOR-047 | Te0/0/0/5 | 10G SFP+ | 10000 | admin-down
MH-DC-001-TOR-047 | Te0/0/0/6 | 10G SFP+ | 10000 | admin-down
MH-DC-001-TOR-047 | Te0/0/0/7 | 10G SFP+ | 10000 | admin-down
MH-DC-001-TOR-047 | Te0/0/0/8 | 10G SFP+ | 10000 | admin-down
MH-DC-001-TOR-047 | Te0/0/0/9 | 10G SFP+ | 10000 | admin-down
MH-DC-001-TOR-047 | Te0/0/0/10 | 10G SFP+ | 10000 | admin-down
MH-DC-001-TOR-047 | Te0/0/0/11 | 10G SFP+ | 10000 | admin-down
MH-DC-001-TOR-047 | Te0/0/0/12 | 10G SFP+ | 10000 | admin-down
MH-DC-001-TOR-047 | Te0/0/0/13 | 10G SFP+ | 10000 | admin-down
MH-DC-001-TOR-047 | Te0/0/0/14 | 10G SFP+ | 10000 | admin-down
MH-DC-001-TOR-047 | Te0/0/0/15 | 10G SFP+ | 10000 | admin-down
MH-DC-001-TOR-047 | Te0/0/0/16 | 10G SFP+ | 10000 | admin-down
MH-DC-001-TOR-047 | Te0/0/0/17 | 10G SFP+ | 10000 | reserved
MH-DC-001-TOR-047 | Te0/0/0/18 | 10G SFP+ | 10000 | admin-down
MH-DC-001-TOR-047 | Te0/0/0/19 | 10G SFP+ | 10000 | admin-down
MH-DC-001-TOR-047 | Te0/0/0/20 | 10G SFP+ | 10000 | admin-down
MH-DC-001-TOR-047 | Te0/0/0/21 | 10G SFP+ | 10000 | admin-down
MH-DC-001-TOR-047 | Te0/0/0/22 | 10G SFP+ | 10000 | admin-down
MH-DC-001-TOR-047 | Te0/0/0/23 | 10G SFP+ | 10000 | admin-down
MH-DC-001-TOR-047 | Hu0/0/1/0 | 100G QSFP28 | 100000 | admin-down
MH-DC-001-TOR-047 | Hu0/0/1/1 | 100G QSFP28 | 100000 | admin-down
MH-DC-001-TOR-048 | xe-0/0/0 | 10G SFP+ | 10000 | admin-down
MH-DC-001-TOR-048 | xe-0/0/1 | 10G SFP+ | 10000 | admin-down
MH-DC-001-TOR-048 | xe-0/0/2 | 10G SFP+ | 10000 | admin-down
MH-DC-001-TOR-048 | xe-0/0/3 | 10G SFP+ | 10000 | reserved
MH-DC-001-TOR-048 | xe-0/0/4 | 10G SFP+ | 10000 | admin-down
MH-DC-001-TOR-048 | xe-0/0/5 | 10G SFP+ | 10000 | admin-down
MH-DC-001-TOR-048 | xe-0/0/6 | 10G SFP+ | 10000 | admin-down
MH-DC-001-TOR-048 | xe-0/0/7 | 10G SFP+ | 10000 | admin-down
MH-DC-001-TOR-048 | xe-0/0/8 | 10G SFP+ | 10000 | admin-down
MH-DC-001-TOR-048 | xe-0/0/9 | 10G SFP+ | 10000 | admin-down
MH-DC-001-TOR-048 | xe-0/0/10 | 10G SFP+ | 10000 | admin-down
MH-DC-001-TOR-048 | xe-0/0/11 | 10G SFP+ | 10000 | admin-down
MH-DC-001-TOR-048 | xe-0/0/12 | 10G SFP+ | 10000 | admin-down
MH-DC-001-TOR-048 | xe-0/0/13 | 10G SFP+ | 10000 | admin-down
MH-DC-001-TOR-048 | xe-0/0/14 | 10G SFP+ | 10000 | admin-down
MH-DC-001-TOR-048 | xe-0/0/15 | 10G SFP+ | 10000 | admin-down
MH-DC-001-TOR-048 | xe-0/0/16 | 10G SFP+ | 10000 | admin-down
MH-DC-001-TOR-048 | xe-0/0/17 | 10G SFP+ | 10000 | admin-down
MH-DC-001-TOR-048 | xe-0/0/18 | 10G SFP+ | 10000 | admin-down
MH-DC-001-TOR-048 | xe-0/0/19 | 10G SFP+ | 10000 | admin-down
MH-DC-001-TOR-048 | xe-0/0/20 | 10G SFP+ | 10000 | admin-down
MH-DC-001-TOR-048 | xe-0/0/21 | 10G SFP+ | 10000 | reserved
MH-DC-001-TOR-048 | xe-0/0/22 | 10G SFP+ | 10000 | admin-down
MH-DC-001-TOR-048 | xe-0/0/23 | 10G SFP+ | 10000 | admin-down
MH-DC-001-TOR-048 | et-0/1/0 | 100G QSFP28 | 100000 | admin-down
MH-DC-001-TOR-048 | et-0/1/1 | 100G QSFP28 | 100000 | admin-down
MH-DC-001-TOR-049 | Te0/0/0/0 | 10G SFP+ | 10000 | admin-down
MH-DC-001-TOR-049 | Te0/0/0/1 | 10G SFP+ | 10000 | admin-down
MH-DC-001-TOR-049 | Te0/0/0/2 | 10G SFP+ | 10000 | reserved
MH-DC-001-TOR-049 | Te0/0/0/3 | 10G SFP+ | 10000 | admin-down
MH-DC-001-TOR-049 | Te0/0/0/4 | 10G SFP+ | 10000 | admin-down
MH-DC-001-TOR-049 | Te0/0/0/5 | 10G SFP+ | 10000 | admin-down
MH-DC-001-TOR-049 | Te0/0/0/6 | 10G SFP+ | 10000 | admin-down
MH-DC-001-TOR-049 | Te0/0/0/7 | 10G SFP+ | 10000 | admin-down
MH-DC-001-TOR-049 | Te0/0/0/8 | 10G SFP+ | 10000 | admin-down
MH-DC-001-TOR-049 | Te0/0/0/9 | 10G SFP+ | 10000 | admin-down
MH-DC-001-TOR-049 | Te0/0/0/10 | 10G SFP+ | 10000 | admin-down
MH-DC-001-TOR-049 | Te0/0/0/11 | 10G SFP+ | 10000 | admin-down
MH-DC-001-TOR-049 | Te0/0/0/12 | 10G SFP+ | 10000 | admin-down
MH-DC-001-TOR-049 | Te0/0/0/13 | 10G SFP+ | 10000 | admin-down
MH-DC-001-TOR-049 | Te0/0/0/14 | 10G SFP+ | 10000 | admin-down
MH-DC-001-TOR-049 | Te0/0/0/15 | 10G SFP+ | 10000 | admin-down
MH-DC-001-TOR-049 | Te0/0/0/16 | 10G SFP+ | 10000 | admin-down
MH-DC-001-TOR-049 | Te0/0/0/17 | 10G SFP+ | 10000 | admin-down
MH-DC-001-TOR-049 | Te0/0/0/18 | 10G SFP+ | 10000 | admin-down
MH-DC-001-TOR-049 | Te0/0/0/19 | 10G SFP+ | 10000 | admin-down
MH-DC-001-TOR-049 | Te0/0/0/20 | 10G SFP+ | 10000 | admin-down
MH-DC-001-TOR-049 | Te0/0/0/21 | 10G SFP+ | 10000 | admin-down
MH-DC-001-TOR-049 | Te0/0/0/22 | 10G SFP+ | 10000 | admin-down
MH-DC-001-TOR-049 | Te0/0/0/23 | 10G SFP+ | 10000 | reserved
MH-DC-001-TOR-049 | Hu0/0/1/0 | 100G QSFP28 | 100000 | admin-down
MH-DC-001-TOR-049 | Hu0/0/1/1 | 100G QSFP28 | 100000 | admin-down
MH-DC-001-TOR-050 | xe-0/0/0 | 10G SFP+ | 10000 | admin-down
MH-DC-001-TOR-050 | xe-0/0/1 | 10G SFP+ | 10000 | admin-down
MH-DC-001-TOR-050 | xe-0/0/2 | 10G SFP+ | 10000 | admin-down
MH-DC-001-TOR-050 | xe-0/0/3 | 10G SFP+ | 10000 | admin-down
MH-DC-001-TOR-050 | xe-0/0/4 | 10G SFP+ | 10000 | admin-down
MH-DC-001-TOR-050 | xe-0/0/5 | 10G SFP+ | 10000 | admin-down
MH-DC-001-TOR-050 | xe-0/0/6 | 10G SFP+ | 10000 | admin-down
MH-DC-001-TOR-050 | xe-0/0/7 | 10G SFP+ | 10000 | reserved
MH-DC-001-TOR-050 | xe-0/0/8 | 10G SFP+ | 10000 | admin-down
MH-DC-001-TOR-050 | xe-0/0/9 | 10G SFP+ | 10000 | admin-down
MH-DC-001-TOR-050 | xe-0/0/10 | 10G SFP+ | 10000 | admin-down
MH-DC-001-TOR-050 | xe-0/0/11 | 10G SFP+ | 10000 | admin-down
MH-DC-001-TOR-050 | xe-0/0/12 | 10G SFP+ | 10000 | admin-down
MH-DC-001-TOR-050 | xe-0/0/13 | 10G SFP+ | 10000 | admin-down
MH-DC-001-TOR-050 | xe-0/0/14 | 10G SFP+ | 10000 | admin-down
MH-DC-001-TOR-050 | xe-0/0/15 | 10G SFP+ | 10000 | admin-down
MH-DC-001-TOR-050 | xe-0/0/16 | 10G SFP+ | 10000 | admin-down
MH-DC-001-TOR-050 | xe-0/0/17 | 10G SFP+ | 10000 | admin-down
MH-DC-001-TOR-050 | xe-0/0/18 | 10G SFP+ | 10000 | reserved
MH-DC-001-TOR-050 | xe-0/0/19 | 10G SFP+ | 10000 | admin-down
MH-DC-001-TOR-050 | xe-0/0/20 | 10G SFP+ | 10000 | admin-down
MH-DC-001-TOR-050 | xe-0/0/21 | 10G SFP+ | 10000 | admin-down
MH-DC-001-TOR-050 | xe-0/0/22 | 10G SFP+ | 10000 | admin-down
MH-DC-001-TOR-050 | xe-0/0/23 | 10G SFP+ | 10000 | admin-down
MH-DC-001-TOR-050 | et-0/1/0 | 100G QSFP28 | 100000 | admin-down
MH-DC-001-TOR-050 | et-0/1/1 | 100G QSFP28 | 100000 | admin-down
MH-DC-001-TOR-051 | Te0/0/0/0 | 10G SFP+ | 10000 | admin-down
MH-DC-001-TOR-051 | Te0/0/0/1 | 10G SFP+ | 10000 | reserved
MH-DC-001-TOR-051 | Te0/0/0/2 | 10G SFP+ | 10000 | admin-down
MH-DC-001-TOR-051 | Te0/0/0/3 | 10G SFP+ | 10000 | admin-down
MH-DC-001-TOR-051 | Te0/0/0/4 | 10G SFP+ | 10000 | admin-down
MH-DC-001-TOR-051 | Te0/0/0/5 | 10G SFP+ | 10000 | admin-down
MH-DC-001-TOR-051 | Te0/0/0/6 | 10G SFP+ | 10000 | admin-down
MH-DC-001-TOR-051 | Te0/0/0/7 | 10G SFP+ | 10000 | admin-down
MH-DC-001-TOR-051 | Te0/0/0/8 | 10G SFP+ | 10000 | admin-down
MH-DC-001-TOR-051 | Te0/0/0/9 | 10G SFP+ | 10000 | admin-down
MH-DC-001-TOR-051 | Te0/0/0/10 | 10G SFP+ | 10000 | admin-down
MH-DC-001-TOR-051 | Te0/0/0/11 | 10G SFP+ | 10000 | admin-down
MH-DC-001-TOR-051 | Te0/0/0/12 | 10G SFP+ | 10000 | admin-down
MH-DC-001-TOR-051 | Te0/0/0/13 | 10G SFP+ | 10000 | admin-down
MH-DC-001-TOR-051 | Te0/0/0/14 | 10G SFP+ | 10000 | admin-down
MH-DC-001-TOR-051 | Te0/0/0/15 | 10G SFP+ | 10000 | admin-down
MH-DC-001-TOR-051 | Te0/0/0/16 | 10G SFP+ | 10000 | admin-down
MH-DC-001-TOR-051 | Te0/0/0/17 | 10G SFP+ | 10000 | admin-down
MH-DC-001-TOR-051 | Te0/0/0/18 | 10G SFP+ | 10000 | admin-down
MH-DC-001-TOR-051 | Te0/0/0/19 | 10G SFP+ | 10000 | admin-down
MH-DC-001-TOR-051 | Te0/0/0/20 | 10G SFP+ | 10000 | admin-down
MH-DC-001-TOR-051 | Te0/0/0/21 | 10G SFP+ | 10000 | admin-down
MH-DC-001-TOR-051 | Te0/0/0/22 | 10G SFP+ | 10000 | admin-down
MH-DC-001-TOR-051 | Te0/0/0/23 | 10G SFP+ | 10000 | admin-down
MH-DC-001-TOR-051 | Hu0/0/1/0 | 100G QSFP28 | 100000 | admin-down
MH-DC-001-TOR-051 | Hu0/0/1/1 | 100G QSFP28 | 100000 | admin-down
MH-DC-001-TOR-052 | Te0/0/0/0 | 10G SFP+ | 10000 | admin-down
MH-DC-001-TOR-052 | Te0/0/0/1 | 10G SFP+ | 10000 | admin-down
MH-DC-001-TOR-052 | Te0/0/0/2 | 10G SFP+ | 10000 | admin-down
MH-DC-001-TOR-052 | Te0/0/0/3 | 10G SFP+ | 10000 | admin-down
MH-DC-001-TOR-052 | Te0/0/0/4 | 10G SFP+ | 10000 | admin-down
MH-DC-001-TOR-052 | Te0/0/0/5 | 10G SFP+ | 10000 | admin-down
MH-DC-001-TOR-052 | Te0/0/0/6 | 10G SFP+ | 10000 | admin-down
MH-DC-001-TOR-052 | Te0/0/0/7 | 10G SFP+ | 10000 | admin-down
MH-DC-001-TOR-052 | Te0/0/0/8 | 10G SFP+ | 10000 | admin-down
MH-DC-001-TOR-052 | Te0/0/0/9 | 10G SFP+ | 10000 | admin-down
MH-DC-001-TOR-052 | Te0/0/0/10 | 10G SFP+ | 10000 | admin-down
MH-DC-001-TOR-052 | Te0/0/0/11 | 10G SFP+ | 10000 | admin-down
MH-DC-001-TOR-052 | Te0/0/0/12 | 10G SFP+ | 10000 | admin-down
MH-DC-001-TOR-052 | Te0/0/0/13 | 10G SFP+ | 10000 | admin-down
MH-DC-001-TOR-052 | Te0/0/0/14 | 10G SFP+ | 10000 | admin-down
MH-DC-001-TOR-052 | Te0/0/0/15 | 10G SFP+ | 10000 | admin-down
MH-DC-001-TOR-052 | Te0/0/0/16 | 10G SFP+ | 10000 | admin-down
MH-DC-001-TOR-052 | Te0/0/0/17 | 10G SFP+ | 10000 | admin-down
MH-DC-001-TOR-052 | Te0/0/0/18 | 10G SFP+ | 10000 | admin-down
MH-DC-001-TOR-052 | Te0/0/0/19 | 10G SFP+ | 10000 | admin-down
MH-DC-001-TOR-052 | Te0/0/0/20 | 10G SFP+ | 10000 | admin-down
MH-DC-001-TOR-052 | Te0/0/0/21 | 10G SFP+ | 10000 | admin-down
MH-DC-001-TOR-052 | Te0/0/0/22 | 10G SFP+ | 10000 | admin-down
MH-DC-001-TOR-052 | Te0/0/0/23 | 10G SFP+ | 10000 | admin-down
MH-DC-001-TOR-052 | Hu0/0/1/0 | 100G QSFP28 | 100000 | admin-down
MH-DC-001-TOR-052 | Hu0/0/1/1 | 100G QSFP28 | 100000 | admin-down
MH-DC-001-TOR-053 | Te0/0/0/0 | 10G SFP+ | 10000 | admin-down
MH-DC-001-TOR-053 | Te0/0/0/1 | 10G SFP+ | 10000 | admin-down
MH-DC-001-TOR-053 | Te0/0/0/2 | 10G SFP+ | 10000 | admin-down
MH-DC-001-TOR-053 | Te0/0/0/3 | 10G SFP+ | 10000 | admin-down
MH-DC-001-TOR-053 | Te0/0/0/4 | 10G SFP+ | 10000 | admin-down
MH-DC-001-TOR-053 | Te0/0/0/5 | 10G SFP+ | 10000 | admin-down
MH-DC-001-TOR-053 | Te0/0/0/6 | 10G SFP+ | 10000 | admin-down
MH-DC-001-TOR-053 | Te0/0/0/7 | 10G SFP+ | 10000 | admin-down
MH-DC-001-TOR-053 | Te0/0/0/8 | 10G SFP+ | 10000 | admin-down
MH-DC-001-TOR-053 | Te0/0/0/9 | 10G SFP+ | 10000 | admin-down
MH-DC-001-TOR-053 | Te0/0/0/10 | 10G SFP+ | 10000 | admin-down
MH-DC-001-TOR-053 | Te0/0/0/11 | 10G SFP+ | 10000 | admin-down
MH-DC-001-TOR-053 | Te0/0/0/12 | 10G SFP+ | 10000 | admin-down
MH-DC-001-TOR-053 | Te0/0/0/13 | 10G SFP+ | 10000 | admin-down
MH-DC-001-TOR-053 | Te0/0/0/14 | 10G SFP+ | 10000 | reserved
MH-DC-001-TOR-053 | Te0/0/0/15 | 10G SFP+ | 10000 | admin-down
MH-DC-001-TOR-053 | Te0/0/0/16 | 10G SFP+ | 10000 | admin-down
MH-DC-001-TOR-053 | Te0/0/0/17 | 10G SFP+ | 10000 | admin-down
MH-DC-001-TOR-053 | Te0/0/0/18 | 10G SFP+ | 10000 | admin-down
MH-DC-001-TOR-053 | Te0/0/0/19 | 10G SFP+ | 10000 | admin-down
MH-DC-001-TOR-053 | Te0/0/0/20 | 10G SFP+ | 10000 | admin-down
MH-DC-001-TOR-053 | Te0/0/0/21 | 10G SFP+ | 10000 | admin-down
MH-DC-001-TOR-053 | Te0/0/0/22 | 10G SFP+ | 10000 | reserved
MH-DC-001-TOR-053 | Te0/0/0/23 | 10G SFP+ | 10000 | admin-down
MH-DC-001-TOR-053 | Hu0/0/1/0 | 100G QSFP28 | 100000 | admin-down
MH-DC-001-TOR-053 | Hu0/0/1/1 | 100G QSFP28 | 100000 | admin-down
MH-DC-001-TOR-054 | Ethernet1 | 10G SFP+ | 10000 | admin-down
MH-DC-001-TOR-054 | Ethernet2 | 10G SFP+ | 10000 | admin-down
MH-DC-001-TOR-054 | Ethernet3 | 10G SFP+ | 10000 | admin-down
MH-DC-001-TOR-054 | Ethernet4 | 10G SFP+ | 10000 | admin-down
MH-DC-001-TOR-054 | Ethernet5 | 10G SFP+ | 10000 | admin-down
MH-DC-001-TOR-054 | Ethernet6 | 10G SFP+ | 10000 | admin-down
MH-DC-001-TOR-054 | Ethernet7 | 10G SFP+ | 10000 | admin-down
MH-DC-001-TOR-054 | Ethernet8 | 10G SFP+ | 10000 | admin-down
MH-DC-001-TOR-054 | Ethernet9 | 10G SFP+ | 10000 | admin-down
MH-DC-001-TOR-054 | Ethernet10 | 10G SFP+ | 10000 | admin-down
MH-DC-001-TOR-054 | Ethernet11 | 10G SFP+ | 10000 | admin-down
MH-DC-001-TOR-054 | Ethernet12 | 10G SFP+ | 10000 | admin-down
MH-DC-001-TOR-054 | Ethernet13 | 10G SFP+ | 10000 | reserved
MH-DC-001-TOR-054 | Ethernet14 | 10G SFP+ | 10000 | admin-down
MH-DC-001-TOR-054 | Ethernet15 | 10G SFP+ | 10000 | admin-down
MH-DC-001-TOR-054 | Ethernet16 | 10G SFP+ | 10000 | admin-down
MH-DC-001-TOR-054 | Ethernet17 | 10G SFP+ | 10000 | admin-down
MH-DC-001-TOR-054 | Ethernet18 | 10G SFP+ | 10000 | admin-down
MH-DC-001-TOR-054 | Ethernet19 | 10G SFP+ | 10000 | admin-down
MH-DC-001-TOR-054 | Ethernet20 | 10G SFP+ | 10000 | admin-down
MH-DC-001-TOR-054 | Ethernet21 | 10G SFP+ | 10000 | admin-down
MH-DC-001-TOR-054 | Ethernet22 | 10G SFP+ | 10000 | admin-down
MH-DC-001-TOR-054 | Ethernet23 | 10G SFP+ | 10000 | admin-down
MH-DC-001-TOR-054 | Ethernet24 | 10G SFP+ | 10000 | admin-down
MH-DC-001-TOR-054 | Ethernet49/1 | 100G QSFP28 | 100000 | admin-down
MH-DC-001-TOR-054 | Ethernet49/2 | 100G QSFP28 | 100000 | reserved
MH-DC-001-TOR-055 | Te0/0/0/0 | 10G SFP+ | 10000 | admin-down
MH-DC-001-TOR-055 | Te0/0/0/1 | 10G SFP+ | 10000 | admin-down
MH-DC-001-TOR-055 | Te0/0/0/2 | 10G SFP+ | 10000 | admin-down
MH-DC-001-TOR-055 | Te0/0/0/3 | 10G SFP+ | 10000 | admin-down
MH-DC-001-TOR-055 | Te0/0/0/4 | 10G SFP+ | 10000 | admin-down
MH-DC-001-TOR-055 | Te0/0/0/5 | 10G SFP+ | 10000 | admin-down
MH-DC-001-TOR-055 | Te0/0/0/6 | 10G SFP+ | 10000 | admin-down
MH-DC-001-TOR-055 | Te0/0/0/7 | 10G SFP+ | 10000 | admin-down
MH-DC-001-TOR-055 | Te0/0/0/8 | 10G SFP+ | 10000 | admin-down
MH-DC-001-TOR-055 | Te0/0/0/9 | 10G SFP+ | 10000 | admin-down
MH-DC-001-TOR-055 | Te0/0/0/10 | 10G SFP+ | 10000 | admin-down
MH-DC-001-TOR-055 | Te0/0/0/11 | 10G SFP+ | 10000 | admin-down
MH-DC-001-TOR-055 | Te0/0/0/12 | 10G SFP+ | 10000 | admin-down
MH-DC-001-TOR-055 | Te0/0/0/13 | 10G SFP+ | 10000 | admin-down
MH-DC-001-TOR-055 | Te0/0/0/14 | 10G SFP+ | 10000 | admin-down
MH-DC-001-TOR-055 | Te0/0/0/15 | 10G SFP+ | 10000 | admin-down
MH-DC-001-TOR-055 | Te0/0/0/16 | 10G SFP+ | 10000 | admin-down
MH-DC-001-TOR-055 | Te0/0/0/17 | 10G SFP+ | 10000 | reserved
MH-DC-001-TOR-055 | Te0/0/0/18 | 10G SFP+ | 10000 | admin-down
MH-DC-001-TOR-055 | Te0/0/0/19 | 10G SFP+ | 10000 | admin-down
MH-DC-001-TOR-055 | Te0/0/0/20 | 10G SFP+ | 10000 | admin-down
MH-DC-001-TOR-055 | Te0/0/0/21 | 10G SFP+ | 10000 | admin-down
MH-DC-001-TOR-055 | Te0/0/0/22 | 10G SFP+ | 10000 | admin-down
MH-DC-001-TOR-055 | Te0/0/0/23 | 10G SFP+ | 10000 | admin-down
MH-DC-001-TOR-055 | Hu0/0/1/0 | 100G QSFP28 | 100000 | admin-down
MH-DC-001-TOR-055 | Hu0/0/1/1 | 100G QSFP28 | 100000 | admin-down
MH-DC-001-NMS-01 | eth0 | 10G SFP+ | 10000 | up | Access to MH-DC-001-ACC-01 | SFP-10G-LR
MH-DC-001-NMS-01 | eth1 | 10G SFP+ | 10000 | up | Access to MH-DC-001-ACC-02 | SFP-10G-LR
MH-DC-001-NMS-02 | eth0 | 10G SFP+ | 10000 | up | Access to MH-DC-001-ACC-01 | SFP-10G-LR
MH-DC-001-NMS-02 | eth1 | 10G SFP+ | 10000 | up | Access to MH-DC-001-ACC-02 | SFP-10G-LR
MH-DC-001-AAA-01 | eth0 | 10G SFP+ | 10000 | up | Access to MH-DC-001-ACC-01 | SFP-10G-LR
MH-DC-001-AAA-01 | eth1 | 10G SFP+ | 10000 | up | Access to MH-DC-001-ACC-02 | SFP-10G-LR
MH-DC-001-AAA-02 | eth0 | 10G SFP+ | 10000 | up | Access to MH-DC-001-ACC-01 | SFP-10G-LR
MH-DC-001-AAA-02 | eth1 | 10G SFP+ | 10000 | up | Access to MH-DC-001-ACC-02 | SFP-10G-LR
MH-DC-001-DNS-01 | eth0 | 10G SFP+ | 10000 | up | Access to MH-DC-001-ACC-01 | SFP-10G-LR
MH-DC-001-DNS-01 | eth1 | 10G SFP+ | 10000 | up | Access to MH-DC-001-ACC-02 | SFP-10G-LR
MH-DC-001-DNS-02 | eth0 | 10G SFP+ | 10000 | up | Access to MH-DC-001-ACC-01 | SFP-10G-LR
MH-DC-001-DNS-02 | eth1 | 10G SFP+ | 10000 | up | Access to MH-DC-001-ACC-02 | SFP-10G-LR
MH-DC-001-JMP-01 | eth0 | 10G SFP+ | 10000 | up | Access to MH-DC-001-ACC-01 | SFP-10G-LR
MH-DC-001-JMP-01 | eth1 | 10G SFP+ | 10000 | up | Access to MH-DC-001-ACC-02 | SFP-10G-LR
MH-DC-001-JMP-02 | eth0 | 10G SFP+ | 10000 | up | Access to MH-DC-001-ACC-01 | SFP-10G-LR
MH-DC-001-JMP-02 | eth1 | 10G SFP+ | 10000 | up | Access to MH-DC-001-ACC-02 | SFP-10G-LR
MH-DC-001-BKP-01 | eth0 | 10G SFP+ | 10000 | up | Access to MH-DC-001-ACC-01 | SFP-10G-LR
MH-DC-001-BKP-01 | eth1 | 10G SFP+ | 10000 | up | Access to MH-DC-001-ACC-02 | SFP-10G-LR
MH-DC-001-BKP-02 | eth0 | 10G SFP+ | 10000 | up | Access to MH-DC-001-ACC-01 | SFP-10G-LR
MH-DC-001-BKP-02 | eth1 | 10G SFP+ | 10000 | up | Access to MH-DC-001-ACC-02 | SFP-10G-LR
MH-DC-001-OSS-01 | eth0 | 10G SFP+ | 10000 | up | Access to MH-DC-001-ACC-01 | SFP-10G-LR
MH-DC-001-OSS-01 | eth1 | 10G SFP+ | 10000 | up | Access to MH-DC-001-ACC-02 | SFP-10G-LR
MH-DC-001-OSS-02 | eth0 | 10G SFP+ | 10000 | up | Access to MH-DC-001-ACC-01 | SFP-10G-LR
MH-DC-001-OSS-02 | eth1 | 10G SFP+ | 10000 | up | Access to MH-DC-001-ACC-02 | SFP-10G-LR
MH-DC-001-OSS-03 | eth0 | 10G SFP+ | 10000 | up | Access to MH-DC-001-ACC-01 | SFP-10G-LR
MH-DC-001-OSS-03 | eth1 | 10G SFP+ | 10000 | up | Access to MH-DC-001-ACC-02 | SFP-10G-LR
MH-DC-001-OSS-04 | eth0 | 10G SFP+ | 10000 | up | Access to MH-DC-001-ACC-01 | SFP-10G-LR
MH-DC-001-OSS-04 | eth1 | 10G SFP+ | 10000 | up | Access to MH-DC-001-ACC-02 | SFP-10G-LR
MH-DC-001-BSS-01 | eth0 | 10G SFP+ | 10000 | up | Access to MH-DC-001-ACC-01 | SFP-10G-LR
MH-DC-001-BSS-01 | eth1 | 10G SFP+ | 10000 | up | Access to MH-DC-001-ACC-02 | SFP-10G-LR
MH-DC-001-BSS-02 | eth0 | 10G SFP+ | 10000 | up | Access to MH-DC-001-ACC-01 | SFP-10G-LR
MH-DC-001-BSS-02 | eth1 | 10G SFP+ | 10000 | up | Access to MH-DC-001-ACC-02 | SFP-10G-LR
MH-DC-001-BSS-03 | eth0 | 10G SFP+ | 10000 | up | Access to MH-DC-001-ACC-03 | SFP-10G-LR
MH-DC-001-BSS-03 | eth1 | 10G SFP+ | 10000 | up | Access to MH-DC-001-ACC-04 | SFP-10G-LR
MH-DC-001-BSS-04 | eth0 | 10G SFP+ | 10000 | up | Access to MH-DC-001-ACC-03 | SFP-10G-LR
MH-DC-001-BSS-04 | eth1 | 10G SFP+ | 10000 | up | Access to MH-DC-001-ACC-04 | SFP-10G-LR
MH-DC-001-IMS-01 | eth0 | 10G SFP+ | 10000 | up | Access to MH-DC-001-ACC-03 | SFP-10G-LR
MH-DC-001-IMS-01 | eth1 | 10G SFP+ | 10000 | up | Access to MH-DC-001-ACC-04 | SFP-10G-LR
MH-DC-001-IMS-02 | eth0 | 10G SFP+ | 10000 | up | Access to MH-DC-001-ACC-03 | SFP-10G-LR
MH-DC-001-IMS-02 | eth1 | 10G SFP+ | 10000 | up | Access to MH-DC-001-ACC-04 | SFP-10G-LR
MH-DC-001-IMS-03 | eth0 | 10G SFP+ | 10000 | up | Access to MH-DC-001-ACC-03 | SFP-10G-LR
MH-DC-001-IMS-03 | eth1 | 10G SFP+ | 10000 | up | Access to MH-DC-001-ACC-04 | SFP-10G-LR
MH-DC-001-IMS-04 | eth0 | 10G SFP+ | 10000 | up | Access to MH-DC-001-ACC-03 | SFP-10G-LR
MH-DC-001-IMS-04 | eth1 | 10G SFP+ | 10000 | up | Access to MH-DC-001-ACC-04 | SFP-10G-LR
MH-DC-001-NFVI-CP-01 | eth0 | 10G SFP+ | 10000 | up | Access to MH-DC-001-ACC-03 | SFP-10G-LR
MH-DC-001-NFVI-CP-01 | eth1 | 10G SFP+ | 10000 | up | Access to MH-DC-001-ACC-04 | SFP-10G-LR
MH-DC-001-NFVI-CP-02 | eth0 | 10G SFP+ | 10000 | up | Access to MH-DC-001-ACC-03 | SFP-10G-LR
MH-DC-001-NFVI-CP-02 | eth1 | 10G SFP+ | 10000 | up | Access to MH-DC-001-ACC-04 | SFP-10G-LR
MH-DC-001-NFVI-CP-03 | eth0 | 10G SFP+ | 10000 | up | Access to MH-DC-001-ACC-03 | SFP-10G-LR
MH-DC-001-NFVI-CP-03 | eth1 | 10G SFP+ | 10000 | up | Access to MH-DC-001-ACC-04 | SFP-10G-LR
MH-DC-001-NFVI-CP-04 | eth0 | 10G SFP+ | 10000 | up | Access to MH-DC-001-ACC-03 | SFP-10G-LR
MH-DC-001-NFVI-CP-04 | eth1 | 10G SFP+ | 10000 | up | Access to MH-DC-001-ACC-04 | SFP-10G-LR
MH-DC-001-NFVI-CP-05 | eth0 | 10G SFP+ | 10000 | up | Access to MH-DC-001-ACC-03 | SFP-10G-LR
MH-DC-001-NFVI-CP-05 | eth1 | 10G SFP+ | 10000 | up | Access to MH-DC-001-ACC-04 | SFP-10G-LR
MH-DC-001-NFVI-CP-06 | eth0 | 10G SFP+ | 10000 | up | Access to MH-DC-001-ACC-05 | SFP-10G-LR
MH-DC-001-NFVI-CP-06 | eth1 | 10G SFP+ | 10000 | up | Access to MH-DC-001-ACC-06 | SFP-10G-LR
MH-DC-001-NFVI-CP-07 | eth0 | 10G SFP+ | 10000 | up | Access to MH-DC-001-ACC-05 | SFP-10G-LR
MH-DC-001-NFVI-CP-07 | eth1 | 10G SFP+ | 10000 | up | Access to MH-DC-001-ACC-06 | SFP-10G-LR
MH-DC-001-NFVI-CP-08 | eth0 | 10G SFP+ | 10000 | up | Access to MH-DC-001-ACC-05 | SFP-10G-LR
MH-DC-001-NFVI-CP-08 | eth1 | 10G SFP+ | 10000 | up | Access to MH-DC-001-ACC-06 | SFP-10G-LR
MH-DC-001-NFVI-UP-01 | eth0 | 10G SFP+ | 10000 | up | Access to MH-DC-001-ACC-05 | SFP-10G-LR
MH-DC-001-NFVI-UP-01 | eth1 | 10G SFP+ | 10000 | up | Access to MH-DC-001-ACC-06 | SFP-10G-LR
MH-DC-001-NFVI-UP-02 | eth0 | 10G SFP+ | 10000 | up | Access to MH-DC-001-ACC-05 | SFP-10G-LR
MH-DC-001-NFVI-UP-02 | eth1 | 10G SFP+ | 10000 | up | Access to MH-DC-001-ACC-06 | SFP-10G-LR
MH-DC-001-NFVI-UP-03 | eth0 | 10G SFP+ | 10000 | up | Access to MH-DC-001-ACC-05 | SFP-10G-LR
MH-DC-001-NFVI-UP-03 | eth1 | 10G SFP+ | 10000 | up | Access to MH-DC-001-ACC-06 | SFP-10G-LR
MH-DC-001-NFVI-UP-04 | eth0 | 10G SFP+ | 10000 | up | Access to MH-DC-001-ACC-05 | SFP-10G-LR
MH-DC-001-NFVI-UP-04 | eth1 | 10G SFP+ | 10000 | up | Access to MH-DC-001-ACC-06 | SFP-10G-LR
MH-DC-001-NFVI-UP-05 | eth0 | 10G SFP+ | 10000 | up | Access to MH-DC-001-ACC-05 | SFP-10G-LR
MH-DC-001-NFVI-UP-05 | eth1 | 10G SFP+ | 10000 | up | Access to MH-DC-001-ACC-06 | SFP-10G-LR
MH-DC-001-NFVI-UP-06 | eth0 | 10G SFP+ | 10000 | up | Access to MH-DC-001-ACC-05 | SFP-10G-LR
MH-DC-001-NFVI-UP-06 | eth1 | 10G SFP+ | 10000 | up | Access to MH-DC-001-ACC-06 | SFP-10G-LR
MH-DC-001-NFVI-UP-07 | eth0 | 10G SFP+ | 10000 | up | Access to MH-DC-001-ACC-05 | SFP-10G-LR
MH-DC-001-NFVI-UP-07 | eth1 | 10G SFP+ | 10000 | up | Access to MH-DC-001-ACC-06 | SFP-10G-LR
MH-DC-001-NFVI-UP-08 | eth0 | 10G SFP+ | 10000 | up | Access to MH-DC-001-ACC-05 | SFP-10G-LR
MH-DC-001-NFVI-UP-08 | eth1 | 10G SFP+ | 10000 | up | Access to MH-DC-001-ACC-06 | SFP-10G-LR
MH-DC-001-NFVI-UP-09 | eth0 | 10G SFP+ | 10000 | up | Access to MH-DC-001-ACC-07 | SFP-10G-LR
MH-DC-001-NFVI-UP-09 | eth1 | 10G SFP+ | 10000 | up | Access to MH-DC-001-ACC-08 | SFP-10G-LR
MH-DC-001-NFVI-UP-10 | eth0 | 10G SFP+ | 10000 | up | Access to MH-DC-001-ACC-07 | SFP-10G-LR
MH-DC-001-NFVI-UP-10 | eth1 | 10G SFP+ | 10000 | up | Access to MH-DC-001-ACC-08 | SFP-10G-LR
MH-DC-001-NFVI-UP-11 | eth0 | 10G SFP+ | 10000 | up | Access to MH-DC-001-ACC-07 | SFP-10G-LR
MH-DC-001-NFVI-UP-11 | eth1 | 10G SFP+ | 10000 | up | Access to MH-DC-001-ACC-08 | SFP-10G-LR
MH-DC-001-NFVI-UP-12 | eth0 | 10G SFP+ | 10000 | up | Access to MH-DC-001-ACC-07 | SFP-10G-LR
MH-DC-001-NFVI-UP-12 | eth1 | 10G SFP+ | 10000 | up | Access to MH-DC-001-ACC-08 | SFP-10G-LR
MH-DC-001-NFVI-UP-13 | eth0 | 10G SFP+ | 10000 | up | Access to MH-DC-001-ACC-07 | SFP-10G-LR
MH-DC-001-NFVI-UP-13 | eth1 | 10G SFP+ | 10000 | up | Access to MH-DC-001-ACC-08 | SFP-10G-LR
MH-DC-001-NFVI-UP-14 | eth0 | 10G SFP+ | 10000 | up | Access to MH-DC-001-ACC-07 | SFP-10G-LR
MH-DC-001-NFVI-UP-14 | eth1 | 10G SFP+ | 10000 | up | Access to MH-DC-001-ACC-08 | SFP-10G-LR
MH-DC-001-VRAN-CU-01 | eth0 | 10G SFP+ | 10000 | up | Access to MH-DC-001-ACC-07 | SFP-10G-LR
MH-DC-001-VRAN-CU-01 | eth1 | 10G SFP+ | 10000 | up | Access to MH-DC-001-ACC-08 | SFP-10G-LR
MH-DC-001-VRAN-CU-02 | eth0 | 10G SFP+ | 10000 | up | Access to MH-DC-001-ACC-07 | SFP-10G-LR
MH-DC-001-VRAN-CU-02 | eth1 | 10G SFP+ | 10000 | up | Access to MH-DC-001-ACC-08 | SFP-10G-LR
MH-DC-001-VRAN-CU-03 | eth0 | 10G SFP+ | 10000 | up | Access to MH-DC-001-ACC-07 | SFP-10G-LR
MH-DC-001-VRAN-CU-03 | eth1 | 10G SFP+ | 10000 | up | Access to MH-DC-001-ACC-08 | SFP-10G-LR
MH-DC-001-VRAN-CU-04 | eth0 | 10G SFP+ | 10000 | up | Access to MH-DC-001-ACC-07 | SFP-10G-LR
MH-DC-001-VRAN-CU-04 | eth1 | 10G SFP+ | 10000 | up | Access to MH-DC-001-ACC-08 | SFP-10G-LR
MH-DC-001-VRAN-CU-05 | eth0 | 10G SFP+ | 10000 | up | Access to MH-DC-001-ACC-07 | SFP-10G-LR
MH-DC-001-VRAN-CU-05 | eth1 | 10G SFP+ | 10000 | up | Access to MH-DC-001-ACC-08 | SFP-10G-LR
MH-DC-001-VRAN-CU-06 | eth0 | 10G SFP+ | 10000 | up | Access to MH-DC-001-ACC-07 | SFP-10G-LR
MH-DC-001-VRAN-CU-06 | eth1 | 10G SFP+ | 10000 | up | Access to MH-DC-001-ACC-08 | SFP-10G-LR
MH-DC-002-PE-T4-01 | xe-0/0/0 | 10G SFP+ | 10000 | admin-down
MH-DC-002-PE-T4-01 | xe-0/0/1 | 10G SFP+ | 10000 | up | Backhaul to PB-DC-012 | SFP-10G-LR
MH-DC-002-PE-T4-01 | xe-0/0/2 | 10G SFP+ | 10000 | up | Backhaul to KL-DC-024 | SFP-10G-LR
MH-DC-002-PE-T4-01 | xe-0/0/3 | 10G SFP+ | 10000 | up | Backhaul to MP-DC-014 | SFP-10G-LR
MH-DC-002-PE-T4-01 | xe-0/0/4 | 10G SFP+ | 10000 | up | Backhaul to KL-DC-024 | SFP-10G-LR
MH-DC-002-PE-T4-01 | xe-0/0/5 | 10G SFP+ | 10000 | up | Backhaul to RJ-DC-015 | SFP-10G-LR
MH-DC-002-PE-T4-01 | xe-0/0/6 | 10G SFP+ | 10000 | up | Uplink to MH-DC-002-AGG-R01 | SFP-10G-LR
MH-DC-002-PE-T4-01 | xe-0/0/7 | 10G SFP+ | 10000 | up | Uplink to MH-DC-002-AGG-R04 | SFP-10G-LR
MH-DC-002-PE-T4-01 | xe-0/0/8 | 10G SFP+ | 10000 | up | Uplink to MH-DC-002-AGG-R05 | SFP-10G-LR
MH-DC-002-PE-T4-01 | xe-0/0/9 | 10G SFP+ | 10000 | up | CUST: Logistics Partners · SVC-IR-1136
MH-DC-002-PE-T4-01 | xe-0/0/10 | 10G SFP+ | 10000 | up | CUST: Stock Broking House · SVC-L2-1137
MH-DC-002-PE-T4-01 | xe-0/0/11 | 10G SFP+ | 10000 | up | CUST: Research Institute · SVC-IR-1138
MH-DC-002-PE-T4-01 | et-0/1/0 | 100G QSFP28 | 100000 | up | Fabric to MH-DC-002-PE-T4-02 | QSFP28-100G-LR4
MH-DC-002-PE-T4-01 | et-0/1/1 | 100G QSFP28 | 100000 | up | Fabric to MH-DC-002-PE-T4-03 | QSFP28-100G-LR4
MH-DC-002-PE-T4-01 | et-0/1/2 | 100G QSFP28 | 100000 | up | Fabric to MH-DC-002-PE-T4-04 | QSFP28-100G-LR4
MH-DC-002-PE-T4-01 | et-0/1/3 | 100G QSFP28 | 100000 | admin-down
MH-DC-002-PE-T4-01 | ge-0/2/0 | 1G copper | 1000 | up | CUST: Airport Operator · SVC-L2-1139
MH-DC-002-PE-T4-01 | ge-0/2/1 | 1G copper | 1000 | up | CUST: Microfinance Bank · SVC-L2-1140
MH-DC-002-PE-T4-01 | ge-0/2/2 | 1G copper | 1000 | up | CUST: Hospital Chain · SVC-OT-1141
MH-DC-002-PE-T4-01 | ge-0/2/3 | 1G copper | 1000 | up | CUST: Logistics Partners · SVC-OT-1142
MH-DC-002-PE-T4-01 | ge-0/2/4 | 1G copper | 1000 | up | CUST: Enterprise Corp · SVC-L3-1143
MH-DC-002-PE-T4-01 | ge-0/2/5 | 1G copper | 1000 | up | CUST: Cloud Exchange · SVC-IR-1144
MH-DC-002-PE-T4-01 | ge-0/2/6 | 1G copper | 1000 | up | CUST: Hospital Chain · SVC-IR-1145
MH-DC-002-PE-T4-01 | ge-0/2/7 | 1G copper | 1000 | admin-down
MH-DC-002-PE-T4-01 | ge-0/2/8 | 1G copper | 1000 | admin-down
MH-DC-002-PE-T4-01 | ge-0/2/9 | 1G copper | 1000 | admin-down
MH-DC-002-PE-T4-01 | ge-0/2/10 | 1G copper | 1000 | admin-down
MH-DC-002-PE-T4-01 | ge-0/2/11 | 1G copper | 1000 | admin-down
MH-DC-002-PE-T4-01 | ge-0/2/12 | 1G copper | 1000 | admin-down
MH-DC-002-PE-T4-01 | ge-0/2/13 | 1G copper | 1000 | admin-down
MH-DC-002-PE-T4-01 | ge-0/2/14 | 1G copper | 1000 | admin-down
MH-DC-002-PE-T4-01 | ge-0/2/15 | 1G copper | 1000 | admin-down
MH-DC-002-PE-T4-02 | xe-0/0/0 | 10G SFP+ | 10000 | admin-down
MH-DC-002-PE-T4-02 | xe-0/0/1 | 10G SFP+ | 10000 | up | Backhaul to PB-DC-012 | SFP-10G-LR
MH-DC-002-PE-T4-02 | xe-0/0/2 | 10G SFP+ | 10000 | up | Backhaul to OD-DC-018 | SFP-10G-LR
MH-DC-002-PE-T4-02 | xe-0/0/3 | 10G SFP+ | 10000 | up | Backhaul to OD-DC-018 | SFP-10G-LR
MH-DC-002-PE-T4-02 | xe-0/0/4 | 10G SFP+ | 10000 | up | Backhaul to KA-DC-020 | SFP-10G-LR
MH-DC-002-PE-T4-02 | xe-0/0/5 | 10G SFP+ | 10000 | up | Backhaul to UP-DC-007 | SFP-10G-LR
MH-DC-002-PE-T4-02 | xe-0/0/6 | 10G SFP+ | 10000 | up | Uplink to MH-DC-002-AGG-R01 | SFP-10G-LR
MH-DC-002-PE-T4-02 | xe-0/0/7 | 10G SFP+ | 10000 | up | Uplink to MH-DC-002-AGG-R02 | SFP-10G-LR
MH-DC-002-PE-T4-02 | xe-0/0/8 | 10G SFP+ | 10000 | up | Uplink to MH-DC-002-AGG-R05 | SFP-10G-LR
MH-DC-002-PE-T4-02 | xe-0/0/9 | 10G SFP+ | 10000 | up | Uplink to MH-DC-002-AGG-R06 | SFP-10G-LR
MH-DC-002-PE-T4-02 | xe-0/0/10 | 10G SFP+ | 10000 | up | CUST: Steel Works · SVC-OT-1146
MH-DC-002-PE-T4-02 | xe-0/0/11 | 10G SFP+ | 10000 | up | CUST: Microfinance Bank · SVC-L2-1147
MH-DC-002-PE-T4-02 | et-0/1/0 | 100G QSFP28 | 100000 | up | Fabric to MH-DC-002-PE-T4-01 | QSFP28-100G-LR4
MH-DC-002-PE-T4-02 | et-0/1/1 | 100G QSFP28 | 100000 | up | Fabric to MH-DC-002-PE-T4-03 | QSFP28-100G-LR4
MH-DC-002-PE-T4-02 | et-0/1/2 | 100G QSFP28 | 100000 | up | Fabric to MH-DC-002-PE-T4-04 | QSFP28-100G-LR4
MH-DC-002-PE-T4-02 | et-0/1/3 | 100G QSFP28 | 100000 | admin-down
MH-DC-002-PE-T4-02 | ge-0/2/0 | 1G copper | 1000 | up | CUST: Telecom Provider · SVC-IR-1148
MH-DC-002-PE-T4-02 | ge-0/2/1 | 1G copper | 1000 | up | CUST: Logistics Partners · SVC-IR-1149
MH-DC-002-PE-T4-02 | ge-0/2/2 | 1G copper | 1000 | up | CUST: Cooperative Bank · SVC-OT-1150
MH-DC-002-PE-T4-02 | ge-0/2/3 | 1G copper | 1000 | up | CUST: Cloud Exchange · SVC-LL-1151
MH-DC-002-PE-T4-02 | ge-0/2/4 | 1G copper | 1000 | up | CUST: Research Institute · SVC-OT-1152
MH-DC-002-PE-T4-02 | ge-0/2/5 | 1G copper | 1000 | up | CUST: E-commerce Marketplace · SVC-IR-1153
MH-DC-002-PE-T4-02 | ge-0/2/6 | 1G copper | 1000 | up | CUST: Textile Exports · SVC-L2-1154
MH-DC-002-PE-T4-02 | ge-0/2/7 | 1G copper | 1000 | up | CUST: Cloud Exchange · SVC-IR-1155
MH-DC-002-PE-T4-02 | ge-0/2/8 | 1G copper | 1000 | up | CUST: Insurance Services · SVC-OT-1156
MH-DC-002-PE-T4-02 | ge-0/2/9 | 1G copper | 1000 | up | CUST: Agri Commodities · SVC-OT-1157
MH-DC-002-PE-T4-02 | ge-0/2/10 | 1G copper | 1000 | up | CUST: Newspaper Group · SVC-L3-1158
MH-DC-002-PE-T4-02 | ge-0/2/11 | 1G copper | 1000 | up | CUST: Hotel Group · SVC-LL-1159
MH-DC-002-PE-T4-02 | ge-0/2/12 | 1G copper | 1000 | reserved
MH-DC-002-PE-T4-02 | ge-0/2/13 | 1G copper | 1000 | admin-down
MH-DC-002-PE-T4-02 | ge-0/2/14 | 1G copper | 1000 | admin-down
MH-DC-002-PE-T4-02 | ge-0/2/15 | 1G copper | 1000 | admin-down
MH-DC-002-PE-T4-03 | Te0/0/0/0 | 10G SFP+ | 10000 | up | CUST: Telecom Provider · SVC-OT-1160
MH-DC-002-PE-T4-03 | Te0/0/0/1 | 10G SFP+ | 10000 | up | Backhaul to DL-DC-009 | SFP-10G-LR
MH-DC-002-PE-T4-03 | Te0/0/0/2 | 10G SFP+ | 10000 | up | Backhaul to DL-DC-009 | SFP-10G-LR
MH-DC-002-PE-T4-03 | Te0/0/0/3 | 10G SFP+ | 10000 | up | Backhaul to TN-DC-022 | SFP-10G-LR
MH-DC-002-PE-T4-03 | Te0/0/0/4 | 10G SFP+ | 10000 | up | Backhaul to UP-DC-006 | SFP-10G-LR
MH-DC-002-PE-T4-03 | Te0/0/0/5 | 10G SFP+ | 10000 | up | Backhaul to UP-DC-007 | SFP-10G-LR
MH-DC-002-PE-T4-03 | Te0/0/0/6 | 10G SFP+ | 10000 | up | Uplink to MH-DC-002-AGG-R02 | SFP-10G-LR
MH-DC-002-PE-T4-03 | Te0/0/0/7 | 10G SFP+ | 10000 | up | Uplink to MH-DC-002-AGG-R03 | SFP-10G-LR
MH-DC-002-PE-T4-03 | Te0/0/0/8 | 10G SFP+ | 10000 | up | Uplink to MH-DC-002-AGG-R06 | SFP-10G-LR
MH-DC-002-PE-T4-03 | Te0/0/0/9 | 10G SFP+ | 10000 | up | CUST: Telecom Provider · SVC-OT-1161
MH-DC-002-PE-T4-03 | Te0/0/0/10 | 10G SFP+ | 10000 | up | CUST: Agri Commodities · SVC-LL-1162
MH-DC-002-PE-T4-03 | Te0/0/0/11 | 10G SFP+ | 10000 | up | CUST: Cloud Exchange · SVC-LL-1163
MH-DC-002-PE-T4-03 | Hu0/0/1/0 | 100G QSFP28 | 100000 | up | Fabric to MH-DC-002-PE-T4-01 | QSFP28-100G-LR4
MH-DC-002-PE-T4-03 | Hu0/0/1/1 | 100G QSFP28 | 100000 | up | Fabric to MH-DC-002-PE-T4-02 | QSFP28-100G-LR4
MH-DC-002-PE-T4-03 | Hu0/0/1/2 | 100G QSFP28 | 100000 | up | Fabric to MH-DC-002-PE-T4-04 | QSFP28-100G-LR4
MH-DC-002-PE-T4-03 | Hu0/0/1/3 | 100G QSFP28 | 100000 | admin-down
MH-DC-002-PE-T4-03 | Gi0/0/2/0 | 1G copper | 1000 | up | CUST: E-commerce Marketplace · SVC-LL-1164
MH-DC-002-PE-T4-03 | Gi0/0/2/1 | 1G copper | 1000 | up | CUST: Logistics Partners · SVC-L3-1165
MH-DC-002-PE-T4-03 | Gi0/0/2/2 | 1G copper | 1000 | up | CUST: University Consortium · SVC-IR-1166
MH-DC-002-PE-T4-03 | Gi0/0/2/3 | 1G copper | 1000 | up | CUST: Broadcast Network · SVC-IR-1167
MH-DC-002-PE-T4-03 | Gi0/0/2/4 | 1G copper | 1000 | up | CUST: Agri Commodities · SVC-IR-1168
MH-DC-002-PE-T4-03 | Gi0/0/2/5 | 1G copper | 1000 | up | CUST: Finance Group · SVC-IR-1169
MH-DC-002-PE-T4-03 | Gi0/0/2/6 | 1G copper | 1000 | up | CUST: Retail Chain · SVC-LL-1170
MH-DC-002-PE-T4-03 | Gi0/0/2/7 | 1G copper | 1000 | up | CUST: Research Institute · SVC-IR-1171
MH-DC-002-PE-T4-03 | Gi0/0/2/8 | 1G copper | 1000 | up | CUST: Payments Gateway · SVC-LL-1172
MH-DC-002-PE-T4-03 | Gi0/0/2/9 | 1G copper | 1000 | up | CUST: Research Institute · SVC-IR-1173
MH-DC-002-PE-T4-03 | Gi0/0/2/10 | 1G copper | 1000 | up | CUST: Retail Chain · SVC-L3-1174
MH-DC-002-PE-T4-03 | Gi0/0/2/11 | 1G copper | 1000 | admin-down
MH-DC-002-PE-T4-03 | Gi0/0/2/12 | 1G copper | 1000 | admin-down
MH-DC-002-PE-T4-03 | Gi0/0/2/13 | 1G copper | 1000 | admin-down
MH-DC-002-PE-T4-03 | Gi0/0/2/14 | 1G copper | 1000 | admin-down
MH-DC-002-PE-T4-03 | Gi0/0/2/15 | 1G copper | 1000 | admin-down
MH-DC-002-PE-T4-04 | Te0/0/0/0 | 10G SFP+ | 10000 | up | CUST: Education Institute · SVC-L2-1175
MH-DC-002-PE-T4-04 | Te0/0/0/1 | 10G SFP+ | 10000 | up | Backhaul to KA-DC-008 | SFP-10G-LR
MH-DC-002-PE-T4-04 | Te0/0/0/2 | 10G SFP+ | 10000 | up | Backhaul to RJ-DC-015 | SFP-10G-LR
MH-DC-002-PE-T4-04 | Te0/0/0/3 | 10G SFP+ | 10000 | up | Backhaul to KA-DC-020 | SFP-10G-LR
MH-DC-002-PE-T4-04 | Te0/0/0/4 | 10G SFP+ | 10000 | up | Backhaul to KA-DC-008 | SFP-10G-LR
MH-DC-002-PE-T4-04 | Te0/0/0/5 | 10G SFP+ | 10000 | up | Backhaul to TN-DC-022 | SFP-10G-LR
MH-DC-002-PE-T4-04 | Te0/0/0/6 | 10G SFP+ | 10000 | up | Uplink to MH-DC-002-AGG-R03 | SFP-10G-LR
MH-DC-002-PE-T4-04 | Te0/0/0/7 | 10G SFP+ | 10000 | up | Uplink to MH-DC-002-AGG-R04 | SFP-10G-LR
MH-DC-002-PE-T4-04 | Te0/0/0/8 | 10G SFP+ | 10000 | up | CUST: Stock Broking House · SVC-LL-1176
MH-DC-002-PE-T4-04 | Te0/0/0/9 | 10G SFP+ | 10000 | up | CUST: Retail Chain · SVC-IR-1177
MH-DC-002-PE-T4-04 | Te0/0/0/10 | 10G SFP+ | 10000 | up | CUST: Enterprise Corp · SVC-L2-1178
MH-DC-002-PE-T4-04 | Te0/0/0/11 | 10G SFP+ | 10000 | up | CUST: Payments Gateway · SVC-IR-1179
MH-DC-002-PE-T4-04 | Hu0/0/1/0 | 100G QSFP28 | 100000 | up | Fabric to MH-DC-002-PE-T4-01 | QSFP28-100G-LR4
MH-DC-002-PE-T4-04 | Hu0/0/1/1 | 100G QSFP28 | 100000 | up | Fabric to MH-DC-002-PE-T4-02 | QSFP28-100G-LR4
MH-DC-002-PE-T4-04 | Hu0/0/1/2 | 100G QSFP28 | 100000 | up | Fabric to MH-DC-002-PE-T4-03 | QSFP28-100G-LR4
MH-DC-002-PE-T4-04 | Hu0/0/1/3 | 100G QSFP28 | 100000 | admin-down
MH-DC-002-PE-T4-04 | Gi0/0/2/0 | 1G copper | 1000 | up | CUST: Smart City Mission · SVC-LL-1180
MH-DC-002-PE-T4-04 | Gi0/0/2/1 | 1G copper | 1000 | up | CUST: Cloud Exchange · SVC-L2-1181
MH-DC-002-PE-T4-04 | Gi0/0/2/2 | 1G copper | 1000 | up | CUST: Research Institute · SVC-LL-1182
MH-DC-002-PE-T4-04 | Gi0/0/2/3 | 1G copper | 1000 | up | CUST: Telecom Provider · SVC-L2-1183
MH-DC-002-PE-T4-04 | Gi0/0/2/4 | 1G copper | 1000 | up | CUST: Education Institute · SVC-IR-1184
MH-DC-002-PE-T4-04 | Gi0/0/2/5 | 1G copper | 1000 | up | CUST: Gaming Studio · SVC-OT-1185
MH-DC-002-PE-T4-04 | Gi0/0/2/6 | 1G copper | 1000 | up | CUST: Retail Chain · SVC-L2-1186
MH-DC-002-PE-T4-04 | Gi0/0/2/7 | 1G copper | 1000 | up | CUST: Steel Works · SVC-LL-1187
MH-DC-002-PE-T4-04 | Gi0/0/2/8 | 1G copper | 1000 | admin-down
MH-DC-002-PE-T4-04 | Gi0/0/2/9 | 1G copper | 1000 | admin-down
MH-DC-002-PE-T4-04 | Gi0/0/2/10 | 1G copper | 1000 | admin-down
MH-DC-002-PE-T4-04 | Gi0/0/2/11 | 1G copper | 1000 | admin-down
MH-DC-002-PE-T4-04 | Gi0/0/2/12 | 1G copper | 1000 | admin-down
MH-DC-002-PE-T4-04 | Gi0/0/2/13 | 1G copper | 1000 | admin-down
MH-DC-002-PE-T4-04 | Gi0/0/2/14 | 1G copper | 1000 | admin-down
MH-DC-002-PE-T4-04 | Gi0/0/2/15 | 1G copper | 1000 | admin-down
MH-DC-002-OLA-01 | 1-A-1 | 100G QSFP28 | 100000 | up | Uplink to MH-DC-002-AGG-R01 | QSFP28-100G-LR4
MH-DC-002-OLA-01 | 1-A-2 | 100G QSFP28 | 100000 | admin-down
MH-DC-002-OLA-01 | 1-A-3 | 100G QSFP28 | 100000 | admin-down
MH-DC-002-OLA-01 | 1-A-4 | 100G QSFP28 | 100000 | admin-down
MH-DC-002-OLA-01 | 1-A-5 | 100G QSFP28 | 100000 | admin-down
MH-DC-002-OLA-01 | 1-A-6 | 100G QSFP28 | 100000 | admin-down
MH-DC-002-OLA-01 | 1-A-7 | 100G QSFP28 | 100000 | admin-down
MH-DC-002-OLA-01 | 1-A-8 | 100G QSFP28 | 100000 | admin-down
MH-DC-002-AGG-R01 | xe-0/0/0 | 10G SFP+ | 10000 | up | Uplink to MH-DC-002-ACC-01 | SFP-10G-LR
MH-DC-002-AGG-R01 | xe-0/0/1 | 10G SFP+ | 10000 | up | Uplink to MH-DC-002-ACC-04 | SFP-10G-LR
MH-DC-002-AGG-R01 | xe-0/0/2 | 10G SFP+ | 10000 | up | Uplink to MH-DC-002-ACC-07 | SFP-10G-LR
MH-DC-002-AGG-R01 | xe-0/0/3 | 10G SFP+ | 10000 | up | Access to MH-DC-002-CSR-001 | SFP-10G-LR
MH-DC-002-AGG-R01 | xe-0/0/4 | 10G SFP+ | 10000 | up | Access to MH-DC-002-CSR-007 | SFP-10G-LR
MH-DC-002-AGG-R01 | xe-0/0/5 | 10G SFP+ | 10000 | up | Access to MH-DC-002-CSR-013 | SFP-10G-LR
MH-DC-002-AGG-R01 | xe-0/0/6 | 10G SFP+ | 10000 | up | Access to MH-DC-002-CSR-019 | SFP-10G-LR
MH-DC-002-AGG-R01 | xe-0/0/7 | 10G SFP+ | 10000 | up | Access to MH-DC-002-CSR-025 | SFP-10G-LR
MH-DC-002-AGG-R01 | xe-0/0/8 | 10G SFP+ | 10000 | up | Access to MH-DC-002-CSR-031 | SFP-10G-LR
MH-DC-002-AGG-R01 | xe-0/0/9 | 10G SFP+ | 10000 | up | Access to MH-DC-002-CSR-037 | SFP-10G-LR
MH-DC-002-AGG-R01 | xe-0/0/10 | 10G SFP+ | 10000 | up | Access to MH-DC-002-CSR-043 | SFP-10G-LR
MH-DC-002-AGG-R01 | xe-0/0/11 | 10G SFP+ | 10000 | admin-down
MH-DC-002-AGG-R01 | xe-0/0/12 | 10G SFP+ | 10000 | admin-down
MH-DC-002-AGG-R01 | xe-0/0/13 | 10G SFP+ | 10000 | reserved
MH-DC-002-AGG-R01 | xe-0/0/14 | 10G SFP+ | 10000 | reserved
MH-DC-002-AGG-R01 | xe-0/0/15 | 10G SFP+ | 10000 | admin-down
MH-DC-002-AGG-R01 | et-0/1/0 | 100G QSFP28 | 100000 | up | Uplink to MH-DC-002-PE-T4-01 | QSFP28-100G-LR4
MH-DC-002-AGG-R01 | et-0/1/1 | 100G QSFP28 | 100000 | up | Uplink to MH-DC-002-PE-T4-02 | QSFP28-100G-LR4
MH-DC-002-AGG-R01 | et-0/1/2 | 100G QSFP28 | 100000 | up | Uplink to MH-DC-002-OLA-01 | QSFP28-100G-LR4
MH-DC-002-AGG-R01 | et-0/1/3 | 100G QSFP28 | 100000 | admin-down
MH-DC-002-AGG-R01 | et-0/1/4 | 100G QSFP28 | 100000 | admin-down
MH-DC-002-AGG-R01 | et-0/1/5 | 100G QSFP28 | 100000 | admin-down
MH-DC-002-AGG-R01 | et-0/1/6 | 100G QSFP28 | 100000 | admin-down
MH-DC-002-AGG-R01 | et-0/1/7 | 100G QSFP28 | 100000 | admin-down
MH-DC-002-AGG-R02 | xe-0/0/0 | 10G SFP+ | 10000 | up | Uplink to MH-DC-002-ACC-02 | SFP-10G-LR
MH-DC-002-AGG-R02 | xe-0/0/1 | 10G SFP+ | 10000 | up | Uplink to MH-DC-002-ACC-05 | SFP-10G-LR
MH-DC-002-AGG-R02 | xe-0/0/2 | 10G SFP+ | 10000 | up | Access to MH-DC-002-CSR-002 | SFP-10G-LR
MH-DC-002-AGG-R02 | xe-0/0/3 | 10G SFP+ | 10000 | up | Access to MH-DC-002-CSR-003 | SFP-10G-LR
MH-DC-002-AGG-R02 | xe-0/0/4 | 10G SFP+ | 10000 | up | Access to MH-DC-002-CSR-008 | SFP-10G-LR
MH-DC-002-AGG-R02 | xe-0/0/5 | 10G SFP+ | 10000 | up | Access to MH-DC-002-CSR-009 | SFP-10G-LR
MH-DC-002-AGG-R02 | xe-0/0/6 | 10G SFP+ | 10000 | up | Access to MH-DC-002-CSR-014 | SFP-10G-LR
MH-DC-002-AGG-R02 | xe-0/0/7 | 10G SFP+ | 10000 | up | Access to MH-DC-002-CSR-015 | SFP-10G-LR
MH-DC-002-AGG-R02 | xe-0/0/8 | 10G SFP+ | 10000 | up | Access to MH-DC-002-CSR-020 | SFP-10G-LR
MH-DC-002-AGG-R02 | xe-0/0/9 | 10G SFP+ | 10000 | up | Access to MH-DC-002-CSR-021 | SFP-10G-LR
MH-DC-002-AGG-R02 | xe-0/0/10 | 10G SFP+ | 10000 | up | Access to MH-DC-002-CSR-026 | SFP-10G-LR
MH-DC-002-AGG-R02 | xe-0/0/11 | 10G SFP+ | 10000 | up | Access to MH-DC-002-CSR-027 | SFP-10G-LR
MH-DC-002-AGG-R02 | xe-0/0/12 | 10G SFP+ | 10000 | up | Access to MH-DC-002-CSR-032 | SFP-10G-LR
MH-DC-002-AGG-R02 | xe-0/0/13 | 10G SFP+ | 10000 | up | Access to MH-DC-002-CSR-033 | SFP-10G-LR
MH-DC-002-AGG-R02 | xe-0/0/14 | 10G SFP+ | 10000 | up | Access to MH-DC-002-CSR-038 | SFP-10G-LR
MH-DC-002-AGG-R02 | xe-0/0/15 | 10G SFP+ | 10000 | up | Access to MH-DC-002-CSR-039 | SFP-10G-LR
MH-DC-002-AGG-R02 | et-0/1/0 | 100G QSFP28 | 100000 | up | Uplink to MH-DC-002-PE-T4-02 | QSFP28-100G-LR4
MH-DC-002-AGG-R02 | et-0/1/1 | 100G QSFP28 | 100000 | up | Uplink to MH-DC-002-PE-T4-03 | QSFP28-100G-LR4
MH-DC-002-AGG-R02 | et-0/1/2 | 100G QSFP28 | 100000 | admin-down
MH-DC-002-AGG-R02 | et-0/1/3 | 100G QSFP28 | 100000 | admin-down
MH-DC-002-AGG-R02 | et-0/1/4 | 100G QSFP28 | 100000 | admin-down
MH-DC-002-AGG-R02 | et-0/1/5 | 100G QSFP28 | 100000 | admin-down
MH-DC-002-AGG-R02 | et-0/1/6 | 100G QSFP28 | 100000 | admin-down
MH-DC-002-AGG-R02 | et-0/1/7 | 100G QSFP28 | 100000 | admin-down
MH-DC-002-AGG-R03 | xe-0/0/0 | 10G SFP+ | 10000 | up | Uplink to MH-DC-002-ACC-03 | SFP-10G-LR
MH-DC-002-AGG-R03 | xe-0/0/1 | 10G SFP+ | 10000 | up | Uplink to MH-DC-002-ACC-06 | SFP-10G-LR
MH-DC-002-AGG-R03 | xe-0/0/2 | 10G SFP+ | 10000 | up | Access to MH-DC-002-CSR-003 | SFP-10G-LR
MH-DC-002-AGG-R03 | xe-0/0/3 | 10G SFP+ | 10000 | up | Access to MH-DC-002-CSR-009 | SFP-10G-LR
MH-DC-002-AGG-R03 | xe-0/0/4 | 10G SFP+ | 10000 | up | Access to MH-DC-002-CSR-015 | SFP-10G-LR
MH-DC-002-AGG-R03 | xe-0/0/5 | 10G SFP+ | 10000 | up | Access to MH-DC-002-CSR-021 | SFP-10G-LR
MH-DC-002-AGG-R03 | xe-0/0/6 | 10G SFP+ | 10000 | up | Access to MH-DC-002-CSR-027 | SFP-10G-LR
MH-DC-002-AGG-R03 | xe-0/0/7 | 10G SFP+ | 10000 | up | Access to MH-DC-002-CSR-033 | SFP-10G-LR
MH-DC-002-AGG-R03 | xe-0/0/8 | 10G SFP+ | 10000 | up | Access to MH-DC-002-CSR-039 | SFP-10G-LR
MH-DC-002-AGG-R03 | xe-0/0/9 | 10G SFP+ | 10000 | admin-down
MH-DC-002-AGG-R03 | xe-0/0/10 | 10G SFP+ | 10000 | admin-down
MH-DC-002-AGG-R03 | xe-0/0/11 | 10G SFP+ | 10000 | admin-down
MH-DC-002-AGG-R03 | xe-0/0/12 | 10G SFP+ | 10000 | admin-down
MH-DC-002-AGG-R03 | xe-0/0/13 | 10G SFP+ | 10000 | admin-down
MH-DC-002-AGG-R03 | xe-0/0/14 | 10G SFP+ | 10000 | admin-down
MH-DC-002-AGG-R03 | xe-0/0/15 | 10G SFP+ | 10000 | admin-down
MH-DC-002-AGG-R03 | et-0/1/0 | 100G QSFP28 | 100000 | up | Uplink to MH-DC-002-PE-T4-03 | QSFP28-100G-LR4
MH-DC-002-AGG-R03 | et-0/1/1 | 100G QSFP28 | 100000 | up | Uplink to MH-DC-002-PE-T4-04 | QSFP28-100G-LR4
MH-DC-002-AGG-R03 | et-0/1/2 | 100G QSFP28 | 100000 | admin-down
MH-DC-002-AGG-R03 | et-0/1/3 | 100G QSFP28 | 100000 | admin-down
MH-DC-002-AGG-R03 | et-0/1/4 | 100G QSFP28 | 100000 | admin-down
MH-DC-002-AGG-R03 | et-0/1/5 | 100G QSFP28 | 100000 | admin-down
MH-DC-002-AGG-R03 | et-0/1/6 | 100G QSFP28 | 100000 | admin-down
MH-DC-002-AGG-R03 | et-0/1/7 | 100G QSFP28 | 100000 | admin-down
MH-DC-002-AGG-R04 | xe-0/0/0 | 10G SFP+ | 10000 | up | Uplink to MH-DC-002-ACC-01 | SFP-10G-LR
MH-DC-002-AGG-R04 | xe-0/0/1 | 10G SFP+ | 10000 | up | Uplink to MH-DC-002-ACC-04 | SFP-10G-LR
MH-DC-002-AGG-R04 | xe-0/0/2 | 10G SFP+ | 10000 | up | Uplink to MH-DC-002-ACC-07 | SFP-10G-LR
MH-DC-002-AGG-R04 | xe-0/0/3 | 10G SFP+ | 10000 | up | Access to MH-DC-002-CSR-004 | SFP-10G-LR
MH-DC-002-AGG-R04 | xe-0/0/4 | 10G SFP+ | 10000 | up | Access to MH-DC-002-CSR-005 | SFP-10G-LR
MH-DC-002-AGG-R04 | xe-0/0/5 | 10G SFP+ | 10000 | up | Access to MH-DC-002-CSR-010 | SFP-10G-LR
MH-DC-002-AGG-R04 | xe-0/0/6 | 10G SFP+ | 10000 | up | Access to MH-DC-002-CSR-011 | SFP-10G-LR
MH-DC-002-AGG-R04 | xe-0/0/7 | 10G SFP+ | 10000 | up | Access to MH-DC-002-CSR-016 | SFP-10G-LR
MH-DC-002-AGG-R04 | xe-0/0/8 | 10G SFP+ | 10000 | up | Access to MH-DC-002-CSR-017 | SFP-10G-LR
MH-DC-002-AGG-R04 | xe-0/0/9 | 10G SFP+ | 10000 | up | Access to MH-DC-002-CSR-022 | SFP-10G-LR
MH-DC-002-AGG-R04 | xe-0/0/10 | 10G SFP+ | 10000 | up | Access to MH-DC-002-CSR-023 | SFP-10G-LR
MH-DC-002-AGG-R04 | xe-0/0/11 | 10G SFP+ | 10000 | up | Access to MH-DC-002-CSR-028 | SFP-10G-LR
MH-DC-002-AGG-R04 | xe-0/0/12 | 10G SFP+ | 10000 | up | Access to MH-DC-002-CSR-029 | SFP-10G-LR
MH-DC-002-AGG-R04 | xe-0/0/13 | 10G SFP+ | 10000 | up | Access to MH-DC-002-CSR-034 | SFP-10G-LR
MH-DC-002-AGG-R04 | xe-0/0/14 | 10G SFP+ | 10000 | up | Access to MH-DC-002-CSR-035 | SFP-10G-LR
MH-DC-002-AGG-R04 | xe-0/0/15 | 10G SFP+ | 10000 | up | Access to MH-DC-002-CSR-040 | SFP-10G-LR
MH-DC-002-AGG-R04 | et-0/1/0 | 100G QSFP28 | 100000 | up | Uplink to MH-DC-002-PE-T4-04 | QSFP28-100G-LR4
MH-DC-002-AGG-R04 | et-0/1/1 | 100G QSFP28 | 100000 | up | Uplink to MH-DC-002-PE-T4-01 | QSFP28-100G-LR4
MH-DC-002-AGG-R04 | et-0/1/2 | 100G QSFP28 | 100000 | admin-down
MH-DC-002-AGG-R04 | et-0/1/3 | 100G QSFP28 | 100000 | admin-down
MH-DC-002-AGG-R04 | et-0/1/4 | 100G QSFP28 | 100000 | admin-down
MH-DC-002-AGG-R04 | et-0/1/5 | 100G QSFP28 | 100000 | admin-down
MH-DC-002-AGG-R04 | et-0/1/6 | 100G QSFP28 | 100000 | admin-down
MH-DC-002-AGG-R04 | et-0/1/7 | 100G QSFP28 | 100000 | admin-down
MH-DC-002-AGG-R05 | xe-0/0/0 | 10G SFP+ | 10000 | up | Uplink to MH-DC-002-ACC-02 | SFP-10G-LR
MH-DC-002-AGG-R05 | xe-0/0/1 | 10G SFP+ | 10000 | up | Uplink to MH-DC-002-ACC-05 | SFP-10G-LR
MH-DC-002-AGG-R05 | xe-0/0/2 | 10G SFP+ | 10000 | up | Access to MH-DC-002-CSR-005 | SFP-10G-LR
MH-DC-002-AGG-R05 | xe-0/0/3 | 10G SFP+ | 10000 | up | Access to MH-DC-002-CSR-011 | SFP-10G-LR
MH-DC-002-AGG-R05 | xe-0/0/4 | 10G SFP+ | 10000 | up | Access to MH-DC-002-CSR-017 | SFP-10G-LR
MH-DC-002-AGG-R05 | xe-0/0/5 | 10G SFP+ | 10000 | up | Access to MH-DC-002-CSR-023 | SFP-10G-LR
MH-DC-002-AGG-R05 | xe-0/0/6 | 10G SFP+ | 10000 | up | Access to MH-DC-002-CSR-029 | SFP-10G-LR
MH-DC-002-AGG-R05 | xe-0/0/7 | 10G SFP+ | 10000 | up | Access to MH-DC-002-CSR-035 | SFP-10G-LR
MH-DC-002-AGG-R05 | xe-0/0/8 | 10G SFP+ | 10000 | up | Access to MH-DC-002-CSR-041 | SFP-10G-LR
MH-DC-002-AGG-R05 | xe-0/0/9 | 10G SFP+ | 10000 | admin-down
MH-DC-002-AGG-R05 | xe-0/0/10 | 10G SFP+ | 10000 | admin-down
MH-DC-002-AGG-R05 | xe-0/0/11 | 10G SFP+ | 10000 | admin-down
MH-DC-002-AGG-R05 | xe-0/0/12 | 10G SFP+ | 10000 | admin-down
MH-DC-002-AGG-R05 | xe-0/0/13 | 10G SFP+ | 10000 | admin-down
MH-DC-002-AGG-R05 | xe-0/0/14 | 10G SFP+ | 10000 | admin-down
MH-DC-002-AGG-R05 | xe-0/0/15 | 10G SFP+ | 10000 | admin-down
MH-DC-002-AGG-R05 | et-0/1/0 | 100G QSFP28 | 100000 | up | Uplink to MH-DC-002-PE-T4-01 | QSFP28-100G-LR4
MH-DC-002-AGG-R05 | et-0/1/1 | 100G QSFP28 | 100000 | up | Uplink to MH-DC-002-PE-T4-02 | QSFP28-100G-LR4
MH-DC-002-AGG-R05 | et-0/1/2 | 100G QSFP28 | 100000 | admin-down
MH-DC-002-AGG-R05 | et-0/1/3 | 100G QSFP28 | 100000 | admin-down
MH-DC-002-AGG-R05 | et-0/1/4 | 100G QSFP28 | 100000 | admin-down
MH-DC-002-AGG-R05 | et-0/1/5 | 100G QSFP28 | 100000 | admin-down
MH-DC-002-AGG-R05 | et-0/1/6 | 100G QSFP28 | 100000 | reserved
MH-DC-002-AGG-R05 | et-0/1/7 | 100G QSFP28 | 100000 | admin-down
MH-DC-002-AGG-R06 | xe-0/0/0 | 10G SFP+ | 10000 | up | Uplink to MH-DC-002-ACC-03 | SFP-10G-LR
MH-DC-002-AGG-R06 | xe-0/0/1 | 10G SFP+ | 10000 | up | Uplink to MH-DC-002-ACC-06 | SFP-10G-LR
MH-DC-002-AGG-R06 | xe-0/0/2 | 10G SFP+ | 10000 | up | Access to MH-DC-002-CSR-001 | SFP-10G-LR
MH-DC-002-AGG-R06 | xe-0/0/3 | 10G SFP+ | 10000 | up | Access to MH-DC-002-CSR-006 | SFP-10G-LR
MH-DC-002-AGG-R06 | xe-0/0/4 | 10G SFP+ | 10000 | up | Access to MH-DC-002-CSR-007 | SFP-10G-LR
MH-DC-002-AGG-R06 | xe-0/0/5 | 10G SFP+ | 10000 | up | Access to MH-DC-002-CSR-012 | SFP-10G-LR
MH-DC-002-AGG-R06 | xe-0/0/6 | 10G SFP+ | 10000 | up | Access to MH-DC-002-CSR-013 | SFP-10G-LR
MH-DC-002-AGG-R06 | xe-0/0/7 | 10G SFP+ | 10000 | up | Access to MH-DC-002-CSR-018 | SFP-10G-LR
MH-DC-002-AGG-R06 | xe-0/0/8 | 10G SFP+ | 10000 | up | Access to MH-DC-002-CSR-019 | SFP-10G-LR
MH-DC-002-AGG-R06 | xe-0/0/9 | 10G SFP+ | 10000 | up | Access to MH-DC-002-CSR-024 | SFP-10G-LR
MH-DC-002-AGG-R06 | xe-0/0/10 | 10G SFP+ | 10000 | up | Access to MH-DC-002-CSR-025 | SFP-10G-LR
MH-DC-002-AGG-R06 | xe-0/0/11 | 10G SFP+ | 10000 | up | Access to MH-DC-002-CSR-030 | SFP-10G-LR
MH-DC-002-AGG-R06 | xe-0/0/12 | 10G SFP+ | 10000 | up | Access to MH-DC-002-CSR-031 | SFP-10G-LR
MH-DC-002-AGG-R06 | xe-0/0/13 | 10G SFP+ | 10000 | up | Access to MH-DC-002-CSR-036 | SFP-10G-LR
MH-DC-002-AGG-R06 | xe-0/0/14 | 10G SFP+ | 10000 | up | Access to MH-DC-002-CSR-037 | SFP-10G-LR
MH-DC-002-AGG-R06 | xe-0/0/15 | 10G SFP+ | 10000 | up | Access to MH-DC-002-CSR-042 | SFP-10G-LR
MH-DC-002-AGG-R06 | et-0/1/0 | 100G QSFP28 | 100000 | up | Uplink to MH-DC-002-PE-T4-02 | QSFP28-100G-LR4
MH-DC-002-AGG-R06 | et-0/1/1 | 100G QSFP28 | 100000 | up | Uplink to MH-DC-002-PE-T4-03 | QSFP28-100G-LR4
MH-DC-002-AGG-R06 | et-0/1/2 | 100G QSFP28 | 100000 | admin-down
MH-DC-002-AGG-R06 | et-0/1/3 | 100G QSFP28 | 100000 | admin-down
MH-DC-002-AGG-R06 | et-0/1/4 | 100G QSFP28 | 100000 | reserved
MH-DC-002-AGG-R06 | et-0/1/5 | 100G QSFP28 | 100000 | admin-down
MH-DC-002-AGG-R06 | et-0/1/6 | 100G QSFP28 | 100000 | admin-down
MH-DC-002-AGG-R06 | et-0/1/7 | 100G QSFP28 | 100000 | admin-down
MH-DC-002-ACC-01 | Ethernet1 | 10G SFP+ | 10000 | up | Access to MH-DC-002-TOR-001 | SFP-10G-LR
MH-DC-002-ACC-01 | Ethernet2 | 10G SFP+ | 10000 | up | Access to MH-DC-002-TOR-007 | SFP-10G-LR
MH-DC-002-ACC-01 | Ethernet3 | 10G SFP+ | 10000 | up | Access to MH-DC-002-TOR-008 | SFP-10G-LR
MH-DC-002-ACC-01 | Ethernet4 | 10G SFP+ | 10000 | up | Access to MH-DC-002-TOR-014 | SFP-10G-LR
MH-DC-002-ACC-01 | Ethernet5 | 10G SFP+ | 10000 | up | Access to MH-DC-002-TOR-015 | SFP-10G-LR
MH-DC-002-ACC-01 | Ethernet6 | 10G SFP+ | 10000 | up | Access to MH-DC-002-TOR-021 | SFP-10G-LR
MH-DC-002-ACC-01 | Ethernet7 | 10G SFP+ | 10000 | up | Access to MH-DC-002-TOR-022 | SFP-10G-LR
MH-DC-002-ACC-01 | Ethernet8 | 10G SFP+ | 10000 | up | Access to MH-DC-002-TOR-028 | SFP-10G-LR
MH-DC-002-ACC-01 | Ethernet9 | 10G SFP+ | 10000 | up | Access to MH-DC-002-TOR-029 | SFP-10G-LR
MH-DC-002-ACC-01 | Ethernet10 | 10G SFP+ | 10000 | admin-down
MH-DC-002-ACC-01 | Ethernet11 | 10G SFP+ | 10000 | admin-down
MH-DC-002-ACC-01 | Ethernet12 | 10G SFP+ | 10000 | up | Server NIC
MH-DC-002-ACC-01 | Ethernet13 | 10G SFP+ | 10000 | admin-down
MH-DC-002-ACC-01 | Ethernet14 | 10G SFP+ | 10000 | admin-down
MH-DC-002-ACC-01 | Ethernet15 | 10G SFP+ | 10000 | admin-down
MH-DC-002-ACC-01 | Ethernet16 | 10G SFP+ | 10000 | up | Server NIC
MH-DC-002-ACC-01 | Ethernet17 | 10G SFP+ | 10000 | up | Server NIC
MH-DC-002-ACC-01 | Ethernet18 | 10G SFP+ | 10000 | up | Server NIC
MH-DC-002-ACC-01 | Ethernet19 | 10G SFP+ | 10000 | admin-down
MH-DC-002-ACC-01 | Ethernet20 | 10G SFP+ | 10000 | up | Server NIC
MH-DC-002-ACC-01 | Ethernet21 | 10G SFP+ | 10000 | up | Server NIC
MH-DC-002-ACC-01 | Ethernet22 | 10G SFP+ | 10000 | up | Server NIC
MH-DC-002-ACC-01 | Ethernet23 | 10G SFP+ | 10000 | up | Server NIC
MH-DC-002-ACC-01 | Ethernet24 | 10G SFP+ | 10000 | admin-down
MH-DC-002-ACC-01 | Ethernet25 | 10G SFP+ | 10000 | up | Server NIC
MH-DC-002-ACC-01 | Ethernet26 | 10G SFP+ | 10000 | admin-down
MH-DC-002-ACC-01 | Ethernet27 | 10G SFP+ | 10000 | up | Server NIC
MH-DC-002-ACC-01 | Ethernet28 | 10G SFP+ | 10000 | up | Server NIC
MH-DC-002-ACC-01 | Ethernet29 | 10G SFP+ | 10000 | up | Server NIC
MH-DC-002-ACC-01 | Ethernet30 | 10G SFP+ | 10000 | reserved
MH-DC-002-ACC-01 | Ethernet31 | 10G SFP+ | 10000 | up | Server NIC
MH-DC-002-ACC-01 | Ethernet32 | 10G SFP+ | 10000 | admin-down
MH-DC-002-ACC-01 | Ethernet49/1 | 100G QSFP28 | 100000 | up | Uplink to MH-DC-002-AGG-R01 | QSFP28-100G-LR4
MH-DC-002-ACC-01 | Ethernet49/2 | 100G QSFP28 | 100000 | up | Uplink to MH-DC-002-AGG-R04 | QSFP28-100G-LR4
MH-DC-002-ACC-01 | Ethernet49/3 | 100G QSFP28 | 100000 | admin-down
MH-DC-002-ACC-01 | Ethernet49/4 | 100G QSFP28 | 100000 | admin-down
MH-DC-002-ACC-02 | Te0/0/0/0 | 10G SFP+ | 10000 | up | Access to MH-DC-002-TOR-001 | SFP-10G-LR
MH-DC-002-ACC-02 | Te0/0/0/1 | 10G SFP+ | 10000 | up | Access to MH-DC-002-TOR-002 | SFP-10G-LR
MH-DC-002-ACC-02 | Te0/0/0/2 | 10G SFP+ | 10000 | up | Access to MH-DC-002-TOR-008 | SFP-10G-LR
MH-DC-002-ACC-02 | Te0/0/0/3 | 10G SFP+ | 10000 | up | Access to MH-DC-002-TOR-009 | SFP-10G-LR
MH-DC-002-ACC-02 | Te0/0/0/4 | 10G SFP+ | 10000 | up | Access to MH-DC-002-TOR-015 | SFP-10G-LR
MH-DC-002-ACC-02 | Te0/0/0/5 | 10G SFP+ | 10000 | up | Access to MH-DC-002-TOR-016 | SFP-10G-LR
MH-DC-002-ACC-02 | Te0/0/0/6 | 10G SFP+ | 10000 | up | Access to MH-DC-002-TOR-022 | SFP-10G-LR
MH-DC-002-ACC-02 | Te0/0/0/7 | 10G SFP+ | 10000 | up | Access to MH-DC-002-TOR-023 | SFP-10G-LR
MH-DC-002-ACC-02 | Te0/0/0/8 | 10G SFP+ | 10000 | up | Access to MH-DC-002-TOR-029 | SFP-10G-LR
MH-DC-002-ACC-02 | Te0/0/0/9 | 10G SFP+ | 10000 | up | Server NIC
MH-DC-002-ACC-02 | Te0/0/0/10 | 10G SFP+ | 10000 | up | Server NIC
MH-DC-002-ACC-02 | Te0/0/0/11 | 10G SFP+ | 10000 | admin-down
MH-DC-002-ACC-02 | Te0/0/0/12 | 10G SFP+ | 10000 | up | Server NIC
MH-DC-002-ACC-02 | Te0/0/0/13 | 10G SFP+ | 10000 | up | Server NIC
MH-DC-002-ACC-02 | Te0/0/0/14 | 10G SFP+ | 10000 | up | Server NIC
MH-DC-002-ACC-02 | Te0/0/0/15 | 10G SFP+ | 10000 | up | Server NIC
MH-DC-002-ACC-02 | Te0/0/0/16 | 10G SFP+ | 10000 | up | Server NIC
MH-DC-002-ACC-02 | Te0/0/0/17 | 10G SFP+ | 10000 | up | Server NIC
MH-DC-002-ACC-02 | Te0/0/0/18 | 10G SFP+ | 10000 | up | Server NIC
MH-DC-002-ACC-02 | Te0/0/0/19 | 10G SFP+ | 10000 | up | Server NIC
MH-DC-002-ACC-02 | Te0/0/0/20 | 10G SFP+ | 10000 | admin-down
MH-DC-002-ACC-02 | Te0/0/0/21 | 10G SFP+ | 10000 | reserved
MH-DC-002-ACC-02 | Te0/0/0/22 | 10G SFP+ | 10000 | up | Server NIC
MH-DC-002-ACC-02 | Te0/0/0/23 | 10G SFP+ | 10000 | up | Server NIC
MH-DC-002-ACC-02 | Te0/0/0/24 | 10G SFP+ | 10000 | up | Server NIC
MH-DC-002-ACC-02 | Te0/0/0/25 | 10G SFP+ | 10000 | up | Server NIC
MH-DC-002-ACC-02 | Te0/0/0/26 | 10G SFP+ | 10000 | admin-down
MH-DC-002-ACC-02 | Te0/0/0/27 | 10G SFP+ | 10000 | up | Server NIC
MH-DC-002-ACC-02 | Te0/0/0/28 | 10G SFP+ | 10000 | up | Server NIC
MH-DC-002-ACC-02 | Te0/0/0/29 | 10G SFP+ | 10000 | up | Server NIC
MH-DC-002-ACC-02 | Te0/0/0/30 | 10G SFP+ | 10000 | admin-down
MH-DC-002-ACC-02 | Te0/0/0/31 | 10G SFP+ | 10000 | admin-down
MH-DC-002-ACC-02 | Hu0/0/1/0 | 100G QSFP28 | 100000 | up | Uplink to MH-DC-002-AGG-R02 | QSFP28-100G-LR4
MH-DC-002-ACC-02 | Hu0/0/1/1 | 100G QSFP28 | 100000 | up | Uplink to MH-DC-002-AGG-R05 | QSFP28-100G-LR4
MH-DC-002-ACC-02 | Hu0/0/1/2 | 100G QSFP28 | 100000 | admin-down
MH-DC-002-ACC-02 | Hu0/0/1/3 | 100G QSFP28 | 100000 | admin-down
MH-DC-002-ACC-03 | Ethernet1 | 10G SFP+ | 10000 | up | Access to MH-DC-002-TOR-002 | SFP-10G-LR
MH-DC-002-ACC-03 | Ethernet2 | 10G SFP+ | 10000 | up | Access to MH-DC-002-TOR-003 | SFP-10G-LR
MH-DC-002-ACC-03 | Ethernet3 | 10G SFP+ | 10000 | up | Access to MH-DC-002-TOR-009 | SFP-10G-LR
MH-DC-002-ACC-03 | Ethernet4 | 10G SFP+ | 10000 | up | Access to MH-DC-002-TOR-010 | SFP-10G-LR
MH-DC-002-ACC-03 | Ethernet5 | 10G SFP+ | 10000 | up | Access to MH-DC-002-TOR-016 | SFP-10G-LR
MH-DC-002-ACC-03 | Ethernet6 | 10G SFP+ | 10000 | up | Access to MH-DC-002-TOR-017 | SFP-10G-LR
MH-DC-002-ACC-03 | Ethernet7 | 10G SFP+ | 10000 | up | Access to MH-DC-002-TOR-023 | SFP-10G-LR
MH-DC-002-ACC-03 | Ethernet8 | 10G SFP+ | 10000 | up | Access to MH-DC-002-TOR-024 | SFP-10G-LR
MH-DC-002-ACC-03 | Ethernet9 | 10G SFP+ | 10000 | admin-down
MH-DC-002-ACC-03 | Ethernet10 | 10G SFP+ | 10000 | admin-down
MH-DC-002-ACC-03 | Ethernet11 | 10G SFP+ | 10000 | up | Server NIC
MH-DC-002-ACC-03 | Ethernet12 | 10G SFP+ | 10000 | admin-down
MH-DC-002-ACC-03 | Ethernet13 | 10G SFP+ | 10000 | admin-down
MH-DC-002-ACC-03 | Ethernet14 | 10G SFP+ | 10000 | up | Server NIC
MH-DC-002-ACC-03 | Ethernet15 | 10G SFP+ | 10000 | up | Server NIC
MH-DC-002-ACC-03 | Ethernet16 | 10G SFP+ | 10000 | up | Server NIC
MH-DC-002-ACC-03 | Ethernet17 | 10G SFP+ | 10000 | up | Server NIC
MH-DC-002-ACC-03 | Ethernet18 | 10G SFP+ | 10000 | up | Server NIC
MH-DC-002-ACC-03 | Ethernet19 | 10G SFP+ | 10000 | up | Server NIC
MH-DC-002-ACC-03 | Ethernet20 | 10G SFP+ | 10000 | admin-down
MH-DC-002-ACC-03 | Ethernet21 | 10G SFP+ | 10000 | up | Server NIC
MH-DC-002-ACC-03 | Ethernet22 | 10G SFP+ | 10000 | up | Server NIC
MH-DC-002-ACC-03 | Ethernet23 | 10G SFP+ | 10000 | up | Server NIC
MH-DC-002-ACC-03 | Ethernet24 | 10G SFP+ | 10000 | up | Server NIC
MH-DC-002-ACC-03 | Ethernet25 | 10G SFP+ | 10000 | up | Server NIC
MH-DC-002-ACC-03 | Ethernet26 | 10G SFP+ | 10000 | admin-down
MH-DC-002-ACC-03 | Ethernet27 | 10G SFP+ | 10000 | up | Server NIC
MH-DC-002-ACC-03 | Ethernet28 | 10G SFP+ | 10000 | up | Server NIC
MH-DC-002-ACC-03 | Ethernet29 | 10G SFP+ | 10000 | up | Server NIC
MH-DC-002-ACC-03 | Ethernet30 | 10G SFP+ | 10000 | admin-down
MH-DC-002-ACC-03 | Ethernet31 | 10G SFP+ | 10000 | admin-down
MH-DC-002-ACC-03 | Ethernet32 | 10G SFP+ | 10000 | admin-down
MH-DC-002-ACC-03 | Ethernet49/1 | 100G QSFP28 | 100000 | up | Uplink to MH-DC-002-AGG-R03 | QSFP28-100G-LR4
MH-DC-002-ACC-03 | Ethernet49/2 | 100G QSFP28 | 100000 | up | Uplink to MH-DC-002-AGG-R06 | QSFP28-100G-LR4
MH-DC-002-ACC-03 | Ethernet49/3 | 100G QSFP28 | 100000 | admin-down
MH-DC-002-ACC-03 | Ethernet49/4 | 100G QSFP28 | 100000 | admin-down
MH-DC-002-ACC-04 | xe-0/0/0 | 10G SFP+ | 10000 | up | Access to MH-DC-002-TOR-003 | SFP-10G-LR
MH-DC-002-ACC-04 | xe-0/0/1 | 10G SFP+ | 10000 | up | Access to MH-DC-002-TOR-004 | SFP-10G-LR
MH-DC-002-ACC-04 | xe-0/0/2 | 10G SFP+ | 10000 | up | Access to MH-DC-002-TOR-010 | SFP-10G-LR
MH-DC-002-ACC-04 | xe-0/0/3 | 10G SFP+ | 10000 | up | Access to MH-DC-002-TOR-011 | SFP-10G-LR
MH-DC-002-ACC-04 | xe-0/0/4 | 10G SFP+ | 10000 | up | Access to MH-DC-002-TOR-017 | SFP-10G-LR
MH-DC-002-ACC-04 | xe-0/0/5 | 10G SFP+ | 10000 | up | Access to MH-DC-002-TOR-018 | SFP-10G-LR
MH-DC-002-ACC-04 | xe-0/0/6 | 10G SFP+ | 10000 | up | Access to MH-DC-002-TOR-024 | SFP-10G-LR
MH-DC-002-ACC-04 | xe-0/0/7 | 10G SFP+ | 10000 | up | Access to MH-DC-002-TOR-025 | SFP-10G-LR
MH-DC-002-ACC-04 | xe-0/0/8 | 10G SFP+ | 10000 | up | Server NIC
MH-DC-002-ACC-04 | xe-0/0/9 | 10G SFP+ | 10000 | up | Server NIC
MH-DC-002-ACC-04 | xe-0/0/10 | 10G SFP+ | 10000 | up | Server NIC
MH-DC-002-ACC-04 | xe-0/0/11 | 10G SFP+ | 10000 | up | Server NIC
MH-DC-002-ACC-04 | xe-0/0/12 | 10G SFP+ | 10000 | up | Server NIC
MH-DC-002-ACC-04 | xe-0/0/13 | 10G SFP+ | 10000 | admin-down
MH-DC-002-ACC-04 | xe-0/0/14 | 10G SFP+ | 10000 | up | Server NIC
MH-DC-002-ACC-04 | xe-0/0/15 | 10G SFP+ | 10000 | up | Server NIC
MH-DC-002-ACC-04 | xe-0/0/16 | 10G SFP+ | 10000 | up | Server NIC
MH-DC-002-ACC-04 | xe-0/0/17 | 10G SFP+ | 10000 | up | Server NIC
MH-DC-002-ACC-04 | xe-0/0/18 | 10G SFP+ | 10000 | admin-down
MH-DC-002-ACC-04 | xe-0/0/19 | 10G SFP+ | 10000 | up | Server NIC
MH-DC-002-ACC-04 | xe-0/0/20 | 10G SFP+ | 10000 | reserved
MH-DC-002-ACC-04 | xe-0/0/21 | 10G SFP+ | 10000 | admin-down
MH-DC-002-ACC-04 | xe-0/0/22 | 10G SFP+ | 10000 | up | Server NIC
MH-DC-002-ACC-04 | xe-0/0/23 | 10G SFP+ | 10000 | up | Server NIC
MH-DC-002-ACC-04 | xe-0/0/24 | 10G SFP+ | 10000 | admin-down
MH-DC-002-ACC-04 | xe-0/0/25 | 10G SFP+ | 10000 | admin-down
MH-DC-002-ACC-04 | xe-0/0/26 | 10G SFP+ | 10000 | up | Server NIC
MH-DC-002-ACC-04 | xe-0/0/27 | 10G SFP+ | 10000 | admin-down
MH-DC-002-ACC-04 | xe-0/0/28 | 10G SFP+ | 10000 | up | Server NIC
MH-DC-002-ACC-04 | xe-0/0/29 | 10G SFP+ | 10000 | up | Server NIC
MH-DC-002-ACC-04 | xe-0/0/30 | 10G SFP+ | 10000 | admin-down
MH-DC-002-ACC-04 | xe-0/0/31 | 10G SFP+ | 10000 | up | Server NIC
MH-DC-002-ACC-04 | et-0/1/0 | 100G QSFP28 | 100000 | up | Uplink to MH-DC-002-AGG-R04 | QSFP28-100G-LR4
MH-DC-002-ACC-04 | et-0/1/1 | 100G QSFP28 | 100000 | up | Uplink to MH-DC-002-AGG-R01 | QSFP28-100G-LR4
MH-DC-002-ACC-04 | et-0/1/2 | 100G QSFP28 | 100000 | admin-down
MH-DC-002-ACC-04 | et-0/1/3 | 100G QSFP28 | 100000 | reserved
MH-DC-002-ACC-05 | Te0/0/0/0 | 10G SFP+ | 10000 | up | Access to MH-DC-002-TOR-004 | SFP-10G-LR
MH-DC-002-ACC-05 | Te0/0/0/1 | 10G SFP+ | 10000 | up | Access to MH-DC-002-TOR-005 | SFP-10G-LR
MH-DC-002-ACC-05 | Te0/0/0/2 | 10G SFP+ | 10000 | up | Access to MH-DC-002-TOR-011 | SFP-10G-LR
MH-DC-002-ACC-05 | Te0/0/0/3 | 10G SFP+ | 10000 | up | Access to MH-DC-002-TOR-012 | SFP-10G-LR
MH-DC-002-ACC-05 | Te0/0/0/4 | 10G SFP+ | 10000 | up | Access to MH-DC-002-TOR-018 | SFP-10G-LR
MH-DC-002-ACC-05 | Te0/0/0/5 | 10G SFP+ | 10000 | up | Access to MH-DC-002-TOR-019 | SFP-10G-LR
MH-DC-002-ACC-05 | Te0/0/0/6 | 10G SFP+ | 10000 | up | Access to MH-DC-002-TOR-025 | SFP-10G-LR
MH-DC-002-ACC-05 | Te0/0/0/7 | 10G SFP+ | 10000 | up | Access to MH-DC-002-TOR-026 | SFP-10G-LR
MH-DC-002-ACC-05 | Te0/0/0/8 | 10G SFP+ | 10000 | admin-down
MH-DC-002-ACC-05 | Te0/0/0/9 | 10G SFP+ | 10000 | admin-down
MH-DC-002-ACC-05 | Te0/0/0/10 | 10G SFP+ | 10000 | up | Server NIC
MH-DC-002-ACC-05 | Te0/0/0/11 | 10G SFP+ | 10000 | up | Server NIC
MH-DC-002-ACC-05 | Te0/0/0/12 | 10G SFP+ | 10000 | up | Server NIC
MH-DC-002-ACC-05 | Te0/0/0/13 | 10G SFP+ | 10000 | up | Server NIC
MH-DC-002-ACC-05 | Te0/0/0/14 | 10G SFP+ | 10000 | up | Server NIC
MH-DC-002-ACC-05 | Te0/0/0/15 | 10G SFP+ | 10000 | up | Server NIC
MH-DC-002-ACC-05 | Te0/0/0/16 | 10G SFP+ | 10000 | up | Server NIC
MH-DC-002-ACC-05 | Te0/0/0/17 | 10G SFP+ | 10000 | admin-down
MH-DC-002-ACC-05 | Te0/0/0/18 | 10G SFP+ | 10000 | admin-down
MH-DC-002-ACC-05 | Te0/0/0/19 | 10G SFP+ | 10000 | up | Server NIC
MH-DC-002-ACC-05 | Te0/0/0/20 | 10G SFP+ | 10000 | up | Server NIC
MH-DC-002-ACC-05 | Te0/0/0/21 | 10G SFP+ | 10000 | up | Server NIC
MH-DC-002-ACC-05 | Te0/0/0/22 | 10G SFP+ | 10000 | up | Server NIC
MH-DC-002-ACC-05 | Te0/0/0/23 | 10G SFP+ | 10000 | admin-down
MH-DC-002-ACC-05 | Te0/0/0/24 | 10G SFP+ | 10000 | up | Server NIC
MH-DC-002-ACC-05 | Te0/0/0/25 | 10G SFP+ | 10000 | admin-down
MH-DC-002-ACC-05 | Te0/0/0/26 | 10G SFP+ | 10000 | up | Server NIC
MH-DC-002-ACC-05 | Te0/0/0/27 | 10G SFP+ | 10000 | admin-down
MH-DC-002-ACC-05 | Te0/0/0/28 | 10G SFP+ | 10000 | up | Server NIC
MH-DC-002-ACC-05 | Te0/0/0/29 | 10G SFP+ | 10000 | admin-down
MH-DC-002-ACC-05 | Te0/0/0/30 | 10G SFP+ | 10000 | admin-down
MH-DC-002-ACC-05 | Te0/0/0/31 | 10G SFP+ | 10000 | up | Server NIC
MH-DC-002-ACC-05 | Hu0/0/1/0 | 100G QSFP28 | 100000 | up | Uplink to MH-DC-002-AGG-R05 | QSFP28-100G-LR4
MH-DC-002-ACC-05 | Hu0/0/1/1 | 100G QSFP28 | 100000 | up | Uplink to MH-DC-002-AGG-R02 | QSFP28-100G-LR4
MH-DC-002-ACC-05 | Hu0/0/1/2 | 100G QSFP28 | 100000 | admin-down
MH-DC-002-ACC-05 | Hu0/0/1/3 | 100G QSFP28 | 100000 | admin-down
MH-DC-002-ACC-06 | Te0/0/0/0 | 10G SFP+ | 10000 | up | Access to MH-DC-002-TOR-005 | SFP-10G-LR
MH-DC-002-ACC-06 | Te0/0/0/1 | 10G SFP+ | 10000 | up | Access to MH-DC-002-TOR-006 | SFP-10G-LR
MH-DC-002-ACC-06 | Te0/0/0/2 | 10G SFP+ | 10000 | up | Access to MH-DC-002-TOR-012 | SFP-10G-LR
MH-DC-002-ACC-06 | Te0/0/0/3 | 10G SFP+ | 10000 | up | Access to MH-DC-002-TOR-013 | SFP-10G-LR
MH-DC-002-ACC-06 | Te0/0/0/4 | 10G SFP+ | 10000 | up | Access to MH-DC-002-TOR-019 | SFP-10G-LR
MH-DC-002-ACC-06 | Te0/0/0/5 | 10G SFP+ | 10000 | up | Access to MH-DC-002-TOR-020 | SFP-10G-LR
MH-DC-002-ACC-06 | Te0/0/0/6 | 10G SFP+ | 10000 | up | Access to MH-DC-002-TOR-026 | SFP-10G-LR
MH-DC-002-ACC-06 | Te0/0/0/7 | 10G SFP+ | 10000 | up | Access to MH-DC-002-TOR-027 | SFP-10G-LR
MH-DC-002-ACC-06 | Te0/0/0/8 | 10G SFP+ | 10000 | up | Server NIC
MH-DC-002-ACC-06 | Te0/0/0/9 | 10G SFP+ | 10000 | admin-down
MH-DC-002-ACC-06 | Te0/0/0/10 | 10G SFP+ | 10000 | admin-down
MH-DC-002-ACC-06 | Te0/0/0/11 | 10G SFP+ | 10000 | admin-down
MH-DC-002-ACC-06 | Te0/0/0/12 | 10G SFP+ | 10000 | up | Server NIC
MH-DC-002-ACC-06 | Te0/0/0/13 | 10G SFP+ | 10000 | reserved
MH-DC-002-ACC-06 | Te0/0/0/14 | 10G SFP+ | 10000 | up | Server NIC
MH-DC-002-ACC-06 | Te0/0/0/15 | 10G SFP+ | 10000 | up | Server NIC
MH-DC-002-ACC-06 | Te0/0/0/16 | 10G SFP+ | 10000 | admin-down
MH-DC-002-ACC-06 | Te0/0/0/17 | 10G SFP+ | 10000 | admin-down
MH-DC-002-ACC-06 | Te0/0/0/18 | 10G SFP+ | 10000 | reserved
MH-DC-002-ACC-06 | Te0/0/0/19 | 10G SFP+ | 10000 | up | Server NIC
MH-DC-002-ACC-06 | Te0/0/0/20 | 10G SFP+ | 10000 | admin-down
MH-DC-002-ACC-06 | Te0/0/0/21 | 10G SFP+ | 10000 | up | Server NIC
MH-DC-002-ACC-06 | Te0/0/0/22 | 10G SFP+ | 10000 | up | Server NIC
MH-DC-002-ACC-06 | Te0/0/0/23 | 10G SFP+ | 10000 | up | Server NIC
MH-DC-002-ACC-06 | Te0/0/0/24 | 10G SFP+ | 10000 | up | Server NIC
MH-DC-002-ACC-06 | Te0/0/0/25 | 10G SFP+ | 10000 | admin-down
MH-DC-002-ACC-06 | Te0/0/0/26 | 10G SFP+ | 10000 | admin-down
MH-DC-002-ACC-06 | Te0/0/0/27 | 10G SFP+ | 10000 | admin-down
MH-DC-002-ACC-06 | Te0/0/0/28 | 10G SFP+ | 10000 | up | Server NIC
MH-DC-002-ACC-06 | Te0/0/0/29 | 10G SFP+ | 10000 | up | Server NIC
MH-DC-002-ACC-06 | Te0/0/0/30 | 10G SFP+ | 10000 | up | Server NIC
MH-DC-002-ACC-06 | Te0/0/0/31 | 10G SFP+ | 10000 | up | Server NIC
MH-DC-002-ACC-06 | Hu0/0/1/0 | 100G QSFP28 | 100000 | up | Uplink to MH-DC-002-AGG-R06 | QSFP28-100G-LR4
MH-DC-002-ACC-06 | Hu0/0/1/1 | 100G QSFP28 | 100000 | up | Uplink to MH-DC-002-AGG-R03 | QSFP28-100G-LR4
MH-DC-002-ACC-06 | Hu0/0/1/2 | 100G QSFP28 | 100000 | admin-down
MH-DC-002-ACC-06 | Hu0/0/1/3 | 100G QSFP28 | 100000 | admin-down
MH-DC-002-ACC-07 | Te0/0/0/0 | 10G SFP+ | 10000 | up | Access to MH-DC-002-TOR-006 | SFP-10G-LR
MH-DC-002-ACC-07 | Te0/0/0/1 | 10G SFP+ | 10000 | up | Access to MH-DC-002-TOR-007 | SFP-10G-LR
MH-DC-002-ACC-07 | Te0/0/0/2 | 10G SFP+ | 10000 | up | Access to MH-DC-002-TOR-013 | SFP-10G-LR
MH-DC-002-ACC-07 | Te0/0/0/3 | 10G SFP+ | 10000 | up | Access to MH-DC-002-TOR-014 | SFP-10G-LR
MH-DC-002-ACC-07 | Te0/0/0/4 | 10G SFP+ | 10000 | up | Access to MH-DC-002-TOR-020 | SFP-10G-LR
MH-DC-002-ACC-07 | Te0/0/0/5 | 10G SFP+ | 10000 | up | Access to MH-DC-002-TOR-021 | SFP-10G-LR
MH-DC-002-ACC-07 | Te0/0/0/6 | 10G SFP+ | 10000 | up | Access to MH-DC-002-TOR-027 | SFP-10G-LR
MH-DC-002-ACC-07 | Te0/0/0/7 | 10G SFP+ | 10000 | up | Access to MH-DC-002-TOR-028 | SFP-10G-LR
MH-DC-002-ACC-07 | Te0/0/0/8 | 10G SFP+ | 10000 | admin-down
MH-DC-002-ACC-07 | Te0/0/0/9 | 10G SFP+ | 10000 | up | Server NIC
MH-DC-002-ACC-07 | Te0/0/0/10 | 10G SFP+ | 10000 | admin-down
MH-DC-002-ACC-07 | Te0/0/0/11 | 10G SFP+ | 10000 | admin-down
MH-DC-002-ACC-07 | Te0/0/0/12 | 10G SFP+ | 10000 | admin-down
MH-DC-002-ACC-07 | Te0/0/0/13 | 10G SFP+ | 10000 | admin-down
MH-DC-002-ACC-07 | Te0/0/0/14 | 10G SFP+ | 10000 | admin-down
MH-DC-002-ACC-07 | Te0/0/0/15 | 10G SFP+ | 10000 | up | Server NIC
MH-DC-002-ACC-07 | Te0/0/0/16 | 10G SFP+ | 10000 | up | Server NIC
MH-DC-002-ACC-07 | Te0/0/0/17 | 10G SFP+ | 10000 | up | Server NIC
MH-DC-002-ACC-07 | Te0/0/0/18 | 10G SFP+ | 10000 | admin-down
MH-DC-002-ACC-07 | Te0/0/0/19 | 10G SFP+ | 10000 | admin-down
MH-DC-002-ACC-07 | Te0/0/0/20 | 10G SFP+ | 10000 | admin-down
MH-DC-002-ACC-07 | Te0/0/0/21 | 10G SFP+ | 10000 | up | Server NIC
MH-DC-002-ACC-07 | Te0/0/0/22 | 10G SFP+ | 10000 | up | Server NIC
MH-DC-002-ACC-07 | Te0/0/0/23 | 10G SFP+ | 10000 | up | Server NIC
MH-DC-002-ACC-07 | Te0/0/0/24 | 10G SFP+ | 10000 | up | Server NIC
MH-DC-002-ACC-07 | Te0/0/0/25 | 10G SFP+ | 10000 | up | Server NIC
MH-DC-002-ACC-07 | Te0/0/0/26 | 10G SFP+ | 10000 | up | Server NIC
MH-DC-002-ACC-07 | Te0/0/0/27 | 10G SFP+ | 10000 | up | Server NIC
MH-DC-002-ACC-07 | Te0/0/0/28 | 10G SFP+ | 10000 | up | Server NIC
MH-DC-002-ACC-07 | Te0/0/0/29 | 10G SFP+ | 10000 | up | Server NIC
MH-DC-002-ACC-07 | Te0/0/0/30 | 10G SFP+ | 10000 | up | Server NIC
MH-DC-002-ACC-07 | Te0/0/0/31 | 10G SFP+ | 10000 | admin-down
MH-DC-002-ACC-07 | Hu0/0/1/0 | 100G QSFP28 | 100000 | up | Uplink to MH-DC-002-AGG-R01 | QSFP28-100G-LR4
MH-DC-002-ACC-07 | Hu0/0/1/1 | 100G QSFP28 | 100000 | up | Uplink to MH-DC-002-AGG-R04 | QSFP28-100G-LR4
MH-DC-002-ACC-07 | Hu0/0/1/2 | 100G QSFP28 | 100000 | admin-down
MH-DC-002-ACC-07 | Hu0/0/1/3 | 100G QSFP28 | 100000 | admin-down
MH-DC-002-CSR-001 | 1/3/1 | 1G copper | 1000 | admin-down
MH-DC-002-CSR-001 | 1/3/2 | 1G copper | 1000 | up | Customer CPE
MH-DC-002-CSR-001 | 1/3/3 | 1G copper | 1000 | up | Customer CPE
MH-DC-002-CSR-001 | 1/3/4 | 1G copper | 1000 | admin-down
MH-DC-002-CSR-001 | 1/3/5 | 1G copper | 1000 | admin-down
MH-DC-002-CSR-001 | 1/3/6 | 1G copper | 1000 | admin-down
MH-DC-002-CSR-001 | 1/3/7 | 1G copper | 1000 | up | Customer CPE
MH-DC-002-CSR-001 | 1/3/8 | 1G copper | 1000 | up | Customer CPE
MH-DC-002-CSR-001 | 1/1/c1 | 10G SFP+ | 10000 | up | Access to MH-DC-002-AGG-R01 | SFP-10G-LR
MH-DC-002-CSR-001 | 1/1/c2 | 10G SFP+ | 10000 | up | Access to MH-DC-002-AGG-R06 | SFP-10G-LR
MH-DC-002-CSR-001 | 1/1/c3 | 10G SFP+ | 10000 | up | Customer CPE
MH-DC-002-CSR-001 | 1/1/c4 | 10G SFP+ | 10000 | admin-down
MH-DC-002-CSR-002 | Gi0/0/2/0 | 1G copper | 1000 | up | Customer CPE
MH-DC-002-CSR-002 | Gi0/0/2/1 | 1G copper | 1000 | up | Customer CPE
MH-DC-002-CSR-002 | Gi0/0/2/2 | 1G copper | 1000 | admin-down
MH-DC-002-CSR-002 | Gi0/0/2/3 | 1G copper | 1000 | up | Customer CPE
MH-DC-002-CSR-002 | Gi0/0/2/4 | 1G copper | 1000 | admin-down
MH-DC-002-CSR-002 | Gi0/0/2/5 | 1G copper | 1000 | up | Customer CPE
MH-DC-002-CSR-002 | Gi0/0/2/6 | 1G copper | 1000 | up | Customer CPE
MH-DC-002-CSR-002 | Gi0/0/2/7 | 1G copper | 1000 | admin-down
MH-DC-002-CSR-002 | Te0/0/0/0 | 10G SFP+ | 10000 | up | Access to MH-DC-002-AGG-R02 | SFP-10G-LR
MH-DC-002-CSR-002 | Te0/0/0/1 | 10G SFP+ | 10000 | admin-down
MH-DC-002-CSR-002 | Te0/0/0/2 | 10G SFP+ | 10000 | up | Customer CPE
MH-DC-002-CSR-002 | Te0/0/0/3 | 10G SFP+ | 10000 | up | Customer CPE
MH-DC-002-CSR-003 | ge-0/2/0 | 1G copper | 1000 | up | Customer CPE
MH-DC-002-CSR-003 | ge-0/2/1 | 1G copper | 1000 | up | Customer CPE
MH-DC-002-CSR-003 | ge-0/2/2 | 1G copper | 1000 | up | Customer CPE
MH-DC-002-CSR-003 | ge-0/2/3 | 1G copper | 1000 | admin-down
MH-DC-002-CSR-003 | ge-0/2/4 | 1G copper | 1000 | admin-down
MH-DC-002-CSR-003 | ge-0/2/5 | 1G copper | 1000 | admin-down
MH-DC-002-CSR-003 | ge-0/2/6 | 1G copper | 1000 | up | Customer CPE
MH-DC-002-CSR-003 | ge-0/2/7 | 1G copper | 1000 | admin-down
MH-DC-002-CSR-003 | xe-0/0/0 | 10G SFP+ | 10000 | up | Access to MH-DC-002-AGG-R03 | SFP-10G-LR
MH-DC-002-CSR-003 | xe-0/0/1 | 10G SFP+ | 10000 | up | Access to MH-DC-002-AGG-R02 | SFP-10G-LR
MH-DC-002-CSR-003 | xe-0/0/2 | 10G SFP+ | 10000 | admin-down
MH-DC-002-CSR-003 | xe-0/0/3 | 10G SFP+ | 10000 | admin-down
MH-DC-002-CSR-004 | ge-0/2/0 | 1G copper | 1000 | admin-down
MH-DC-002-CSR-004 | ge-0/2/1 | 1G copper | 1000 | up | Customer CPE
MH-DC-002-CSR-004 | ge-0/2/2 | 1G copper | 1000 | admin-down
MH-DC-002-CSR-004 | ge-0/2/3 | 1G copper | 1000 | admin-down
MH-DC-002-CSR-004 | ge-0/2/4 | 1G copper | 1000 | up | Customer CPE
MH-DC-002-CSR-004 | ge-0/2/5 | 1G copper | 1000 | admin-down
MH-DC-002-CSR-004 | ge-0/2/6 | 1G copper | 1000 | admin-down
MH-DC-002-CSR-004 | ge-0/2/7 | 1G copper | 1000 | up | Customer CPE
MH-DC-002-CSR-004 | xe-0/0/0 | 10G SFP+ | 10000 | up | Access to MH-DC-002-AGG-R04 | SFP-10G-LR
MH-DC-002-CSR-004 | xe-0/0/1 | 10G SFP+ | 10000 | up | Customer CPE
MH-DC-002-CSR-004 | xe-0/0/2 | 10G SFP+ | 10000 | admin-down
MH-DC-002-CSR-004 | xe-0/0/3 | 10G SFP+ | 10000 | admin-down
MH-DC-002-CSR-005 | Gi0/0/2/0 | 1G copper | 1000 | up | Customer CPE
MH-DC-002-CSR-005 | Gi0/0/2/1 | 1G copper | 1000 | up | Customer CPE
MH-DC-002-CSR-005 | Gi0/0/2/2 | 1G copper | 1000 | admin-down
MH-DC-002-CSR-005 | Gi0/0/2/3 | 1G copper | 1000 | admin-down
MH-DC-002-CSR-005 | Gi0/0/2/4 | 1G copper | 1000 | up | Customer CPE
MH-DC-002-CSR-005 | Gi0/0/2/5 | 1G copper | 1000 | up | Customer CPE
MH-DC-002-CSR-005 | Gi0/0/2/6 | 1G copper | 1000 | admin-down
MH-DC-002-CSR-005 | Gi0/0/2/7 | 1G copper | 1000 | admin-down
MH-DC-002-CSR-005 | Te0/0/0/0 | 10G SFP+ | 10000 | up | Access to MH-DC-002-AGG-R05 | SFP-10G-LR
MH-DC-002-CSR-005 | Te0/0/0/1 | 10G SFP+ | 10000 | up | Access to MH-DC-002-AGG-R04 | SFP-10G-LR
MH-DC-002-CSR-005 | Te0/0/0/2 | 10G SFP+ | 10000 | up | Customer CPE
MH-DC-002-CSR-005 | Te0/0/0/3 | 10G SFP+ | 10000 | reserved
MH-DC-002-CSR-006 | ge-0/2/0 | 1G copper | 1000 | up | Customer CPE
MH-DC-002-CSR-006 | ge-0/2/1 | 1G copper | 1000 | up | Customer CPE
MH-DC-002-CSR-006 | ge-0/2/2 | 1G copper | 1000 | admin-down
MH-DC-002-CSR-006 | ge-0/2/3 | 1G copper | 1000 | admin-down
MH-DC-002-CSR-006 | ge-0/2/4 | 1G copper | 1000 | admin-down
MH-DC-002-CSR-006 | ge-0/2/5 | 1G copper | 1000 | admin-down
MH-DC-002-CSR-006 | ge-0/2/6 | 1G copper | 1000 | admin-down
MH-DC-002-CSR-006 | ge-0/2/7 | 1G copper | 1000 | up | Customer CPE
MH-DC-002-CSR-006 | xe-0/0/0 | 10G SFP+ | 10000 | up | Access to MH-DC-002-AGG-R06 | SFP-10G-LR
MH-DC-002-CSR-006 | xe-0/0/1 | 10G SFP+ | 10000 | admin-down
MH-DC-002-CSR-006 | xe-0/0/2 | 10G SFP+ | 10000 | up | Customer CPE
MH-DC-002-CSR-006 | xe-0/0/3 | 10G SFP+ | 10000 | up | Customer CPE
MH-DC-002-CSR-007 | Gi0/0/2/0 | 1G copper | 1000 | up | Customer CPE
MH-DC-002-CSR-007 | Gi0/0/2/1 | 1G copper | 1000 | admin-down
MH-DC-002-CSR-007 | Gi0/0/2/2 | 1G copper | 1000 | up | Customer CPE
MH-DC-002-CSR-007 | Gi0/0/2/3 | 1G copper | 1000 | admin-down
MH-DC-002-CSR-007 | Gi0/0/2/4 | 1G copper | 1000 | admin-down
MH-DC-002-CSR-007 | Gi0/0/2/5 | 1G copper | 1000 | admin-down
MH-DC-002-CSR-007 | Gi0/0/2/6 | 1G copper | 1000 | up | Customer CPE
MH-DC-002-CSR-007 | Gi0/0/2/7 | 1G copper | 1000 | up | Customer CPE
MH-DC-002-CSR-007 | Te0/0/0/0 | 10G SFP+ | 10000 | up | Access to MH-DC-002-AGG-R01 | SFP-10G-LR
MH-DC-002-CSR-007 | Te0/0/0/1 | 10G SFP+ | 10000 | up | Access to MH-DC-002-AGG-R06 | SFP-10G-LR
MH-DC-002-CSR-007 | Te0/0/0/2 | 10G SFP+ | 10000 | admin-down
MH-DC-002-CSR-007 | Te0/0/0/3 | 10G SFP+ | 10000 | up | Customer CPE
MH-DC-002-CSR-008 | ge-0/2/0 | 1G copper | 1000 | admin-down
MH-DC-002-CSR-008 | ge-0/2/1 | 1G copper | 1000 | admin-down
MH-DC-002-CSR-008 | ge-0/2/2 | 1G copper | 1000 | admin-down
MH-DC-002-CSR-008 | ge-0/2/3 | 1G copper | 1000 | admin-down
MH-DC-002-CSR-008 | ge-0/2/4 | 1G copper | 1000 | up | Customer CPE
MH-DC-002-CSR-008 | ge-0/2/5 | 1G copper | 1000 | reserved
MH-DC-002-CSR-008 | ge-0/2/6 | 1G copper | 1000 | up | Customer CPE
MH-DC-002-CSR-008 | ge-0/2/7 | 1G copper | 1000 | admin-down
MH-DC-002-CSR-008 | xe-0/0/0 | 10G SFP+ | 10000 | up | Access to MH-DC-002-AGG-R02 | SFP-10G-LR
MH-DC-002-CSR-008 | xe-0/0/1 | 10G SFP+ | 10000 | up | Customer CPE
MH-DC-002-CSR-008 | xe-0/0/2 | 10G SFP+ | 10000 | up | Customer CPE
MH-DC-002-CSR-008 | xe-0/0/3 | 10G SFP+ | 10000 | up | Customer CPE
MH-DC-002-CSR-009 | Gi0/0/2/0 | 1G copper | 1000 | up | Customer CPE
MH-DC-002-CSR-009 | Gi0/0/2/1 | 1G copper | 1000 | up | Customer CPE
MH-DC-002-CSR-009 | Gi0/0/2/2 | 1G copper | 1000 | admin-down
MH-DC-002-CSR-009 | Gi0/0/2/3 | 1G copper | 1000 | up | Customer CPE
MH-DC-002-CSR-009 | Gi0/0/2/4 | 1G copper | 1000 | up | Customer CPE
MH-DC-002-CSR-009 | Gi0/0/2/5 | 1G copper | 1000 | up | Customer CPE
MH-DC-002-CSR-009 | Gi0/0/2/6 | 1G copper | 1000 | up | Customer CPE
MH-DC-002-CSR-009 | Gi0/0/2/7 | 1G copper | 1000 | up | Customer CPE
MH-DC-002-CSR-009 | Te0/0/0/0 | 10G SFP+ | 10000 | up | Access to MH-DC-002-AGG-R03 | SFP-10G-LR
MH-DC-002-CSR-009 | Te0/0/0/1 | 10G SFP+ | 10000 | up | Access to MH-DC-002-AGG-R02 | SFP-10G-LR
MH-DC-002-CSR-009 | Te0/0/0/2 | 10G SFP+ | 10000 | admin-down
MH-DC-002-CSR-009 | Te0/0/0/3 | 10G SFP+ | 10000 | admin-down
MH-DC-002-CSR-010 | ge-0/2/0 | 1G copper | 1000 | up | Customer CPE
MH-DC-002-CSR-010 | ge-0/2/1 | 1G copper | 1000 | admin-down
MH-DC-002-CSR-010 | ge-0/2/2 | 1G copper | 1000 | up | Customer CPE
MH-DC-002-CSR-010 | ge-0/2/3 | 1G copper | 1000 | admin-down
MH-DC-002-CSR-010 | ge-0/2/4 | 1G copper | 1000 | up | Customer CPE
MH-DC-002-CSR-010 | ge-0/2/5 | 1G copper | 1000 | admin-down
MH-DC-002-CSR-010 | ge-0/2/6 | 1G copper | 1000 | up | Customer CPE
MH-DC-002-CSR-010 | ge-0/2/7 | 1G copper | 1000 | admin-down
MH-DC-002-CSR-010 | xe-0/0/0 | 10G SFP+ | 10000 | up | Access to MH-DC-002-AGG-R04 | SFP-10G-LR
MH-DC-002-CSR-010 | xe-0/0/1 | 10G SFP+ | 10000 | admin-down
MH-DC-002-CSR-010 | xe-0/0/2 | 10G SFP+ | 10000 | up | Customer CPE
MH-DC-002-CSR-010 | xe-0/0/3 | 10G SFP+ | 10000 | up | Customer CPE
MH-DC-002-CSR-011 | ge-0/2/0 | 1G copper | 1000 | up | Customer CPE
MH-DC-002-CSR-011 | ge-0/2/1 | 1G copper | 1000 | up | Customer CPE
MH-DC-002-CSR-011 | ge-0/2/2 | 1G copper | 1000 | up | Customer CPE
MH-DC-002-CSR-011 | ge-0/2/3 | 1G copper | 1000 | admin-down
MH-DC-002-CSR-011 | ge-0/2/4 | 1G copper | 1000 | up | Customer CPE
MH-DC-002-CSR-011 | ge-0/2/5 | 1G copper | 1000 | admin-down
MH-DC-002-CSR-011 | ge-0/2/6 | 1G copper | 1000 | up | Customer CPE
MH-DC-002-CSR-011 | ge-0/2/7 | 1G copper | 1000 | admin-down
MH-DC-002-CSR-011 | xe-0/0/0 | 10G SFP+ | 10000 | up | Access to MH-DC-002-AGG-R05 | SFP-10G-LR
MH-DC-002-CSR-011 | xe-0/0/1 | 10G SFP+ | 10000 | up | Access to MH-DC-002-AGG-R04 | SFP-10G-LR
MH-DC-002-CSR-011 | xe-0/0/2 | 10G SFP+ | 10000 | up | Customer CPE
MH-DC-002-CSR-011 | xe-0/0/3 | 10G SFP+ | 10000 | up | Customer CPE
MH-DC-002-CSR-012 | Gi0/0/2/0 | 1G copper | 1000 | admin-down
MH-DC-002-CSR-012 | Gi0/0/2/1 | 1G copper | 1000 | up | Customer CPE
MH-DC-002-CSR-012 | Gi0/0/2/2 | 1G copper | 1000 | admin-down
MH-DC-002-CSR-012 | Gi0/0/2/3 | 1G copper | 1000 | up | Customer CPE
MH-DC-002-CSR-012 | Gi0/0/2/4 | 1G copper | 1000 | up | Customer CPE
MH-DC-002-CSR-012 | Gi0/0/2/5 | 1G copper | 1000 | up | Customer CPE
MH-DC-002-CSR-012 | Gi0/0/2/6 | 1G copper | 1000 | up | Customer CPE
MH-DC-002-CSR-012 | Gi0/0/2/7 | 1G copper | 1000 | up | Customer CPE
MH-DC-002-CSR-012 | Te0/0/0/0 | 10G SFP+ | 10000 | up | Access to MH-DC-002-AGG-R06 | SFP-10G-LR
MH-DC-002-CSR-012 | Te0/0/0/1 | 10G SFP+ | 10000 | admin-down
MH-DC-002-CSR-012 | Te0/0/0/2 | 10G SFP+ | 10000 | admin-down
MH-DC-002-CSR-012 | Te0/0/0/3 | 10G SFP+ | 10000 | up | Customer CPE
MH-DC-002-CSR-013 | ge-0/2/0 | 1G copper | 1000 | admin-down
MH-DC-002-CSR-013 | ge-0/2/1 | 1G copper | 1000 | up | Customer CPE
MH-DC-002-CSR-013 | ge-0/2/2 | 1G copper | 1000 | up | Customer CPE
MH-DC-002-CSR-013 | ge-0/2/3 | 1G copper | 1000 | up | Customer CPE
MH-DC-002-CSR-013 | ge-0/2/4 | 1G copper | 1000 | up | Customer CPE
MH-DC-002-CSR-013 | ge-0/2/5 | 1G copper | 1000 | up | Customer CPE
MH-DC-002-CSR-013 | ge-0/2/6 | 1G copper | 1000 | up | Customer CPE
MH-DC-002-CSR-013 | ge-0/2/7 | 1G copper | 1000 | admin-down
MH-DC-002-CSR-013 | xe-0/0/0 | 10G SFP+ | 10000 | up | Access to MH-DC-002-AGG-R01 | SFP-10G-LR
MH-DC-002-CSR-013 | xe-0/0/1 | 10G SFP+ | 10000 | up | Access to MH-DC-002-AGG-R06 | SFP-10G-LR
MH-DC-002-CSR-013 | xe-0/0/2 | 10G SFP+ | 10000 | admin-down
MH-DC-002-CSR-013 | xe-0/0/3 | 10G SFP+ | 10000 | up | Customer CPE
MH-DC-002-CSR-014 | 1/3/1 | 1G copper | 1000 | admin-down
MH-DC-002-CSR-014 | 1/3/2 | 1G copper | 1000 | admin-down
MH-DC-002-CSR-014 | 1/3/3 | 1G copper | 1000 | up | Customer CPE
MH-DC-002-CSR-014 | 1/3/4 | 1G copper | 1000 | up | Customer CPE
MH-DC-002-CSR-014 | 1/3/5 | 1G copper | 1000 | up | Customer CPE
MH-DC-002-CSR-014 | 1/3/6 | 1G copper | 1000 | up | Customer CPE
MH-DC-002-CSR-014 | 1/3/7 | 1G copper | 1000 | admin-down
MH-DC-002-CSR-014 | 1/3/8 | 1G copper | 1000 | up | Customer CPE
MH-DC-002-CSR-014 | 1/1/c1 | 10G SFP+ | 10000 | up | Access to MH-DC-002-AGG-R02 | SFP-10G-LR
MH-DC-002-CSR-014 | 1/1/c2 | 10G SFP+ | 10000 | admin-down
MH-DC-002-CSR-014 | 1/1/c3 | 10G SFP+ | 10000 | up | Customer CPE
MH-DC-002-CSR-014 | 1/1/c4 | 10G SFP+ | 10000 | up | Customer CPE
MH-DC-002-CSR-015 | Gi0/0/2/0 | 1G copper | 1000 | admin-down
MH-DC-002-CSR-015 | Gi0/0/2/1 | 1G copper | 1000 | up | Customer CPE
MH-DC-002-CSR-015 | Gi0/0/2/2 | 1G copper | 1000 | admin-down
MH-DC-002-CSR-015 | Gi0/0/2/3 | 1G copper | 1000 | up | Customer CPE
MH-DC-002-CSR-015 | Gi0/0/2/4 | 1G copper | 1000 | admin-down
MH-DC-002-CSR-015 | Gi0/0/2/5 | 1G copper | 1000 | admin-down
MH-DC-002-CSR-015 | Gi0/0/2/6 | 1G copper | 1000 | admin-down
MH-DC-002-CSR-015 | Gi0/0/2/7 | 1G copper | 1000 | admin-down
MH-DC-002-CSR-015 | Te0/0/0/0 | 10G SFP+ | 10000 | up | Access to MH-DC-002-AGG-R03 | SFP-10G-LR
MH-DC-002-CSR-015 | Te0/0/0/1 | 10G SFP+ | 10000 | up | Access to MH-DC-002-AGG-R02 | SFP-10G-LR
MH-DC-002-CSR-015 | Te0/0/0/2 | 10G SFP+ | 10000 | up | Customer CPE
MH-DC-002-CSR-015 | Te0/0/0/3 | 10G SFP+ | 10000 | up | Customer CPE
MH-DC-002-CSR-016 | ge-0/2/0 | 1G copper | 1000 | up | Customer CPE
MH-DC-002-CSR-016 | ge-0/2/1 | 1G copper | 1000 | up | Customer CPE
MH-DC-002-CSR-016 | ge-0/2/2 | 1G copper | 1000 | admin-down
MH-DC-002-CSR-016 | ge-0/2/3 | 1G copper | 1000 | admin-down
MH-DC-002-CSR-016 | ge-0/2/4 | 1G copper | 1000 | admin-down
MH-DC-002-CSR-016 | ge-0/2/5 | 1G copper | 1000 | up | Customer CPE
MH-DC-002-CSR-016 | ge-0/2/6 | 1G copper | 1000 | admin-down
MH-DC-002-CSR-016 | ge-0/2/7 | 1G copper | 1000 | up | Customer CPE
MH-DC-002-CSR-016 | xe-0/0/0 | 10G SFP+ | 10000 | up | Access to MH-DC-002-AGG-R04 | SFP-10G-LR
MH-DC-002-CSR-016 | xe-0/0/1 | 10G SFP+ | 10000 | admin-down
MH-DC-002-CSR-016 | xe-0/0/2 | 10G SFP+ | 10000 | up | Customer CPE
MH-DC-002-CSR-016 | xe-0/0/3 | 10G SFP+ | 10000 | up | Customer CPE
MH-DC-002-CSR-017 | 1/3/1 | 1G copper | 1000 | up | Customer CPE
MH-DC-002-CSR-017 | 1/3/2 | 1G copper | 1000 | admin-down
MH-DC-002-CSR-017 | 1/3/3 | 1G copper | 1000 | admin-down
MH-DC-002-CSR-017 | 1/3/4 | 1G copper | 1000 | admin-down
MH-DC-002-CSR-017 | 1/3/5 | 1G copper | 1000 | admin-down
MH-DC-002-CSR-017 | 1/3/6 | 1G copper | 1000 | admin-down
MH-DC-002-CSR-017 | 1/3/7 | 1G copper | 1000 | admin-down
MH-DC-002-CSR-017 | 1/3/8 | 1G copper | 1000 | up | Customer CPE
MH-DC-002-CSR-017 | 1/1/c1 | 10G SFP+ | 10000 | up | Access to MH-DC-002-AGG-R05 | SFP-10G-LR
MH-DC-002-CSR-017 | 1/1/c2 | 10G SFP+ | 10000 | up | Access to MH-DC-002-AGG-R04 | SFP-10G-LR
MH-DC-002-CSR-017 | 1/1/c3 | 10G SFP+ | 10000 | up | Customer CPE
MH-DC-002-CSR-017 | 1/1/c4 | 10G SFP+ | 10000 | admin-down
MH-DC-002-CSR-018 | 1/3/1 | 1G copper | 1000 | up | Customer CPE
MH-DC-002-CSR-018 | 1/3/2 | 1G copper | 1000 | admin-down
MH-DC-002-CSR-018 | 1/3/3 | 1G copper | 1000 | admin-down
MH-DC-002-CSR-018 | 1/3/4 | 1G copper | 1000 | up | Customer CPE
MH-DC-002-CSR-018 | 1/3/5 | 1G copper | 1000 | reserved
MH-DC-002-CSR-018 | 1/3/6 | 1G copper | 1000 | up | Customer CPE
MH-DC-002-CSR-018 | 1/3/7 | 1G copper | 1000 | up | Customer CPE
MH-DC-002-CSR-018 | 1/3/8 | 1G copper | 1000 | up | Customer CPE
MH-DC-002-CSR-018 | 1/1/c1 | 10G SFP+ | 10000 | up | Access to MH-DC-002-AGG-R06 | SFP-10G-LR
MH-DC-002-CSR-018 | 1/1/c2 | 10G SFP+ | 10000 | up | Customer CPE
MH-DC-002-CSR-018 | 1/1/c3 | 10G SFP+ | 10000 | up | Customer CPE
MH-DC-002-CSR-018 | 1/1/c4 | 10G SFP+ | 10000 | admin-down
MH-DC-002-CSR-019 | Gi0/0/2/0 | 1G copper | 1000 | up | Customer CPE
MH-DC-002-CSR-019 | Gi0/0/2/1 | 1G copper | 1000 | up | Customer CPE
MH-DC-002-CSR-019 | Gi0/0/2/2 | 1G copper | 1000 | admin-down
MH-DC-002-CSR-019 | Gi0/0/2/3 | 1G copper | 1000 | up | Customer CPE
MH-DC-002-CSR-019 | Gi0/0/2/4 | 1G copper | 1000 | admin-down
MH-DC-002-CSR-019 | Gi0/0/2/5 | 1G copper | 1000 | admin-down
MH-DC-002-CSR-019 | Gi0/0/2/6 | 1G copper | 1000 | admin-down
MH-DC-002-CSR-019 | Gi0/0/2/7 | 1G copper | 1000 | admin-down
MH-DC-002-CSR-019 | Te0/0/0/0 | 10G SFP+ | 10000 | up | Access to MH-DC-002-AGG-R01 | SFP-10G-LR
MH-DC-002-CSR-019 | Te0/0/0/1 | 10G SFP+ | 10000 | up | Access to MH-DC-002-AGG-R06 | SFP-10G-LR
MH-DC-002-CSR-019 | Te0/0/0/2 | 10G SFP+ | 10000 | up | Customer CPE
MH-DC-002-CSR-019 | Te0/0/0/3 | 10G SFP+ | 10000 | up | Customer CPE
MH-DC-002-CSR-020 | ge-0/2/0 | 1G copper | 1000 | up | Customer CPE
MH-DC-002-CSR-020 | ge-0/2/1 | 1G copper | 1000 | up | Customer CPE
MH-DC-002-CSR-020 | ge-0/2/2 | 1G copper | 1000 | admin-down
MH-DC-002-CSR-020 | ge-0/2/3 | 1G copper | 1000 | up | Customer CPE
MH-DC-002-CSR-020 | ge-0/2/4 | 1G copper | 1000 | admin-down
MH-DC-002-CSR-020 | ge-0/2/5 | 1G copper | 1000 | up | Customer CPE
MH-DC-002-CSR-020 | ge-0/2/6 | 1G copper | 1000 | up | Customer CPE
MH-DC-002-CSR-020 | ge-0/2/7 | 1G copper | 1000 | up | Customer CPE
MH-DC-002-CSR-020 | xe-0/0/0 | 10G SFP+ | 10000 | up | Access to MH-DC-002-AGG-R02 | SFP-10G-LR
MH-DC-002-CSR-020 | xe-0/0/1 | 10G SFP+ | 10000 | up | Customer CPE
MH-DC-002-CSR-020 | xe-0/0/2 | 10G SFP+ | 10000 | admin-down
MH-DC-002-CSR-020 | xe-0/0/3 | 10G SFP+ | 10000 | admin-down
MH-DC-002-CSR-021 | Gi0/0/2/0 | 1G copper | 1000 | up | Customer CPE
MH-DC-002-CSR-021 | Gi0/0/2/1 | 1G copper | 1000 | up | Customer CPE
MH-DC-002-CSR-021 | Gi0/0/2/2 | 1G copper | 1000 | up | Customer CPE
MH-DC-002-CSR-021 | Gi0/0/2/3 | 1G copper | 1000 | admin-down
MH-DC-002-CSR-021 | Gi0/0/2/4 | 1G copper | 1000 | up | Customer CPE
MH-DC-002-CSR-021 | Gi0/0/2/5 | 1G copper | 1000 | up | Customer CPE
MH-DC-002-CSR-021 | Gi0/0/2/6 | 1G copper | 1000 | up | Customer CPE
MH-DC-002-CSR-021 | Gi0/0/2/7 | 1G copper | 1000 | admin-down
MH-DC-002-CSR-021 | Te0/0/0/0 | 10G SFP+ | 10000 | up | Access to MH-DC-002-AGG-R03 | SFP-10G-LR
MH-DC-002-CSR-021 | Te0/0/0/1 | 10G SFP+ | 10000 | up | Access to MH-DC-002-AGG-R02 | SFP-10G-LR
MH-DC-002-CSR-021 | Te0/0/0/2 | 10G SFP+ | 10000 | admin-down
MH-DC-002-CSR-021 | Te0/0/0/3 | 10G SFP+ | 10000 | up | Customer CPE
MH-DC-002-CSR-022 | 1/3/1 | 1G copper | 1000 | admin-down
MH-DC-002-CSR-022 | 1/3/2 | 1G copper | 1000 | up | Customer CPE
MH-DC-002-CSR-022 | 1/3/3 | 1G copper | 1000 | up | Customer CPE
MH-DC-002-CSR-022 | 1/3/4 | 1G copper | 1000 | up | Customer CPE
MH-DC-002-CSR-022 | 1/3/5 | 1G copper | 1000 | admin-down
MH-DC-002-CSR-022 | 1/3/6 | 1G copper | 1000 | admin-down
MH-DC-002-CSR-022 | 1/3/7 | 1G copper | 1000 | admin-down
MH-DC-002-CSR-022 | 1/3/8 | 1G copper | 1000 | up | Customer CPE
MH-DC-002-CSR-022 | 1/1/c1 | 10G SFP+ | 10000 | up | Access to MH-DC-002-AGG-R04 | SFP-10G-LR
MH-DC-002-CSR-022 | 1/1/c2 | 10G SFP+ | 10000 | up | Customer CPE
MH-DC-002-CSR-022 | 1/1/c3 | 10G SFP+ | 10000 | admin-down
MH-DC-002-CSR-022 | 1/1/c4 | 10G SFP+ | 10000 | up | Customer CPE
MH-DC-002-CSR-023 | ge-0/2/0 | 1G copper | 1000 | admin-down
MH-DC-002-CSR-023 | ge-0/2/1 | 1G copper | 1000 | up | Customer CPE
MH-DC-002-CSR-023 | ge-0/2/2 | 1G copper | 1000 | admin-down
MH-DC-002-CSR-023 | ge-0/2/3 | 1G copper | 1000 | up | Customer CPE
MH-DC-002-CSR-023 | ge-0/2/4 | 1G copper | 1000 | up | Customer CPE
MH-DC-002-CSR-023 | ge-0/2/5 | 1G copper | 1000 | up | Customer CPE
MH-DC-002-CSR-023 | ge-0/2/6 | 1G copper | 1000 | admin-down
MH-DC-002-CSR-023 | ge-0/2/7 | 1G copper | 1000 | admin-down
MH-DC-002-CSR-023 | xe-0/0/0 | 10G SFP+ | 10000 | up | Access to MH-DC-002-AGG-R05 | SFP-10G-LR
MH-DC-002-CSR-023 | xe-0/0/1 | 10G SFP+ | 10000 | up | Access to MH-DC-002-AGG-R04 | SFP-10G-LR
MH-DC-002-CSR-023 | xe-0/0/2 | 10G SFP+ | 10000 | up | Customer CPE
MH-DC-002-CSR-023 | xe-0/0/3 | 10G SFP+ | 10000 | reserved
MH-DC-002-CSR-024 | Gi0/0/2/0 | 1G copper | 1000 | admin-down
MH-DC-002-CSR-024 | Gi0/0/2/1 | 1G copper | 1000 | up | Customer CPE
MH-DC-002-CSR-024 | Gi0/0/2/2 | 1G copper | 1000 | up | Customer CPE
MH-DC-002-CSR-024 | Gi0/0/2/3 | 1G copper | 1000 | admin-down
MH-DC-002-CSR-024 | Gi0/0/2/4 | 1G copper | 1000 | admin-down
MH-DC-002-CSR-024 | Gi0/0/2/5 | 1G copper | 1000 | admin-down
MH-DC-002-CSR-024 | Gi0/0/2/6 | 1G copper | 1000 | reserved
MH-DC-002-CSR-024 | Gi0/0/2/7 | 1G copper | 1000 | up | Customer CPE
MH-DC-002-CSR-024 | Te0/0/0/0 | 10G SFP+ | 10000 | up | Access to MH-DC-002-AGG-R06 | SFP-10G-LR
MH-DC-002-CSR-024 | Te0/0/0/1 | 10G SFP+ | 10000 | admin-down
MH-DC-002-CSR-024 | Te0/0/0/2 | 10G SFP+ | 10000 | up | Customer CPE
MH-DC-002-CSR-024 | Te0/0/0/3 | 10G SFP+ | 10000 | up | Customer CPE
MH-DC-002-CSR-025 | 1/3/1 | 1G copper | 1000 | admin-down
MH-DC-002-CSR-025 | 1/3/2 | 1G copper | 1000 | admin-down
MH-DC-002-CSR-025 | 1/3/3 | 1G copper | 1000 | up | Customer CPE
MH-DC-002-CSR-025 | 1/3/4 | 1G copper | 1000 | admin-down
MH-DC-002-CSR-025 | 1/3/5 | 1G copper | 1000 | admin-down
MH-DC-002-CSR-025 | 1/3/6 | 1G copper | 1000 | admin-down
MH-DC-002-CSR-025 | 1/3/7 | 1G copper | 1000 | up | Customer CPE
MH-DC-002-CSR-025 | 1/3/8 | 1G copper | 1000 | up | Customer CPE
MH-DC-002-CSR-025 | 1/1/c1 | 10G SFP+ | 10000 | up | Access to MH-DC-002-AGG-R01 | SFP-10G-LR
MH-DC-002-CSR-025 | 1/1/c2 | 10G SFP+ | 10000 | up | Access to MH-DC-002-AGG-R06 | SFP-10G-LR
MH-DC-002-CSR-025 | 1/1/c3 | 10G SFP+ | 10000 | admin-down
MH-DC-002-CSR-025 | 1/1/c4 | 10G SFP+ | 10000 | admin-down
MH-DC-002-CSR-026 | ge-0/2/0 | 1G copper | 1000 | up | Customer CPE
MH-DC-002-CSR-026 | ge-0/2/1 | 1G copper | 1000 | admin-down
MH-DC-002-CSR-026 | ge-0/2/2 | 1G copper | 1000 | up | Customer CPE
MH-DC-002-CSR-026 | ge-0/2/3 | 1G copper | 1000 | admin-down
MH-DC-002-CSR-026 | ge-0/2/4 | 1G copper | 1000 | up | Customer CPE
MH-DC-002-CSR-026 | ge-0/2/5 | 1G copper | 1000 | up | Customer CPE
MH-DC-002-CSR-026 | ge-0/2/6 | 1G copper | 1000 | up | Customer CPE
MH-DC-002-CSR-026 | ge-0/2/7 | 1G copper | 1000 | up | Customer CPE
MH-DC-002-CSR-026 | xe-0/0/0 | 10G SFP+ | 10000 | up | Access to MH-DC-002-AGG-R02 | SFP-10G-LR
MH-DC-002-CSR-026 | xe-0/0/1 | 10G SFP+ | 10000 | up | Customer CPE
MH-DC-002-CSR-026 | xe-0/0/2 | 10G SFP+ | 10000 | up | Customer CPE
MH-DC-002-CSR-026 | xe-0/0/3 | 10G SFP+ | 10000 | admin-down
MH-DC-002-CSR-027 | 1/3/1 | 1G copper | 1000 | admin-down
MH-DC-002-CSR-027 | 1/3/2 | 1G copper | 1000 | up | Customer CPE
MH-DC-002-CSR-027 | 1/3/3 | 1G copper | 1000 | admin-down
MH-DC-002-CSR-027 | 1/3/4 | 1G copper | 1000 | admin-down
MH-DC-002-CSR-027 | 1/3/5 | 1G copper | 1000 | up | Customer CPE
MH-DC-002-CSR-027 | 1/3/6 | 1G copper | 1000 | admin-down
MH-DC-002-CSR-027 | 1/3/7 | 1G copper | 1000 | admin-down
MH-DC-002-CSR-027 | 1/3/8 | 1G copper | 1000 | admin-down
MH-DC-002-CSR-027 | 1/1/c1 | 10G SFP+ | 10000 | up | Access to MH-DC-002-AGG-R03 | SFP-10G-LR
MH-DC-002-CSR-027 | 1/1/c2 | 10G SFP+ | 10000 | up | Access to MH-DC-002-AGG-R02 | SFP-10G-LR
MH-DC-002-CSR-027 | 1/1/c3 | 10G SFP+ | 10000 | up | Customer CPE
MH-DC-002-CSR-027 | 1/1/c4 | 10G SFP+ | 10000 | up | Customer CPE
MH-DC-002-CSR-028 | ge-0/2/0 | 1G copper | 1000 | up | Customer CPE
MH-DC-002-CSR-028 | ge-0/2/1 | 1G copper | 1000 | up | Customer CPE
MH-DC-002-CSR-028 | ge-0/2/2 | 1G copper | 1000 | up | Customer CPE
MH-DC-002-CSR-028 | ge-0/2/3 | 1G copper | 1000 | admin-down
MH-DC-002-CSR-028 | ge-0/2/4 | 1G copper | 1000 | up | Customer CPE
MH-DC-002-CSR-028 | ge-0/2/5 | 1G copper | 1000 | admin-down
MH-DC-002-CSR-028 | ge-0/2/6 | 1G copper | 1000 | up | Customer CPE
MH-DC-002-CSR-028 | ge-0/2/7 | 1G copper | 1000 | admin-down
MH-DC-002-CSR-028 | xe-0/0/0 | 10G SFP+ | 10000 | up | Access to MH-DC-002-AGG-R04 | SFP-10G-LR
MH-DC-002-CSR-028 | xe-0/0/1 | 10G SFP+ | 10000 | admin-down
MH-DC-002-CSR-028 | xe-0/0/2 | 10G SFP+ | 10000 | up | Customer CPE
MH-DC-002-CSR-028 | xe-0/0/3 | 10G SFP+ | 10000 | admin-down
MH-DC-002-CSR-029 | ge-0/2/0 | 1G copper | 1000 | admin-down
MH-DC-002-CSR-029 | ge-0/2/1 | 1G copper | 1000 | up | Customer CPE
MH-DC-002-CSR-029 | ge-0/2/2 | 1G copper | 1000 | admin-down
MH-DC-002-CSR-029 | ge-0/2/3 | 1G copper | 1000 | up | Customer CPE
MH-DC-002-CSR-029 | ge-0/2/4 | 1G copper | 1000 | up | Customer CPE
MH-DC-002-CSR-029 | ge-0/2/5 | 1G copper | 1000 | admin-down
MH-DC-002-CSR-029 | ge-0/2/6 | 1G copper | 1000 | up | Customer CPE
MH-DC-002-CSR-029 | ge-0/2/7 | 1G copper | 1000 | admin-down
MH-DC-002-CSR-029 | xe-0/0/0 | 10G SFP+ | 10000 | up | Access to MH-DC-002-AGG-R05 | SFP-10G-LR
MH-DC-002-CSR-029 | xe-0/0/1 | 10G SFP+ | 10000 | up | Access to MH-DC-002-AGG-R04 | SFP-10G-LR
MH-DC-002-CSR-029 | xe-0/0/2 | 10G SFP+ | 10000 | up | Customer CPE
MH-DC-002-CSR-029 | xe-0/0/3 | 10G SFP+ | 10000 | up | Customer CPE
MH-DC-002-CSR-030 | ge-0/2/0 | 1G copper | 1000 | admin-down
MH-DC-002-CSR-030 | ge-0/2/1 | 1G copper | 1000 | admin-down
MH-DC-002-CSR-030 | ge-0/2/2 | 1G copper | 1000 | up | Customer CPE
MH-DC-002-CSR-030 | ge-0/2/3 | 1G copper | 1000 | admin-down
MH-DC-002-CSR-030 | ge-0/2/4 | 1G copper | 1000 | up | Customer CPE
MH-DC-002-CSR-030 | ge-0/2/5 | 1G copper | 1000 | admin-down
MH-DC-002-CSR-030 | ge-0/2/6 | 1G copper | 1000 | admin-down
MH-DC-002-CSR-030 | ge-0/2/7 | 1G copper | 1000 | up | Customer CPE
MH-DC-002-CSR-030 | xe-0/0/0 | 10G SFP+ | 10000 | up | Access to MH-DC-002-AGG-R06 | SFP-10G-LR
MH-DC-002-CSR-030 | xe-0/0/1 | 10G SFP+ | 10000 | admin-down
MH-DC-002-CSR-030 | xe-0/0/2 | 10G SFP+ | 10000 | admin-down
MH-DC-002-CSR-030 | xe-0/0/3 | 10G SFP+ | 10000 | admin-down
MH-DC-002-CSR-031 | 1/3/1 | 1G copper | 1000 | admin-down
MH-DC-002-CSR-031 | 1/3/2 | 1G copper | 1000 | up | Customer CPE
MH-DC-002-CSR-031 | 1/3/3 | 1G copper | 1000 | up | Customer CPE
MH-DC-002-CSR-031 | 1/3/4 | 1G copper | 1000 | up | Customer CPE
MH-DC-002-CSR-031 | 1/3/5 | 1G copper | 1000 | admin-down
MH-DC-002-CSR-031 | 1/3/6 | 1G copper | 1000 | admin-down
MH-DC-002-CSR-031 | 1/3/7 | 1G copper | 1000 | up | Customer CPE
MH-DC-002-CSR-031 | 1/3/8 | 1G copper | 1000 | up | Customer CPE
MH-DC-002-CSR-031 | 1/1/c1 | 10G SFP+ | 10000 | up | Access to MH-DC-002-AGG-R01 | SFP-10G-LR
MH-DC-002-CSR-031 | 1/1/c2 | 10G SFP+ | 10000 | up | Access to MH-DC-002-AGG-R06 | SFP-10G-LR
MH-DC-002-CSR-031 | 1/1/c3 | 10G SFP+ | 10000 | up | Customer CPE
MH-DC-002-CSR-031 | 1/1/c4 | 10G SFP+ | 10000 | admin-down
MH-DC-002-CSR-032 | Gi0/0/2/0 | 1G copper | 1000 | admin-down
MH-DC-002-CSR-032 | Gi0/0/2/1 | 1G copper | 1000 | admin-down
MH-DC-002-CSR-032 | Gi0/0/2/2 | 1G copper | 1000 | up | Customer CPE
MH-DC-002-CSR-032 | Gi0/0/2/3 | 1G copper | 1000 | admin-down
MH-DC-002-CSR-032 | Gi0/0/2/4 | 1G copper | 1000 | up | Customer CPE
MH-DC-002-CSR-032 | Gi0/0/2/5 | 1G copper | 1000 | admin-down
MH-DC-002-CSR-032 | Gi0/0/2/6 | 1G copper | 1000 | up | Customer CPE
MH-DC-002-CSR-032 | Gi0/0/2/7 | 1G copper | 1000 | admin-down
MH-DC-002-CSR-032 | Te0/0/0/0 | 10G SFP+ | 10000 | up | Access to MH-DC-002-AGG-R02 | SFP-10G-LR
MH-DC-002-CSR-032 | Te0/0/0/1 | 10G SFP+ | 10000 | admin-down
MH-DC-002-CSR-032 | Te0/0/0/2 | 10G SFP+ | 10000 | admin-down
MH-DC-002-CSR-032 | Te0/0/0/3 | 10G SFP+ | 10000 | admin-down
MH-DC-002-CSR-033 | 1/3/1 | 1G copper | 1000 | admin-down
MH-DC-002-CSR-033 | 1/3/2 | 1G copper | 1000 | reserved
MH-DC-002-CSR-033 | 1/3/3 | 1G copper | 1000 | up | Customer CPE
MH-DC-002-CSR-033 | 1/3/4 | 1G copper | 1000 | reserved
MH-DC-002-CSR-033 | 1/3/5 | 1G copper | 1000 | admin-down
MH-DC-002-CSR-033 | 1/3/6 | 1G copper | 1000 | up | Customer CPE
MH-DC-002-CSR-033 | 1/3/7 | 1G copper | 1000 | up | Customer CPE
MH-DC-002-CSR-033 | 1/3/8 | 1G copper | 1000 | up | Customer CPE
MH-DC-002-CSR-033 | 1/1/c1 | 10G SFP+ | 10000 | up | Access to MH-DC-002-AGG-R03 | SFP-10G-LR
MH-DC-002-CSR-033 | 1/1/c2 | 10G SFP+ | 10000 | up | Access to MH-DC-002-AGG-R02 | SFP-10G-LR
MH-DC-002-CSR-033 | 1/1/c3 | 10G SFP+ | 10000 | up | Customer CPE
MH-DC-002-CSR-033 | 1/1/c4 | 10G SFP+ | 10000 | up | Customer CPE
MH-DC-002-CSR-034 | ge-0/2/0 | 1G copper | 1000 | admin-down
MH-DC-002-CSR-034 | ge-0/2/1 | 1G copper | 1000 | up | Customer CPE
MH-DC-002-CSR-034 | ge-0/2/2 | 1G copper | 1000 | up | Customer CPE
MH-DC-002-CSR-034 | ge-0/2/3 | 1G copper | 1000 | up | Customer CPE
MH-DC-002-CSR-034 | ge-0/2/4 | 1G copper | 1000 | up | Customer CPE
MH-DC-002-CSR-034 | ge-0/2/5 | 1G copper | 1000 | admin-down
MH-DC-002-CSR-034 | ge-0/2/6 | 1G copper | 1000 | up | Customer CPE
MH-DC-002-CSR-034 | ge-0/2/7 | 1G copper | 1000 | up | Customer CPE
MH-DC-002-CSR-034 | xe-0/0/0 | 10G SFP+ | 10000 | up | Access to MH-DC-002-AGG-R04 | SFP-10G-LR
MH-DC-002-CSR-034 | xe-0/0/1 | 10G SFP+ | 10000 | admin-down
MH-DC-002-CSR-034 | xe-0/0/2 | 10G SFP+ | 10000 | up | Customer CPE
MH-DC-002-CSR-034 | xe-0/0/3 | 10G SFP+ | 10000 | admin-down
MH-DC-002-CSR-035 | Gi0/0/2/0 | 1G copper | 1000 | up | Customer CPE
MH-DC-002-CSR-035 | Gi0/0/2/1 | 1G copper | 1000 | up | Customer CPE
MH-DC-002-CSR-035 | Gi0/0/2/2 | 1G copper | 1000 | up | Customer CPE
MH-DC-002-CSR-035 | Gi0/0/2/3 | 1G copper | 1000 | admin-down
MH-DC-002-CSR-035 | Gi0/0/2/4 | 1G copper | 1000 | admin-down
MH-DC-002-CSR-035 | Gi0/0/2/5 | 1G copper | 1000 | admin-down
MH-DC-002-CSR-035 | Gi0/0/2/6 | 1G copper | 1000 | reserved
MH-DC-002-CSR-035 | Gi0/0/2/7 | 1G copper | 1000 | admin-down
MH-DC-002-CSR-035 | Te0/0/0/0 | 10G SFP+ | 10000 | up | Access to MH-DC-002-AGG-R05 | SFP-10G-LR
MH-DC-002-CSR-035 | Te0/0/0/1 | 10G SFP+ | 10000 | up | Access to MH-DC-002-AGG-R04 | SFP-10G-LR
MH-DC-002-CSR-035 | Te0/0/0/2 | 10G SFP+ | 10000 | admin-down
MH-DC-002-CSR-035 | Te0/0/0/3 | 10G SFP+ | 10000 | admin-down
MH-DC-002-CSR-036 | ge-0/2/0 | 1G copper | 1000 | up | Customer CPE
MH-DC-002-CSR-036 | ge-0/2/1 | 1G copper | 1000 | up | Customer CPE
MH-DC-002-CSR-036 | ge-0/2/2 | 1G copper | 1000 | admin-down
MH-DC-002-CSR-036 | ge-0/2/3 | 1G copper | 1000 | up | Customer CPE
MH-DC-002-CSR-036 | ge-0/2/4 | 1G copper | 1000 | up | Customer CPE
MH-DC-002-CSR-036 | ge-0/2/5 | 1G copper | 1000 | up | Customer CPE
MH-DC-002-CSR-036 | ge-0/2/6 | 1G copper | 1000 | up | Customer CPE
MH-DC-002-CSR-036 | ge-0/2/7 | 1G copper | 1000 | admin-down
MH-DC-002-CSR-036 | xe-0/0/0 | 10G SFP+ | 10000 | up | Access to MH-DC-002-AGG-R06 | SFP-10G-LR
MH-DC-002-CSR-036 | xe-0/0/1 | 10G SFP+ | 10000 | admin-down
MH-DC-002-CSR-036 | xe-0/0/2 | 10G SFP+ | 10000 | admin-down
MH-DC-002-CSR-036 | xe-0/0/3 | 10G SFP+ | 10000 | up | Customer CPE
MH-DC-002-CSR-037 | Gi0/0/2/0 | 1G copper | 1000 | admin-down
MH-DC-002-CSR-037 | Gi0/0/2/1 | 1G copper | 1000 | up | Customer CPE
MH-DC-002-CSR-037 | Gi0/0/2/2 | 1G copper | 1000 | admin-down
MH-DC-002-CSR-037 | Gi0/0/2/3 | 1G copper | 1000 | admin-down
MH-DC-002-CSR-037 | Gi0/0/2/4 | 1G copper | 1000 | up | Customer CPE
MH-DC-002-CSR-037 | Gi0/0/2/5 | 1G copper | 1000 | up | Customer CPE
MH-DC-002-CSR-037 | Gi0/0/2/6 | 1G copper | 1000 | admin-down
MH-DC-002-CSR-037 | Gi0/0/2/7 | 1G copper | 1000 | up | Customer CPE
MH-DC-002-CSR-037 | Te0/0/0/0 | 10G SFP+ | 10000 | up | Access to MH-DC-002-AGG-R01 | SFP-10G-LR
MH-DC-002-CSR-037 | Te0/0/0/1 | 10G SFP+ | 10000 | up | Access to MH-DC-002-AGG-R06 | SFP-10G-LR
MH-DC-002-CSR-037 | Te0/0/0/2 | 10G SFP+ | 10000 | admin-down
MH-DC-002-CSR-037 | Te0/0/0/3 | 10G SFP+ | 10000 | up | Customer CPE
MH-DC-002-CSR-038 | 1/3/1 | 1G copper | 1000 | admin-down
MH-DC-002-CSR-038 | 1/3/2 | 1G copper | 1000 | up | Customer CPE
MH-DC-002-CSR-038 | 1/3/3 | 1G copper | 1000 | up | Customer CPE
MH-DC-002-CSR-038 | 1/3/4 | 1G copper | 1000 | up | Customer CPE
MH-DC-002-CSR-038 | 1/3/5 | 1G copper | 1000 | up | Customer CPE
MH-DC-002-CSR-038 | 1/3/6 | 1G copper | 1000 | admin-down
MH-DC-002-CSR-038 | 1/3/7 | 1G copper | 1000 | up | Customer CPE
MH-DC-002-CSR-038 | 1/3/8 | 1G copper | 1000 | admin-down
MH-DC-002-CSR-038 | 1/1/c1 | 10G SFP+ | 10000 | up | Access to MH-DC-002-AGG-R02 | SFP-10G-LR
MH-DC-002-CSR-038 | 1/1/c2 | 10G SFP+ | 10000 | up | Customer CPE
MH-DC-002-CSR-038 | 1/1/c3 | 10G SFP+ | 10000 | up | Customer CPE
MH-DC-002-CSR-038 | 1/1/c4 | 10G SFP+ | 10000 | admin-down
MH-DC-002-CSR-039 | ge-0/2/0 | 1G copper | 1000 | up | Customer CPE
MH-DC-002-CSR-039 | ge-0/2/1 | 1G copper | 1000 | up | Customer CPE
MH-DC-002-CSR-039 | ge-0/2/2 | 1G copper | 1000 | up | Customer CPE
MH-DC-002-CSR-039 | ge-0/2/3 | 1G copper | 1000 | admin-down
MH-DC-002-CSR-039 | ge-0/2/4 | 1G copper | 1000 | admin-down
MH-DC-002-CSR-039 | ge-0/2/5 | 1G copper | 1000 | up | Customer CPE
MH-DC-002-CSR-039 | ge-0/2/6 | 1G copper | 1000 | admin-down
MH-DC-002-CSR-039 | ge-0/2/7 | 1G copper | 1000 | admin-down
MH-DC-002-CSR-039 | xe-0/0/0 | 10G SFP+ | 10000 | up | Access to MH-DC-002-AGG-R03 | SFP-10G-LR
MH-DC-002-CSR-039 | xe-0/0/1 | 10G SFP+ | 10000 | up | Access to MH-DC-002-AGG-R02 | SFP-10G-LR
MH-DC-002-CSR-039 | xe-0/0/2 | 10G SFP+ | 10000 | admin-down
MH-DC-002-CSR-039 | xe-0/0/3 | 10G SFP+ | 10000 | admin-down
MH-DC-002-CSR-040 | Gi0/0/2/0 | 1G copper | 1000 | up | Customer CPE
MH-DC-002-CSR-040 | Gi0/0/2/1 | 1G copper | 1000 | up | Customer CPE
MH-DC-002-CSR-040 | Gi0/0/2/2 | 1G copper | 1000 | admin-down
MH-DC-002-CSR-040 | Gi0/0/2/3 | 1G copper | 1000 | up | Customer CPE
MH-DC-002-CSR-040 | Gi0/0/2/4 | 1G copper | 1000 | up | Customer CPE
MH-DC-002-CSR-040 | Gi0/0/2/5 | 1G copper | 1000 | admin-down
MH-DC-002-CSR-040 | Gi0/0/2/6 | 1G copper | 1000 | admin-down
MH-DC-002-CSR-040 | Gi0/0/2/7 | 1G copper | 1000 | up | Customer CPE
MH-DC-002-CSR-040 | Te0/0/0/0 | 10G SFP+ | 10000 | up | Access to MH-DC-002-AGG-R04 | SFP-10G-LR
MH-DC-002-CSR-040 | Te0/0/0/1 | 10G SFP+ | 10000 | up | Customer CPE
MH-DC-002-CSR-040 | Te0/0/0/2 | 10G SFP+ | 10000 | admin-down
MH-DC-002-CSR-040 | Te0/0/0/3 | 10G SFP+ | 10000 | admin-down
MH-DC-002-CSR-041 | 1/3/1 | 1G copper | 1000 | reserved
MH-DC-002-CSR-041 | 1/3/2 | 1G copper | 1000 | admin-down
MH-DC-002-CSR-041 | 1/3/3 | 1G copper | 1000 | up | Customer CPE
MH-DC-002-CSR-041 | 1/3/4 | 1G copper | 1000 | up | Customer CPE
MH-DC-002-CSR-041 | 1/3/5 | 1G copper | 1000 | admin-down
MH-DC-002-CSR-041 | 1/3/6 | 1G copper | 1000 | admin-down
MH-DC-002-CSR-041 | 1/3/7 | 1G copper | 1000 | admin-down
MH-DC-002-CSR-041 | 1/3/8 | 1G copper | 1000 | up | Customer CPE
MH-DC-002-CSR-041 | 1/1/c1 | 10G SFP+ | 10000 | up | Access to MH-DC-002-AGG-R05 | SFP-10G-LR
MH-DC-002-CSR-041 | 1/1/c2 | 10G SFP+ | 10000 | up | Customer CPE
MH-DC-002-CSR-041 | 1/1/c3 | 10G SFP+ | 10000 | up | Customer CPE
MH-DC-002-CSR-041 | 1/1/c4 | 10G SFP+ | 10000 | admin-down
MH-DC-002-CSR-042 | ge-0/2/0 | 1G copper | 1000 | admin-down
MH-DC-002-CSR-042 | ge-0/2/1 | 1G copper | 1000 | admin-down
MH-DC-002-CSR-042 | ge-0/2/2 | 1G copper | 1000 | up | Customer CPE
MH-DC-002-CSR-042 | ge-0/2/3 | 1G copper | 1000 | admin-down
MH-DC-002-CSR-042 | ge-0/2/4 | 1G copper | 1000 | admin-down
MH-DC-002-CSR-042 | ge-0/2/5 | 1G copper | 1000 | up | Customer CPE
MH-DC-002-CSR-042 | ge-0/2/6 | 1G copper | 1000 | admin-down
MH-DC-002-CSR-042 | ge-0/2/7 | 1G copper | 1000 | up | Customer CPE
MH-DC-002-CSR-042 | xe-0/0/0 | 10G SFP+ | 10000 | up | Access to MH-DC-002-AGG-R06 | SFP-10G-LR
MH-DC-002-CSR-042 | xe-0/0/1 | 10G SFP+ | 10000 | up | Customer CPE
MH-DC-002-CSR-042 | xe-0/0/2 | 10G SFP+ | 10000 | up | Customer CPE
MH-DC-002-CSR-042 | xe-0/0/3 | 10G SFP+ | 10000 | admin-down
MH-DC-002-CSR-043 | ge-0/2/0 | 1G copper | 1000 | up | Customer CPE
MH-DC-002-CSR-043 | ge-0/2/1 | 1G copper | 1000 | admin-down
MH-DC-002-CSR-043 | ge-0/2/2 | 1G copper | 1000 | admin-down
MH-DC-002-CSR-043 | ge-0/2/3 | 1G copper | 1000 | up | Customer CPE
MH-DC-002-CSR-043 | ge-0/2/4 | 1G copper | 1000 | up | Customer CPE
MH-DC-002-CSR-043 | ge-0/2/5 | 1G copper | 1000 | admin-down
MH-DC-002-CSR-043 | ge-0/2/6 | 1G copper | 1000 | admin-down
MH-DC-002-CSR-043 | ge-0/2/7 | 1G copper | 1000 | admin-down
MH-DC-002-CSR-043 | xe-0/0/0 | 10G SFP+ | 10000 | up | Access to MH-DC-002-AGG-R01 | SFP-10G-LR
MH-DC-002-CSR-043 | xe-0/0/1 | 10G SFP+ | 10000 | admin-down
MH-DC-002-CSR-043 | xe-0/0/2 | 10G SFP+ | 10000 | up | Customer CPE
MH-DC-002-CSR-043 | xe-0/0/3 | 10G SFP+ | 10000 | up | Customer CPE
MH-DC-002-TOR-001 | Te0/0/0/0 | 10G SFP+ | 10000 | up | Access to MH-DC-002-ACC-01 | SFP-10G-LR
MH-DC-002-TOR-001 | Te0/0/0/1 | 10G SFP+ | 10000 | up | Access to MH-DC-002-ACC-02 | SFP-10G-LR
MH-DC-002-TOR-001 | Te0/0/0/2 | 10G SFP+ | 10000 | up | Access to MH-DC-002-NMS-01 | SFP-10G-LR
MH-DC-002-TOR-001 | Te0/0/0/3 | 10G SFP+ | 10000 | up | Access to MH-DC-002-NMS-02 | SFP-10G-LR
MH-DC-002-TOR-001 | Te0/0/0/4 | 10G SFP+ | 10000 | up | Server NIC
MH-DC-002-TOR-001 | Te0/0/0/5 | 10G SFP+ | 10000 | up | Server NIC
MH-DC-002-TOR-001 | Te0/0/0/6 | 10G SFP+ | 10000 | up | Server NIC
MH-DC-002-TOR-001 | Te0/0/0/7 | 10G SFP+ | 10000 | up | Server NIC
MH-DC-002-TOR-001 | Te0/0/0/8 | 10G SFP+ | 10000 | up | Server NIC
MH-DC-002-TOR-001 | Te0/0/0/9 | 10G SFP+ | 10000 | up | Access to MH-DC-002-AAA-01 | SFP-10G-LR
MH-DC-002-TOR-001 | Te0/0/0/10 | 10G SFP+ | 10000 | up | Server NIC
MH-DC-002-TOR-001 | Te0/0/0/11 | 10G SFP+ | 10000 | up | Server NIC
MH-DC-002-TOR-001 | Te0/0/0/12 | 10G SFP+ | 10000 | up | Server NIC
MH-DC-002-TOR-001 | Te0/0/0/13 | 10G SFP+ | 10000 | up | Server NIC
MH-DC-002-TOR-001 | Te0/0/0/14 | 10G SFP+ | 10000 | up | Server NIC
MH-DC-002-TOR-001 | Te0/0/0/15 | 10G SFP+ | 10000 | up | Access to MH-DC-002-AAA-02 | SFP-10G-LR
MH-DC-002-TOR-001 | Te0/0/0/16 | 10G SFP+ | 10000 | up | Server NIC
MH-DC-002-TOR-001 | Te0/0/0/17 | 10G SFP+ | 10000 | up | Server NIC
MH-DC-002-TOR-001 | Te0/0/0/18 | 10G SFP+ | 10000 | up | Server NIC
MH-DC-002-TOR-001 | Te0/0/0/19 | 10G SFP+ | 10000 | up | Server NIC
MH-DC-002-TOR-001 | Te0/0/0/20 | 10G SFP+ | 10000 | up | Access to MH-DC-002-DNS-01 | SFP-10G-LR
MH-DC-002-TOR-001 | Te0/0/0/21 | 10G SFP+ | 10000 | up | Access to MH-DC-002-DNS-02 | SFP-10G-LR
MH-DC-002-TOR-001 | Te0/0/0/22 | 10G SFP+ | 10000 | up | Access to MH-DC-002-JMP-01 | SFP-10G-LR
MH-DC-002-TOR-001 | Te0/0/0/23 | 10G SFP+ | 10000 | up | Server NIC
MH-DC-002-TOR-001 | Hu0/0/1/0 | 100G QSFP28 | 100000 | admin-down
MH-DC-002-TOR-001 | Hu0/0/1/1 | 100G QSFP28 | 100000 | admin-down
MH-DC-002-TOR-002 | Te0/0/0/0 | 10G SFP+ | 10000 | up | Access to MH-DC-002-ACC-02 | SFP-10G-LR
MH-DC-002-TOR-002 | Te0/0/0/1 | 10G SFP+ | 10000 | up | Access to MH-DC-002-ACC-03 | SFP-10G-LR
MH-DC-002-TOR-002 | Te0/0/0/2 | 10G SFP+ | 10000 | up | Server NIC
MH-DC-002-TOR-002 | Te0/0/0/3 | 10G SFP+ | 10000 | up | Server NIC
MH-DC-002-TOR-002 | Te0/0/0/4 | 10G SFP+ | 10000 | up | Access to MH-DC-002-NMS-01 | SFP-10G-LR
MH-DC-002-TOR-002 | Te0/0/0/5 | 10G SFP+ | 10000 | up | Server NIC
MH-DC-002-TOR-002 | Te0/0/0/6 | 10G SFP+ | 10000 | up | Access to MH-DC-002-NMS-02 | SFP-10G-LR
MH-DC-002-TOR-002 | Te0/0/0/7 | 10G SFP+ | 10000 | up | Server NIC
MH-DC-002-TOR-002 | Te0/0/0/8 | 10G SFP+ | 10000 | up | Server NIC
MH-DC-002-TOR-002 | Te0/0/0/9 | 10G SFP+ | 10000 | up | Access to MH-DC-002-AAA-01 | SFP-10G-LR
MH-DC-002-TOR-002 | Te0/0/0/10 | 10G SFP+ | 10000 | up | Server NIC
MH-DC-002-TOR-002 | Te0/0/0/11 | 10G SFP+ | 10000 | up | Server NIC
MH-DC-002-TOR-002 | Te0/0/0/12 | 10G SFP+ | 10000 | up | Server NIC
MH-DC-002-TOR-002 | Te0/0/0/13 | 10G SFP+ | 10000 | up | Server NIC
MH-DC-002-TOR-002 | Te0/0/0/14 | 10G SFP+ | 10000 | up | Server NIC
MH-DC-002-TOR-002 | Te0/0/0/15 | 10G SFP+ | 10000 | up | Access to MH-DC-002-AAA-02 | SFP-10G-LR
MH-DC-002-TOR-002 | Te0/0/0/16 | 10G SFP+ | 10000 | up | Server NIC
MH-DC-002-TOR-002 | Te0/0/0/17 | 10G SFP+ | 10000 | up | Access to MH-DC-002-DNS-01 | SFP-10G-LR
MH-DC-002-TOR-002 | Te0/0/0/18 | 10G SFP+ | 10000 | up | Access to MH-DC-002-DNS-02 | SFP-10G-LR
MH-DC-002-TOR-002 | Te0/0/0/19 | 10G SFP+ | 10000 | up | Server NIC
MH-DC-002-TOR-002 | Te0/0/0/20 | 10G SFP+ | 10000 | up | Server NIC
MH-DC-002-TOR-002 | Te0/0/0/21 | 10G SFP+ | 10000 | up | Server NIC
MH-DC-002-TOR-002 | Te0/0/0/22 | 10G SFP+ | 10000 | up | Access to MH-DC-002-JMP-01 | SFP-10G-LR
MH-DC-002-TOR-002 | Te0/0/0/23 | 10G SFP+ | 10000 | admin-down
MH-DC-002-TOR-002 | Hu0/0/1/0 | 100G QSFP28 | 100000 | admin-down
MH-DC-002-TOR-002 | Hu0/0/1/1 | 100G QSFP28 | 100000 | admin-down
MH-DC-002-TOR-003 | xe-0/0/0 | 10G SFP+ | 10000 | up | Access to MH-DC-002-ACC-03 | SFP-10G-LR
MH-DC-002-TOR-003 | xe-0/0/1 | 10G SFP+ | 10000 | up | Access to MH-DC-002-ACC-04 | SFP-10G-LR
MH-DC-002-TOR-003 | xe-0/0/2 | 10G SFP+ | 10000 | up | Server NIC
MH-DC-002-TOR-003 | xe-0/0/3 | 10G SFP+ | 10000 | up | Access to MH-DC-002-BKP-01 | SFP-10G-LR
MH-DC-002-TOR-003 | xe-0/0/4 | 10G SFP+ | 10000 | up | Access to MH-DC-002-OSS-01 | SFP-10G-LR
MH-DC-002-TOR-003 | xe-0/0/5 | 10G SFP+ | 10000 | up | Server NIC
MH-DC-002-TOR-003 | xe-0/0/6 | 10G SFP+ | 10000 | up | Access to MH-DC-002-OSS-02 | SFP-10G-LR
MH-DC-002-TOR-003 | xe-0/0/7 | 10G SFP+ | 10000 | up | Server NIC
MH-DC-002-TOR-003 | xe-0/0/8 | 10G SFP+ | 10000 | up | Access to MH-DC-002-IMS-01 | SFP-10G-LR
MH-DC-002-TOR-003 | xe-0/0/9 | 10G SFP+ | 10000 | up | Server NIC
MH-DC-002-TOR-003 | xe-0/0/10 | 10G SFP+ | 10000 | up | Server NIC
MH-DC-002-TOR-003 | xe-0/0/11 | 10G SFP+ | 10000 | up | Server NIC
MH-DC-002-TOR-003 | xe-0/0/12 | 10G SFP+ | 10000 | up | Access to MH-DC-002-IMS-02 | SFP-10G-LR
MH-DC-002-TOR-003 | xe-0/0/13 | 10G SFP+ | 10000 | up | Access to MH-DC-002-NFVI-CP-01 | SFP-10G-LR
MH-DC-002-TOR-003 | xe-0/0/14 | 10G SFP+ | 10000 | up | Access to MH-DC-002-NFVI-CP-02 | SFP-10G-LR
MH-DC-002-TOR-003 | xe-0/0/15 | 10G SFP+ | 10000 | up | Server NIC
MH-DC-002-TOR-003 | xe-0/0/16 | 10G SFP+ | 10000 | admin-down
MH-DC-002-TOR-003 | xe-0/0/17 | 10G SFP+ | 10000 | up | Server NIC
MH-DC-002-TOR-003 | xe-0/0/18 | 10G SFP+ | 10000 | admin-down
MH-DC-002-TOR-003 | xe-0/0/19 | 10G SFP+ | 10000 | up | Server NIC
MH-DC-002-TOR-003 | xe-0/0/20 | 10G SFP+ | 10000 | up | Server NIC
MH-DC-002-TOR-003 | xe-0/0/21 | 10G SFP+ | 10000 | reserved
MH-DC-002-TOR-003 | xe-0/0/22 | 10G SFP+ | 10000 | up | Server NIC
MH-DC-002-TOR-003 | xe-0/0/23 | 10G SFP+ | 10000 | up | Server NIC
MH-DC-002-TOR-003 | et-0/1/0 | 100G QSFP28 | 100000 | admin-down
MH-DC-002-TOR-003 | et-0/1/1 | 100G QSFP28 | 100000 | admin-down
MH-DC-002-TOR-004 | Ethernet1 | 10G SFP+ | 10000 | up | Access to MH-DC-002-ACC-04 | SFP-10G-LR
MH-DC-002-TOR-004 | Ethernet2 | 10G SFP+ | 10000 | up | Access to MH-DC-002-ACC-05 | SFP-10G-LR
MH-DC-002-TOR-004 | Ethernet3 | 10G SFP+ | 10000 | up | Access to MH-DC-002-BKP-01 | SFP-10G-LR
MH-DC-002-TOR-004 | Ethernet4 | 10G SFP+ | 10000 | up | Server NIC
MH-DC-002-TOR-004 | Ethernet5 | 10G SFP+ | 10000 | up | Server NIC
MH-DC-002-TOR-004 | Ethernet6 | 10G SFP+ | 10000 | up | Server NIC
MH-DC-002-TOR-004 | Ethernet7 | 10G SFP+ | 10000 | up | Access to MH-DC-002-OSS-01 | SFP-10G-LR
MH-DC-002-TOR-004 | Ethernet8 | 10G SFP+ | 10000 | up | Server NIC
MH-DC-002-TOR-004 | Ethernet9 | 10G SFP+ | 10000 | up | Access to MH-DC-002-OSS-02 | SFP-10G-LR
MH-DC-002-TOR-004 | Ethernet10 | 10G SFP+ | 10000 | up | Server NIC
MH-DC-002-TOR-004 | Ethernet11 | 10G SFP+ | 10000 | up | Access to MH-DC-002-IMS-01 | SFP-10G-LR
MH-DC-002-TOR-004 | Ethernet12 | 10G SFP+ | 10000 | up | Server NIC
MH-DC-002-TOR-004 | Ethernet13 | 10G SFP+ | 10000 | up | Server NIC
MH-DC-002-TOR-004 | Ethernet14 | 10G SFP+ | 10000 | up | Server NIC
MH-DC-002-TOR-004 | Ethernet15 | 10G SFP+ | 10000 | up | Server NIC
MH-DC-002-TOR-004 | Ethernet16 | 10G SFP+ | 10000 | up | Server NIC
MH-DC-002-TOR-004 | Ethernet17 | 10G SFP+ | 10000 | up | Access to MH-DC-002-IMS-02 | SFP-10G-LR
MH-DC-002-TOR-004 | Ethernet18 | 10G SFP+ | 10000 | up | Server NIC
MH-DC-002-TOR-004 | Ethernet19 | 10G SFP+ | 10000 | up | Server NIC
MH-DC-002-TOR-004 | Ethernet20 | 10G SFP+ | 10000 | up | Access to MH-DC-002-NFVI-CP-01 | SFP-10G-LR
MH-DC-002-TOR-004 | Ethernet21 | 10G SFP+ | 10000 | up | Access to MH-DC-002-NFVI-CP-02 | SFP-10G-LR
MH-DC-002-TOR-004 | Ethernet22 | 10G SFP+ | 10000 | up | Server NIC
MH-DC-002-TOR-004 | Ethernet23 | 10G SFP+ | 10000 | up | Server NIC
MH-DC-002-TOR-004 | Ethernet24 | 10G SFP+ | 10000 | up | Server NIC
MH-DC-002-TOR-004 | Ethernet49/1 | 100G QSFP28 | 100000 | admin-down
MH-DC-002-TOR-004 | Ethernet49/2 | 100G QSFP28 | 100000 | admin-down
MH-DC-002-TOR-005 | Te0/0/0/0 | 10G SFP+ | 10000 | up | Access to MH-DC-002-ACC-05 | SFP-10G-LR
MH-DC-002-TOR-005 | Te0/0/0/1 | 10G SFP+ | 10000 | up | Access to MH-DC-002-ACC-06 | SFP-10G-LR
MH-DC-002-TOR-005 | Te0/0/0/2 | 10G SFP+ | 10000 | up | Server NIC
MH-DC-002-TOR-005 | Te0/0/0/3 | 10G SFP+ | 10000 | up | Server NIC
MH-DC-002-TOR-005 | Te0/0/0/4 | 10G SFP+ | 10000 | up | Access to MH-DC-002-NFVI-CP-03 | SFP-10G-LR
MH-DC-002-TOR-005 | Te0/0/0/5 | 10G SFP+ | 10000 | up | Access to MH-DC-002-NFVI-CP-04 | SFP-10G-LR
MH-DC-002-TOR-005 | Te0/0/0/6 | 10G SFP+ | 10000 | up | Server NIC
MH-DC-002-TOR-005 | Te0/0/0/7 | 10G SFP+ | 10000 | up | Server NIC
MH-DC-002-TOR-005 | Te0/0/0/8 | 10G SFP+ | 10000 | up | Server NIC
MH-DC-002-TOR-005 | Te0/0/0/9 | 10G SFP+ | 10000 | up | Server NIC
MH-DC-002-TOR-005 | Te0/0/0/10 | 10G SFP+ | 10000 | up | Access to MH-DC-002-NFVI-UP-01 | SFP-10G-LR
MH-DC-002-TOR-005 | Te0/0/0/11 | 10G SFP+ | 10000 | up | Server NIC
MH-DC-002-TOR-005 | Te0/0/0/12 | 10G SFP+ | 10000 | up | Access to MH-DC-002-NFVI-UP-02 | SFP-10G-LR
MH-DC-002-TOR-005 | Te0/0/0/13 | 10G SFP+ | 10000 | up | Access to MH-DC-002-NFVI-UP-03 | SFP-10G-LR
MH-DC-002-TOR-005 | Te0/0/0/14 | 10G SFP+ | 10000 | up | Access to MH-DC-002-NFVI-UP-04 | SFP-10G-LR
MH-DC-002-TOR-005 | Te0/0/0/15 | 10G SFP+ | 10000 | up | Access to MH-DC-002-NFVI-UP-05 | SFP-10G-LR
MH-DC-002-TOR-005 | Te0/0/0/16 | 10G SFP+ | 10000 | up | Server NIC
MH-DC-002-TOR-005 | Te0/0/0/17 | 10G SFP+ | 10000 | up | Server NIC
MH-DC-002-TOR-005 | Te0/0/0/18 | 10G SFP+ | 10000 | up | Server NIC
MH-DC-002-TOR-005 | Te0/0/0/19 | 10G SFP+ | 10000 | up | Access to MH-DC-002-NFVI-UP-06 | SFP-10G-LR
MH-DC-002-TOR-005 | Te0/0/0/20 | 10G SFP+ | 10000 | up | Server NIC
MH-DC-002-TOR-005 | Te0/0/0/21 | 10G SFP+ | 10000 | up | Server NIC
MH-DC-002-TOR-005 | Te0/0/0/22 | 10G SFP+ | 10000 | up | Server NIC
MH-DC-002-TOR-005 | Te0/0/0/23 | 10G SFP+ | 10000 | up | Server NIC
MH-DC-002-TOR-005 | Hu0/0/1/0 | 100G QSFP28 | 100000 | admin-down
MH-DC-002-TOR-005 | Hu0/0/1/1 | 100G QSFP28 | 100000 | admin-down
MH-DC-002-TOR-006 | xe-0/0/0 | 10G SFP+ | 10000 | up | Access to MH-DC-002-ACC-06 | SFP-10G-LR
MH-DC-002-TOR-006 | xe-0/0/1 | 10G SFP+ | 10000 | up | Access to MH-DC-002-ACC-07 | SFP-10G-LR
MH-DC-002-TOR-006 | xe-0/0/2 | 10G SFP+ | 10000 | up | Access to MH-DC-002-NFVI-CP-03 | SFP-10G-LR
MH-DC-002-TOR-006 | xe-0/0/3 | 10G SFP+ | 10000 | up | Access to MH-DC-002-NFVI-CP-04 | SFP-10G-LR
MH-DC-002-TOR-006 | xe-0/0/4 | 10G SFP+ | 10000 | up | Server NIC
MH-DC-002-TOR-006 | xe-0/0/5 | 10G SFP+ | 10000 | up | Server NIC
MH-DC-002-TOR-006 | xe-0/0/6 | 10G SFP+ | 10000 | up | Server NIC
MH-DC-002-TOR-006 | xe-0/0/7 | 10G SFP+ | 10000 | up | Access to MH-DC-002-NFVI-UP-01 | SFP-10G-LR
MH-DC-002-TOR-006 | xe-0/0/8 | 10G SFP+ | 10000 | up | Access to MH-DC-002-NFVI-UP-02 | SFP-10G-LR
MH-DC-002-TOR-006 | xe-0/0/9 | 10G SFP+ | 10000 | up | Access to MH-DC-002-NFVI-UP-03 | SFP-10G-LR
MH-DC-002-TOR-006 | xe-0/0/10 | 10G SFP+ | 10000 | up | Access to MH-DC-002-NFVI-UP-04 | SFP-10G-LR
MH-DC-002-TOR-006 | xe-0/0/11 | 10G SFP+ | 10000 | up | Access to MH-DC-002-NFVI-UP-05 | SFP-10G-LR
MH-DC-002-TOR-006 | xe-0/0/12 | 10G SFP+ | 10000 | up | Server NIC
MH-DC-002-TOR-006 | xe-0/0/13 | 10G SFP+ | 10000 | up | Server NIC
MH-DC-002-TOR-006 | xe-0/0/14 | 10G SFP+ | 10000 | up | Server NIC
MH-DC-002-TOR-006 | xe-0/0/15 | 10G SFP+ | 10000 | up | Server NIC
MH-DC-002-TOR-006 | xe-0/0/16 | 10G SFP+ | 10000 | up | Server NIC
MH-DC-002-TOR-006 | xe-0/0/17 | 10G SFP+ | 10000 | up | Server NIC
MH-DC-002-TOR-006 | xe-0/0/18 | 10G SFP+ | 10000 | up | Access to MH-DC-002-NFVI-UP-06 | SFP-10G-LR
MH-DC-002-TOR-006 | xe-0/0/19 | 10G SFP+ | 10000 | admin-down
MH-DC-002-TOR-006 | xe-0/0/20 | 10G SFP+ | 10000 | admin-down
MH-DC-002-TOR-006 | xe-0/0/21 | 10G SFP+ | 10000 | up | Server NIC
MH-DC-002-TOR-006 | xe-0/0/22 | 10G SFP+ | 10000 | reserved
MH-DC-002-TOR-006 | xe-0/0/23 | 10G SFP+ | 10000 | admin-down
MH-DC-002-TOR-006 | et-0/1/0 | 100G QSFP28 | 100000 | admin-down
MH-DC-002-TOR-006 | et-0/1/1 | 100G QSFP28 | 100000 | admin-down
MH-DC-002-TOR-007 | Te0/0/0/0 | 10G SFP+ | 10000 | up | Access to MH-DC-002-ACC-07 | SFP-10G-LR
MH-DC-002-TOR-007 | Te0/0/0/1 | 10G SFP+ | 10000 | up | Access to MH-DC-002-ACC-01 | SFP-10G-LR
MH-DC-002-TOR-007 | Te0/0/0/2 | 10G SFP+ | 10000 | up | Access to MH-DC-002-NFVI-UP-07 | SFP-10G-LR
MH-DC-002-TOR-007 | Te0/0/0/3 | 10G SFP+ | 10000 | up | Access to MH-DC-002-VRAN-CU-01 | SFP-10G-LR
MH-DC-002-TOR-007 | Te0/0/0/4 | 10G SFP+ | 10000 | up | Server NIC
MH-DC-002-TOR-007 | Te0/0/0/5 | 10G SFP+ | 10000 | up | Server NIC
MH-DC-002-TOR-007 | Te0/0/0/6 | 10G SFP+ | 10000 | up | Access to MH-DC-002-VRAN-CU-02 | SFP-10G-LR
MH-DC-002-TOR-007 | Te0/0/0/7 | 10G SFP+ | 10000 | up | Server NIC
MH-DC-002-TOR-007 | Te0/0/0/8 | 10G SFP+ | 10000 | up | Server NIC
MH-DC-002-TOR-007 | Te0/0/0/9 | 10G SFP+ | 10000 | up | Server NIC
MH-DC-002-TOR-007 | Te0/0/0/10 | 10G SFP+ | 10000 | up | Server NIC
MH-DC-002-TOR-007 | Te0/0/0/11 | 10G SFP+ | 10000 | up | Server NIC
MH-DC-002-TOR-007 | Te0/0/0/12 | 10G SFP+ | 10000 | up | Server NIC
MH-DC-002-TOR-007 | Te0/0/0/13 | 10G SFP+ | 10000 | up | Server NIC
MH-DC-002-TOR-007 | Te0/0/0/14 | 10G SFP+ | 10000 | up | Access to MH-DC-002-VRAN-CU-03 | SFP-10G-LR
MH-DC-002-TOR-007 | Te0/0/0/15 | 10G SFP+ | 10000 | up | Server NIC
MH-DC-002-TOR-007 | Te0/0/0/16 | 10G SFP+ | 10000 | up | Server NIC
MH-DC-002-TOR-007 | Te0/0/0/17 | 10G SFP+ | 10000 | admin-down
MH-DC-002-TOR-007 | Te0/0/0/18 | 10G SFP+ | 10000 | up | Server NIC
MH-DC-002-TOR-007 | Te0/0/0/19 | 10G SFP+ | 10000 | up | Server NIC
MH-DC-002-TOR-007 | Te0/0/0/20 | 10G SFP+ | 10000 | up | Server NIC
MH-DC-002-TOR-007 | Te0/0/0/21 | 10G SFP+ | 10000 | admin-down
MH-DC-002-TOR-007 | Te0/0/0/22 | 10G SFP+ | 10000 | up | Server NIC
MH-DC-002-TOR-007 | Te0/0/0/23 | 10G SFP+ | 10000 | up | Server NIC
MH-DC-002-TOR-007 | Hu0/0/1/0 | 100G QSFP28 | 100000 | admin-down
MH-DC-002-TOR-007 | Hu0/0/1/1 | 100G QSFP28 | 100000 | admin-down
MH-DC-002-TOR-008 | Ethernet1 | 10G SFP+ | 10000 | up | Access to MH-DC-002-ACC-01 | SFP-10G-LR
MH-DC-002-TOR-008 | Ethernet2 | 10G SFP+ | 10000 | up | Access to MH-DC-002-ACC-02 | SFP-10G-LR
MH-DC-002-TOR-008 | Ethernet3 | 10G SFP+ | 10000 | up | Server NIC
MH-DC-002-TOR-008 | Ethernet4 | 10G SFP+ | 10000 | up | Server NIC
MH-DC-002-TOR-008 | Ethernet5 | 10G SFP+ | 10000 | up | Server NIC
MH-DC-002-TOR-008 | Ethernet6 | 10G SFP+ | 10000 | up | Server NIC
MH-DC-002-TOR-008 | Ethernet7 | 10G SFP+ | 10000 | up | Access to MH-DC-002-NFVI-UP-07 | SFP-10G-LR
MH-DC-002-TOR-008 | Ethernet8 | 10G SFP+ | 10000 | up | Access to MH-DC-002-VRAN-CU-01 | SFP-10G-LR
MH-DC-002-TOR-008 | Ethernet9 | 10G SFP+ | 10000 | up | Access to MH-DC-002-VRAN-CU-02 | SFP-10G-LR
MH-DC-002-TOR-008 | Ethernet10 | 10G SFP+ | 10000 | up | Access to MH-DC-002-VRAN-CU-03 | SFP-10G-LR
MH-DC-002-TOR-008 | Ethernet11 | 10G SFP+ | 10000 | up | Server NIC
MH-DC-002-TOR-008 | Ethernet12 | 10G SFP+ | 10000 | up | Server NIC
MH-DC-002-TOR-008 | Ethernet13 | 10G SFP+ | 10000 | up | Server NIC
MH-DC-002-TOR-008 | Ethernet14 | 10G SFP+ | 10000 | admin-down
MH-DC-002-TOR-008 | Ethernet15 | 10G SFP+ | 10000 | up | Server NIC
MH-DC-002-TOR-008 | Ethernet16 | 10G SFP+ | 10000 | up | Server NIC
MH-DC-002-TOR-008 | Ethernet17 | 10G SFP+ | 10000 | up | Server NIC
MH-DC-002-TOR-008 | Ethernet18 | 10G SFP+ | 10000 | up | Server NIC
MH-DC-002-TOR-008 | Ethernet19 | 10G SFP+ | 10000 | admin-down
MH-DC-002-TOR-008 | Ethernet20 | 10G SFP+ | 10000 | up | Server NIC
MH-DC-002-TOR-008 | Ethernet21 | 10G SFP+ | 10000 | up | Server NIC
MH-DC-002-TOR-008 | Ethernet22 | 10G SFP+ | 10000 | up | Server NIC
MH-DC-002-TOR-008 | Ethernet23 | 10G SFP+ | 10000 | up | Server NIC
MH-DC-002-TOR-008 | Ethernet24 | 10G SFP+ | 10000 | up | Server NIC
MH-DC-002-TOR-008 | Ethernet49/1 | 100G QSFP28 | 100000 | admin-down
MH-DC-002-TOR-008 | Ethernet49/2 | 100G QSFP28 | 100000 | admin-down
MH-DC-002-TOR-009 | Ethernet1 | 10G SFP+ | 10000 | up | Access to MH-DC-002-ACC-02 | SFP-10G-LR
MH-DC-002-TOR-009 | Ethernet2 | 10G SFP+ | 10000 | up | Access to MH-DC-002-ACC-03 | SFP-10G-LR
MH-DC-002-TOR-009 | Ethernet3 | 10G SFP+ | 10000 | admin-down
MH-DC-002-TOR-009 | Ethernet4 | 10G SFP+ | 10000 | up | Server NIC
MH-DC-002-TOR-009 | Ethernet5 | 10G SFP+ | 10000 | up | Server NIC
MH-DC-002-TOR-009 | Ethernet6 | 10G SFP+ | 10000 | up | Server NIC
MH-DC-002-TOR-009 | Ethernet7 | 10G SFP+ | 10000 | up | Server NIC
MH-DC-002-TOR-009 | Ethernet8 | 10G SFP+ | 10000 | up | Server NIC
MH-DC-002-TOR-009 | Ethernet9 | 10G SFP+ | 10000 | up | Server NIC
MH-DC-002-TOR-009 | Ethernet10 | 10G SFP+ | 10000 | admin-down
MH-DC-002-TOR-009 | Ethernet11 | 10G SFP+ | 10000 | up | Server NIC
MH-DC-002-TOR-009 | Ethernet12 | 10G SFP+ | 10000 | up | Server NIC
MH-DC-002-TOR-009 | Ethernet13 | 10G SFP+ | 10000 | up | Server NIC
MH-DC-002-TOR-009 | Ethernet14 | 10G SFP+ | 10000 | up | Server NIC
MH-DC-002-TOR-009 | Ethernet15 | 10G SFP+ | 10000 | up | Server NIC
MH-DC-002-TOR-009 | Ethernet16 | 10G SFP+ | 10000 | up | Server NIC
MH-DC-002-TOR-009 | Ethernet17 | 10G SFP+ | 10000 | admin-down
MH-DC-002-TOR-009 | Ethernet18 | 10G SFP+ | 10000 | up | Server NIC
MH-DC-002-TOR-009 | Ethernet19 | 10G SFP+ | 10000 | up | Server NIC
MH-DC-002-TOR-009 | Ethernet20 | 10G SFP+ | 10000 | up | Server NIC
MH-DC-002-TOR-009 | Ethernet21 | 10G SFP+ | 10000 | admin-down
MH-DC-002-TOR-009 | Ethernet22 | 10G SFP+ | 10000 | admin-down
MH-DC-002-TOR-009 | Ethernet23 | 10G SFP+ | 10000 | admin-down
MH-DC-002-TOR-009 | Ethernet24 | 10G SFP+ | 10000 | up | Server NIC
MH-DC-002-TOR-009 | Ethernet49/1 | 100G QSFP28 | 100000 | admin-down
MH-DC-002-TOR-009 | Ethernet49/2 | 100G QSFP28 | 100000 | admin-down
MH-DC-002-TOR-010 | Ethernet1 | 10G SFP+ | 10000 | up | Access to MH-DC-002-ACC-03 | SFP-10G-LR
MH-DC-002-TOR-010 | Ethernet2 | 10G SFP+ | 10000 | up | Access to MH-DC-002-ACC-04 | SFP-10G-LR
MH-DC-002-TOR-010 | Ethernet3 | 10G SFP+ | 10000 | up | Server NIC
MH-DC-002-TOR-010 | Ethernet4 | 10G SFP+ | 10000 | admin-down
MH-DC-002-TOR-010 | Ethernet5 | 10G SFP+ | 10000 | reserved
MH-DC-002-TOR-010 | Ethernet6 | 10G SFP+ | 10000 | up | Server NIC
MH-DC-002-TOR-010 | Ethernet7 | 10G SFP+ | 10000 | up | Server NIC
MH-DC-002-TOR-010 | Ethernet8 | 10G SFP+ | 10000 | up | Server NIC
MH-DC-002-TOR-010 | Ethernet9 | 10G SFP+ | 10000 | up | Server NIC
MH-DC-002-TOR-010 | Ethernet10 | 10G SFP+ | 10000 | up | Server NIC
MH-DC-002-TOR-010 | Ethernet11 | 10G SFP+ | 10000 | admin-down
MH-DC-002-TOR-010 | Ethernet12 | 10G SFP+ | 10000 | up | Server NIC
MH-DC-002-TOR-010 | Ethernet13 | 10G SFP+ | 10000 | admin-down
MH-DC-002-TOR-010 | Ethernet14 | 10G SFP+ | 10000 | up | Server NIC
MH-DC-002-TOR-010 | Ethernet15 | 10G SFP+ | 10000 | admin-down
MH-DC-002-TOR-010 | Ethernet16 | 10G SFP+ | 10000 | up | Server NIC
MH-DC-002-TOR-010 | Ethernet17 | 10G SFP+ | 10000 | admin-down
MH-DC-002-TOR-010 | Ethernet18 | 10G SFP+ | 10000 | up | Server NIC
MH-DC-002-TOR-010 | Ethernet19 | 10G SFP+ | 10000 | up | Server NIC
MH-DC-002-TOR-010 | Ethernet20 | 10G SFP+ | 10000 | reserved
MH-DC-002-TOR-010 | Ethernet21 | 10G SFP+ | 10000 | admin-down
MH-DC-002-TOR-010 | Ethernet22 | 10G SFP+ | 10000 | admin-down
MH-DC-002-TOR-010 | Ethernet23 | 10G SFP+ | 10000 | up | Server NIC
MH-DC-002-TOR-010 | Ethernet24 | 10G SFP+ | 10000 | admin-down
MH-DC-002-TOR-010 | Ethernet49/1 | 100G QSFP28 | 100000 | admin-down
MH-DC-002-TOR-010 | Ethernet49/2 | 100G QSFP28 | 100000 | admin-down
MH-DC-002-TOR-011 | Ethernet1 | 10G SFP+ | 10000 | up | Access to MH-DC-002-ACC-04 | SFP-10G-LR
MH-DC-002-TOR-011 | Ethernet2 | 10G SFP+ | 10000 | up | Access to MH-DC-002-ACC-05 | SFP-10G-LR
MH-DC-002-TOR-011 | Ethernet3 | 10G SFP+ | 10000 | up | Server NIC
MH-DC-002-TOR-011 | Ethernet4 | 10G SFP+ | 10000 | up | Server NIC
MH-DC-002-TOR-011 | Ethernet5 | 10G SFP+ | 10000 | up | Server NIC
MH-DC-002-TOR-011 | Ethernet6 | 10G SFP+ | 10000 | up | Server NIC
MH-DC-002-TOR-011 | Ethernet7 | 10G SFP+ | 10000 | admin-down
MH-DC-002-TOR-011 | Ethernet8 | 10G SFP+ | 10000 | up | Server NIC
MH-DC-002-TOR-011 | Ethernet9 | 10G SFP+ | 10000 | up | Server NIC
MH-DC-002-TOR-011 | Ethernet10 | 10G SFP+ | 10000 | admin-down
MH-DC-002-TOR-011 | Ethernet11 | 10G SFP+ | 10000 | admin-down
MH-DC-002-TOR-011 | Ethernet12 | 10G SFP+ | 10000 | up | Server NIC
MH-DC-002-TOR-011 | Ethernet13 | 10G SFP+ | 10000 | admin-down
MH-DC-002-TOR-011 | Ethernet14 | 10G SFP+ | 10000 | up | Server NIC
MH-DC-002-TOR-011 | Ethernet15 | 10G SFP+ | 10000 | up | Server NIC
MH-DC-002-TOR-011 | Ethernet16 | 10G SFP+ | 10000 | admin-down
MH-DC-002-TOR-011 | Ethernet17 | 10G SFP+ | 10000 | up | Server NIC
MH-DC-002-TOR-011 | Ethernet18 | 10G SFP+ | 10000 | up | Server NIC
MH-DC-002-TOR-011 | Ethernet19 | 10G SFP+ | 10000 | up | Server NIC
MH-DC-002-TOR-011 | Ethernet20 | 10G SFP+ | 10000 | up | Server NIC
MH-DC-002-TOR-011 | Ethernet21 | 10G SFP+ | 10000 | admin-down
MH-DC-002-TOR-011 | Ethernet22 | 10G SFP+ | 10000 | up | Server NIC
MH-DC-002-TOR-011 | Ethernet23 | 10G SFP+ | 10000 | up | Server NIC
MH-DC-002-TOR-011 | Ethernet24 | 10G SFP+ | 10000 | admin-down
MH-DC-002-TOR-011 | Ethernet49/1 | 100G QSFP28 | 100000 | admin-down
MH-DC-002-TOR-011 | Ethernet49/2 | 100G QSFP28 | 100000 | admin-down
MH-DC-002-TOR-012 | Ethernet1 | 10G SFP+ | 10000 | up | Access to MH-DC-002-ACC-05 | SFP-10G-LR
MH-DC-002-TOR-012 | Ethernet2 | 10G SFP+ | 10000 | up | Access to MH-DC-002-ACC-06 | SFP-10G-LR
MH-DC-002-TOR-012 | Ethernet3 | 10G SFP+ | 10000 | up | Server NIC
MH-DC-002-TOR-012 | Ethernet4 | 10G SFP+ | 10000 | up | Server NIC
MH-DC-002-TOR-012 | Ethernet5 | 10G SFP+ | 10000 | up | Server NIC
MH-DC-002-TOR-012 | Ethernet6 | 10G SFP+ | 10000 | up | Server NIC
MH-DC-002-TOR-012 | Ethernet7 | 10G SFP+ | 10000 | up | Server NIC
MH-DC-002-TOR-012 | Ethernet8 | 10G SFP+ | 10000 | admin-down
MH-DC-002-TOR-012 | Ethernet9 | 10G SFP+ | 10000 | up | Server NIC
MH-DC-002-TOR-012 | Ethernet10 | 10G SFP+ | 10000 | up | Server NIC
MH-DC-002-TOR-012 | Ethernet11 | 10G SFP+ | 10000 | up | Server NIC
MH-DC-002-TOR-012 | Ethernet12 | 10G SFP+ | 10000 | up | Server NIC
MH-DC-002-TOR-012 | Ethernet13 | 10G SFP+ | 10000 | up | Server NIC
MH-DC-002-TOR-012 | Ethernet14 | 10G SFP+ | 10000 | up | Server NIC
MH-DC-002-TOR-012 | Ethernet15 | 10G SFP+ | 10000 | admin-down
MH-DC-002-TOR-012 | Ethernet16 | 10G SFP+ | 10000 | up | Server NIC
MH-DC-002-TOR-012 | Ethernet17 | 10G SFP+ | 10000 | admin-down
MH-DC-002-TOR-012 | Ethernet18 | 10G SFP+ | 10000 | up | Server NIC
MH-DC-002-TOR-012 | Ethernet19 | 10G SFP+ | 10000 | up | Server NIC
MH-DC-002-TOR-012 | Ethernet20 | 10G SFP+ | 10000 | admin-down
MH-DC-002-TOR-012 | Ethernet21 | 10G SFP+ | 10000 | admin-down
MH-DC-002-TOR-012 | Ethernet22 | 10G SFP+ | 10000 | admin-down
MH-DC-002-TOR-012 | Ethernet23 | 10G SFP+ | 10000 | up | Server NIC
MH-DC-002-TOR-012 | Ethernet24 | 10G SFP+ | 10000 | admin-down
MH-DC-002-TOR-012 | Ethernet49/1 | 100G QSFP28 | 100000 | admin-down
MH-DC-002-TOR-012 | Ethernet49/2 | 100G QSFP28 | 100000 | admin-down
MH-DC-002-TOR-013 | Te0/0/0/0 | 10G SFP+ | 10000 | up | Access to MH-DC-002-ACC-06 | SFP-10G-LR
MH-DC-002-TOR-013 | Te0/0/0/1 | 10G SFP+ | 10000 | up | Access to MH-DC-002-ACC-07 | SFP-10G-LR
MH-DC-002-TOR-013 | Te0/0/0/2 | 10G SFP+ | 10000 | reserved
MH-DC-002-TOR-013 | Te0/0/0/3 | 10G SFP+ | 10000 | up | Server NIC
MH-DC-002-TOR-013 | Te0/0/0/4 | 10G SFP+ | 10000 | up | Server NIC
MH-DC-002-TOR-013 | Te0/0/0/5 | 10G SFP+ | 10000 | up | Server NIC
MH-DC-002-TOR-013 | Te0/0/0/6 | 10G SFP+ | 10000 | up | Server NIC
MH-DC-002-TOR-013 | Te0/0/0/7 | 10G SFP+ | 10000 | admin-down
MH-DC-002-TOR-013 | Te0/0/0/8 | 10G SFP+ | 10000 | up | Server NIC
MH-DC-002-TOR-013 | Te0/0/0/9 | 10G SFP+ | 10000 | up | Server NIC
MH-DC-002-TOR-013 | Te0/0/0/10 | 10G SFP+ | 10000 | up | Server NIC
MH-DC-002-TOR-013 | Te0/0/0/11 | 10G SFP+ | 10000 | admin-down
MH-DC-002-TOR-013 | Te0/0/0/12 | 10G SFP+ | 10000 | up | Server NIC
MH-DC-002-TOR-013 | Te0/0/0/13 | 10G SFP+ | 10000 | admin-down
MH-DC-002-TOR-013 | Te0/0/0/14 | 10G SFP+ | 10000 | admin-down
MH-DC-002-TOR-013 | Te0/0/0/15 | 10G SFP+ | 10000 | up | Server NIC
MH-DC-002-TOR-013 | Te0/0/0/16 | 10G SFP+ | 10000 | admin-down
MH-DC-002-TOR-013 | Te0/0/0/17 | 10G SFP+ | 10000 | up | Server NIC
MH-DC-002-TOR-013 | Te0/0/0/18 | 10G SFP+ | 10000 | admin-down
MH-DC-002-TOR-013 | Te0/0/0/19 | 10G SFP+ | 10000 | admin-down
MH-DC-002-TOR-013 | Te0/0/0/20 | 10G SFP+ | 10000 | up | Server NIC
MH-DC-002-TOR-013 | Te0/0/0/21 | 10G SFP+ | 10000 | admin-down
MH-DC-002-TOR-013 | Te0/0/0/22 | 10G SFP+ | 10000 | admin-down
MH-DC-002-TOR-013 | Te0/0/0/23 | 10G SFP+ | 10000 | up | Server NIC
MH-DC-002-TOR-013 | Hu0/0/1/0 | 100G QSFP28 | 100000 | admin-down
MH-DC-002-TOR-013 | Hu0/0/1/1 | 100G QSFP28 | 100000 | admin-down
MH-DC-002-TOR-014 | xe-0/0/0 | 10G SFP+ | 10000 | up | Access to MH-DC-002-ACC-07 | SFP-10G-LR
MH-DC-002-TOR-014 | xe-0/0/1 | 10G SFP+ | 10000 | up | Access to MH-DC-002-ACC-01 | SFP-10G-LR
MH-DC-002-TOR-014 | xe-0/0/2 | 10G SFP+ | 10000 | admin-down
MH-DC-002-TOR-014 | xe-0/0/3 | 10G SFP+ | 10000 | up | Server NIC
MH-DC-002-TOR-014 | xe-0/0/4 | 10G SFP+ | 10000 | up | Server NIC
MH-DC-002-TOR-014 | xe-0/0/5 | 10G SFP+ | 10000 | admin-down
MH-DC-002-TOR-014 | xe-0/0/6 | 10G SFP+ | 10000 | admin-down
MH-DC-002-TOR-014 | xe-0/0/7 | 10G SFP+ | 10000 | up | Server NIC
MH-DC-002-TOR-014 | xe-0/0/8 | 10G SFP+ | 10000 | admin-down
MH-DC-002-TOR-014 | xe-0/0/9 | 10G SFP+ | 10000 | up | Server NIC
MH-DC-002-TOR-014 | xe-0/0/10 | 10G SFP+ | 10000 | up | Server NIC
MH-DC-002-TOR-014 | xe-0/0/11 | 10G SFP+ | 10000 | up | Server NIC
MH-DC-002-TOR-014 | xe-0/0/12 | 10G SFP+ | 10000 | admin-down
MH-DC-002-TOR-014 | xe-0/0/13 | 10G SFP+ | 10000 | up | Server NIC
MH-DC-002-TOR-014 | xe-0/0/14 | 10G SFP+ | 10000 | up | Server NIC
MH-DC-002-TOR-014 | xe-0/0/15 | 10G SFP+ | 10000 | up | Server NIC
MH-DC-002-TOR-014 | xe-0/0/16 | 10G SFP+ | 10000 | admin-down
MH-DC-002-TOR-014 | xe-0/0/17 | 10G SFP+ | 10000 | admin-down
MH-DC-002-TOR-014 | xe-0/0/18 | 10G SFP+ | 10000 | up | Server NIC
MH-DC-002-TOR-014 | xe-0/0/19 | 10G SFP+ | 10000 | admin-down
MH-DC-002-TOR-014 | xe-0/0/20 | 10G SFP+ | 10000 | up | Server NIC
MH-DC-002-TOR-014 | xe-0/0/21 | 10G SFP+ | 10000 | admin-down
MH-DC-002-TOR-014 | xe-0/0/22 | 10G SFP+ | 10000 | up | Server NIC
MH-DC-002-TOR-014 | xe-0/0/23 | 10G SFP+ | 10000 | up | Server NIC
MH-DC-002-TOR-014 | et-0/1/0 | 100G QSFP28 | 100000 | admin-down
MH-DC-002-TOR-014 | et-0/1/1 | 100G QSFP28 | 100000 | admin-down
MH-DC-002-TOR-015 | xe-0/0/0 | 10G SFP+ | 10000 | up | Access to MH-DC-002-ACC-01 | SFP-10G-LR
MH-DC-002-TOR-015 | xe-0/0/1 | 10G SFP+ | 10000 | up | Access to MH-DC-002-ACC-02 | SFP-10G-LR
MH-DC-002-TOR-015 | xe-0/0/2 | 10G SFP+ | 10000 | admin-down
MH-DC-002-TOR-015 | xe-0/0/3 | 10G SFP+ | 10000 | up | Server NIC
MH-DC-002-TOR-015 | xe-0/0/4 | 10G SFP+ | 10000 | admin-down
MH-DC-002-TOR-015 | xe-0/0/5 | 10G SFP+ | 10000 | admin-down
MH-DC-002-TOR-015 | xe-0/0/6 | 10G SFP+ | 10000 | admin-down
MH-DC-002-TOR-015 | xe-0/0/7 | 10G SFP+ | 10000 | admin-down
MH-DC-002-TOR-015 | xe-0/0/8 | 10G SFP+ | 10000 | up | Server NIC
MH-DC-002-TOR-015 | xe-0/0/9 | 10G SFP+ | 10000 | up | Server NIC
MH-DC-002-TOR-015 | xe-0/0/10 | 10G SFP+ | 10000 | up | Server NIC
MH-DC-002-TOR-015 | xe-0/0/11 | 10G SFP+ | 10000 | up | Server NIC
MH-DC-002-TOR-015 | xe-0/0/12 | 10G SFP+ | 10000 | up | Server NIC
MH-DC-002-TOR-015 | xe-0/0/13 | 10G SFP+ | 10000 | up | Server NIC
MH-DC-002-TOR-015 | xe-0/0/14 | 10G SFP+ | 10000 | up | Server NIC
MH-DC-002-TOR-015 | xe-0/0/15 | 10G SFP+ | 10000 | admin-down
MH-DC-002-TOR-015 | xe-0/0/16 | 10G SFP+ | 10000 | admin-down
MH-DC-002-TOR-015 | xe-0/0/17 | 10G SFP+ | 10000 | up | Server NIC
MH-DC-002-TOR-015 | xe-0/0/18 | 10G SFP+ | 10000 | admin-down
MH-DC-002-TOR-015 | xe-0/0/19 | 10G SFP+ | 10000 | up | Server NIC
MH-DC-002-TOR-015 | xe-0/0/20 | 10G SFP+ | 10000 | up | Server NIC
MH-DC-002-TOR-015 | xe-0/0/21 | 10G SFP+ | 10000 | up | Server NIC
MH-DC-002-TOR-015 | xe-0/0/22 | 10G SFP+ | 10000 | up | Server NIC
MH-DC-002-TOR-015 | xe-0/0/23 | 10G SFP+ | 10000 | up | Server NIC
MH-DC-002-TOR-015 | et-0/1/0 | 100G QSFP28 | 100000 | admin-down
MH-DC-002-TOR-015 | et-0/1/1 | 100G QSFP28 | 100000 | admin-down
MH-DC-002-TOR-016 | xe-0/0/0 | 10G SFP+ | 10000 | up | Access to MH-DC-002-ACC-02 | SFP-10G-LR
MH-DC-002-TOR-016 | xe-0/0/1 | 10G SFP+ | 10000 | up | Access to MH-DC-002-ACC-03 | SFP-10G-LR
MH-DC-002-TOR-016 | xe-0/0/2 | 10G SFP+ | 10000 | up | Server NIC
MH-DC-002-TOR-016 | xe-0/0/3 | 10G SFP+ | 10000 | up | Server NIC
MH-DC-002-TOR-016 | xe-0/0/4 | 10G SFP+ | 10000 | admin-down
MH-DC-002-TOR-016 | xe-0/0/5 | 10G SFP+ | 10000 | up | Server NIC
MH-DC-002-TOR-016 | xe-0/0/6 | 10G SFP+ | 10000 | up | Server NIC
MH-DC-002-TOR-016 | xe-0/0/7 | 10G SFP+ | 10000 | admin-down
MH-DC-002-TOR-016 | xe-0/0/8 | 10G SFP+ | 10000 | up | Server NIC
MH-DC-002-TOR-016 | xe-0/0/9 | 10G SFP+ | 10000 | admin-down
MH-DC-002-TOR-016 | xe-0/0/10 | 10G SFP+ | 10000 | up | Server NIC
MH-DC-002-TOR-016 | xe-0/0/11 | 10G SFP+ | 10000 | up | Server NIC
MH-DC-002-TOR-016 | xe-0/0/12 | 10G SFP+ | 10000 | up | Server NIC
MH-DC-002-TOR-016 | xe-0/0/13 | 10G SFP+ | 10000 | admin-down
MH-DC-002-TOR-016 | xe-0/0/14 | 10G SFP+ | 10000 | up | Server NIC
MH-DC-002-TOR-016 | xe-0/0/15 | 10G SFP+ | 10000 | up | Server NIC
MH-DC-002-TOR-016 | xe-0/0/16 | 10G SFP+ | 10000 | up | Server NIC
MH-DC-002-TOR-016 | xe-0/0/17 | 10G SFP+ | 10000 | reserved
MH-DC-002-TOR-016 | xe-0/0/18 | 10G SFP+ | 10000 | up | Server NIC
MH-DC-002-TOR-016 | xe-0/0/19 | 10G SFP+ | 10000 | up | Server NIC
MH-DC-002-TOR-016 | xe-0/0/20 | 10G SFP+ | 10000 | up | Server NIC
MH-DC-002-TOR-016 | xe-0/0/21 | 10G SFP+ | 10000 | admin-down
MH-DC-002-TOR-016 | xe-0/0/22 | 10G SFP+ | 10000 | up | Server NIC
MH-DC-002-TOR-016 | xe-0/0/23 | 10G SFP+ | 10000 | up | Server NIC
MH-DC-002-TOR-016 | et-0/1/0 | 100G QSFP28 | 100000 | admin-down
MH-DC-002-TOR-016 | et-0/1/1 | 100G QSFP28 | 100000 | admin-down
MH-DC-002-TOR-017 | Ethernet1 | 10G SFP+ | 10000 | up | Access to MH-DC-002-ACC-03 | SFP-10G-LR
MH-DC-002-TOR-017 | Ethernet2 | 10G SFP+ | 10000 | up | Access to MH-DC-002-ACC-04 | SFP-10G-LR
MH-DC-002-TOR-017 | Ethernet3 | 10G SFP+ | 10000 | admin-down
MH-DC-002-TOR-017 | Ethernet4 | 10G SFP+ | 10000 | admin-down
MH-DC-002-TOR-017 | Ethernet5 | 10G SFP+ | 10000 | up | Server NIC
MH-DC-002-TOR-017 | Ethernet6 | 10G SFP+ | 10000 | up | Server NIC
MH-DC-002-TOR-017 | Ethernet7 | 10G SFP+ | 10000 | up | Server NIC
MH-DC-002-TOR-017 | Ethernet8 | 10G SFP+ | 10000 | up | Server NIC
MH-DC-002-TOR-017 | Ethernet9 | 10G SFP+ | 10000 | reserved
MH-DC-002-TOR-017 | Ethernet10 | 10G SFP+ | 10000 | admin-down
MH-DC-002-TOR-017 | Ethernet11 | 10G SFP+ | 10000 | up | Server NIC
MH-DC-002-TOR-017 | Ethernet12 | 10G SFP+ | 10000 | up | Server NIC
MH-DC-002-TOR-017 | Ethernet13 | 10G SFP+ | 10000 | up | Server NIC
MH-DC-002-TOR-017 | Ethernet14 | 10G SFP+ | 10000 | admin-down
MH-DC-002-TOR-017 | Ethernet15 | 10G SFP+ | 10000 | admin-down
MH-DC-002-TOR-017 | Ethernet16 | 10G SFP+ | 10000 | reserved
MH-DC-002-TOR-017 | Ethernet17 | 10G SFP+ | 10000 | up | Server NIC
MH-DC-002-TOR-017 | Ethernet18 | 10G SFP+ | 10000 | admin-down
MH-DC-002-TOR-017 | Ethernet19 | 10G SFP+ | 10000 | up | Server NIC
MH-DC-002-TOR-017 | Ethernet20 | 10G SFP+ | 10000 | up | Server NIC
MH-DC-002-TOR-017 | Ethernet21 | 10G SFP+ | 10000 | up | Server NIC
MH-DC-002-TOR-017 | Ethernet22 | 10G SFP+ | 10000 | admin-down
MH-DC-002-TOR-017 | Ethernet23 | 10G SFP+ | 10000 | admin-down
MH-DC-002-TOR-017 | Ethernet24 | 10G SFP+ | 10000 | admin-down
MH-DC-002-TOR-017 | Ethernet49/1 | 100G QSFP28 | 100000 | admin-down
MH-DC-002-TOR-017 | Ethernet49/2 | 100G QSFP28 | 100000 | admin-down
MH-DC-002-TOR-018 | Ethernet1 | 10G SFP+ | 10000 | up | Access to MH-DC-002-ACC-04 | SFP-10G-LR
MH-DC-002-TOR-018 | Ethernet2 | 10G SFP+ | 10000 | up | Access to MH-DC-002-ACC-05 | SFP-10G-LR
MH-DC-002-TOR-018 | Ethernet3 | 10G SFP+ | 10000 | up | Server NIC
MH-DC-002-TOR-018 | Ethernet4 | 10G SFP+ | 10000 | up | Server NIC
MH-DC-002-TOR-018 | Ethernet5 | 10G SFP+ | 10000 | admin-down
MH-DC-002-TOR-018 | Ethernet6 | 10G SFP+ | 10000 | up | Server NIC
MH-DC-002-TOR-018 | Ethernet7 | 10G SFP+ | 10000 | up | Server NIC
MH-DC-002-TOR-018 | Ethernet8 | 10G SFP+ | 10000 | up | Server NIC
MH-DC-002-TOR-018 | Ethernet9 | 10G SFP+ | 10000 | up | Server NIC
MH-DC-002-TOR-018 | Ethernet10 | 10G SFP+ | 10000 | up | Server NIC
MH-DC-002-TOR-018 | Ethernet11 | 10G SFP+ | 10000 | admin-down
MH-DC-002-TOR-018 | Ethernet12 | 10G SFP+ | 10000 | up | Server NIC
MH-DC-002-TOR-018 | Ethernet13 | 10G SFP+ | 10000 | admin-down
MH-DC-002-TOR-018 | Ethernet14 | 10G SFP+ | 10000 | up | Server NIC
MH-DC-002-TOR-018 | Ethernet15 | 10G SFP+ | 10000 | up | Server NIC
MH-DC-002-TOR-018 | Ethernet16 | 10G SFP+ | 10000 | up | Server NIC
MH-DC-002-TOR-018 | Ethernet17 | 10G SFP+ | 10000 | up | Server NIC
MH-DC-002-TOR-018 | Ethernet18 | 10G SFP+ | 10000 | up | Server NIC
MH-DC-002-TOR-018 | Ethernet19 | 10G SFP+ | 10000 | admin-down
MH-DC-002-TOR-018 | Ethernet20 | 10G SFP+ | 10000 | admin-down
MH-DC-002-TOR-018 | Ethernet21 | 10G SFP+ | 10000 | up | Server NIC
MH-DC-002-TOR-018 | Ethernet22 | 10G SFP+ | 10000 | up | Server NIC
MH-DC-002-TOR-018 | Ethernet23 | 10G SFP+ | 10000 | admin-down
MH-DC-002-TOR-018 | Ethernet24 | 10G SFP+ | 10000 | up | Server NIC
MH-DC-002-TOR-018 | Ethernet49/1 | 100G QSFP28 | 100000 | admin-down
MH-DC-002-TOR-018 | Ethernet49/2 | 100G QSFP28 | 100000 | admin-down
MH-DC-002-TOR-019 | Ethernet1 | 10G SFP+ | 10000 | up | Access to MH-DC-002-ACC-05 | SFP-10G-LR
MH-DC-002-TOR-019 | Ethernet2 | 10G SFP+ | 10000 | up | Access to MH-DC-002-ACC-06 | SFP-10G-LR
MH-DC-002-TOR-019 | Ethernet3 | 10G SFP+ | 10000 | up | Server NIC
MH-DC-002-TOR-019 | Ethernet4 | 10G SFP+ | 10000 | admin-down
MH-DC-002-TOR-019 | Ethernet5 | 10G SFP+ | 10000 | up | Server NIC
MH-DC-002-TOR-019 | Ethernet6 | 10G SFP+ | 10000 | up | Server NIC
MH-DC-002-TOR-019 | Ethernet7 | 10G SFP+ | 10000 | admin-down
MH-DC-002-TOR-019 | Ethernet8 | 10G SFP+ | 10000 | up | Server NIC
MH-DC-002-TOR-019 | Ethernet9 | 10G SFP+ | 10000 | admin-down
MH-DC-002-TOR-019 | Ethernet10 | 10G SFP+ | 10000 | admin-down
MH-DC-002-TOR-019 | Ethernet11 | 10G SFP+ | 10000 | up | Server NIC
MH-DC-002-TOR-019 | Ethernet12 | 10G SFP+ | 10000 | admin-down
MH-DC-002-TOR-019 | Ethernet13 | 10G SFP+ | 10000 | up | Server NIC
MH-DC-002-TOR-019 | Ethernet14 | 10G SFP+ | 10000 | admin-down
MH-DC-002-TOR-019 | Ethernet15 | 10G SFP+ | 10000 | up | Server NIC
MH-DC-002-TOR-019 | Ethernet16 | 10G SFP+ | 10000 | admin-down
MH-DC-002-TOR-019 | Ethernet17 | 10G SFP+ | 10000 | up | Server NIC
MH-DC-002-TOR-019 | Ethernet18 | 10G SFP+ | 10000 | up | Server NIC
MH-DC-002-TOR-019 | Ethernet19 | 10G SFP+ | 10000 | up | Server NIC
MH-DC-002-TOR-019 | Ethernet20 | 10G SFP+ | 10000 | up | Server NIC
MH-DC-002-TOR-019 | Ethernet21 | 10G SFP+ | 10000 | up | Server NIC
MH-DC-002-TOR-019 | Ethernet22 | 10G SFP+ | 10000 | up | Server NIC
MH-DC-002-TOR-019 | Ethernet23 | 10G SFP+ | 10000 | up | Server NIC
MH-DC-002-TOR-019 | Ethernet24 | 10G SFP+ | 10000 | admin-down
MH-DC-002-TOR-019 | Ethernet49/1 | 100G QSFP28 | 100000 | admin-down
MH-DC-002-TOR-019 | Ethernet49/2 | 100G QSFP28 | 100000 | admin-down
MH-DC-002-TOR-020 | Ethernet1 | 10G SFP+ | 10000 | up | Access to MH-DC-002-ACC-06 | SFP-10G-LR
MH-DC-002-TOR-020 | Ethernet2 | 10G SFP+ | 10000 | up | Access to MH-DC-002-ACC-07 | SFP-10G-LR
MH-DC-002-TOR-020 | Ethernet3 | 10G SFP+ | 10000 | admin-down
MH-DC-002-TOR-020 | Ethernet4 | 10G SFP+ | 10000 | up | Server NIC
MH-DC-002-TOR-020 | Ethernet5 | 10G SFP+ | 10000 | admin-down
MH-DC-002-TOR-020 | Ethernet6 | 10G SFP+ | 10000 | up | Server NIC
MH-DC-002-TOR-020 | Ethernet7 | 10G SFP+ | 10000 | up | Server NIC
MH-DC-002-TOR-020 | Ethernet8 | 10G SFP+ | 10000 | up | Server NIC
MH-DC-002-TOR-020 | Ethernet9 | 10G SFP+ | 10000 | up | Server NIC
MH-DC-002-TOR-020 | Ethernet10 | 10G SFP+ | 10000 | up | Server NIC
MH-DC-002-TOR-020 | Ethernet11 | 10G SFP+ | 10000 | up | Server NIC
MH-DC-002-TOR-020 | Ethernet12 | 10G SFP+ | 10000 | up | Server NIC
MH-DC-002-TOR-020 | Ethernet13 | 10G SFP+ | 10000 | up | Server NIC
MH-DC-002-TOR-020 | Ethernet14 | 10G SFP+ | 10000 | up | Server NIC
MH-DC-002-TOR-020 | Ethernet15 | 10G SFP+ | 10000 | up | Server NIC
MH-DC-002-TOR-020 | Ethernet16 | 10G SFP+ | 10000 | up | Server NIC
MH-DC-002-TOR-020 | Ethernet17 | 10G SFP+ | 10000 | up | Server NIC
MH-DC-002-TOR-020 | Ethernet18 | 10G SFP+ | 10000 | admin-down
MH-DC-002-TOR-020 | Ethernet19 | 10G SFP+ | 10000 | up | Server NIC
MH-DC-002-TOR-020 | Ethernet20 | 10G SFP+ | 10000 | up | Server NIC
MH-DC-002-TOR-020 | Ethernet21 | 10G SFP+ | 10000 | up | Server NIC
MH-DC-002-TOR-020 | Ethernet22 | 10G SFP+ | 10000 | up | Server NIC
MH-DC-002-TOR-020 | Ethernet23 | 10G SFP+ | 10000 | admin-down
MH-DC-002-TOR-020 | Ethernet24 | 10G SFP+ | 10000 | up | Server NIC
MH-DC-002-TOR-020 | Ethernet49/1 | 100G QSFP28 | 100000 | admin-down
MH-DC-002-TOR-020 | Ethernet49/2 | 100G QSFP28 | 100000 | admin-down
MH-DC-002-TOR-021 | xe-0/0/0 | 10G SFP+ | 10000 | up | Access to MH-DC-002-ACC-07 | SFP-10G-LR
MH-DC-002-TOR-021 | xe-0/0/1 | 10G SFP+ | 10000 | up | Access to MH-DC-002-ACC-01 | SFP-10G-LR
MH-DC-002-TOR-021 | xe-0/0/2 | 10G SFP+ | 10000 | up | Server NIC
MH-DC-002-TOR-021 | xe-0/0/3 | 10G SFP+ | 10000 | admin-down
MH-DC-002-TOR-021 | xe-0/0/4 | 10G SFP+ | 10000 | admin-down
MH-DC-002-TOR-021 | xe-0/0/5 | 10G SFP+ | 10000 | up | Server NIC
MH-DC-002-TOR-021 | xe-0/0/6 | 10G SFP+ | 10000 | admin-down
MH-DC-002-TOR-021 | xe-0/0/7 | 10G SFP+ | 10000 | admin-down
MH-DC-002-TOR-021 | xe-0/0/8 | 10G SFP+ | 10000 | admin-down
MH-DC-002-TOR-021 | xe-0/0/9 | 10G SFP+ | 10000 | admin-down
MH-DC-002-TOR-021 | xe-0/0/10 | 10G SFP+ | 10000 | up | Server NIC
MH-DC-002-TOR-021 | xe-0/0/11 | 10G SFP+ | 10000 | admin-down
MH-DC-002-TOR-021 | xe-0/0/12 | 10G SFP+ | 10000 | admin-down
MH-DC-002-TOR-021 | xe-0/0/13 | 10G SFP+ | 10000 | up | Server NIC
MH-DC-002-TOR-021 | xe-0/0/14 | 10G SFP+ | 10000 | admin-down
MH-DC-002-TOR-021 | xe-0/0/15 | 10G SFP+ | 10000 | admin-down
MH-DC-002-TOR-021 | xe-0/0/16 | 10G SFP+ | 10000 | admin-down
MH-DC-002-TOR-021 | xe-0/0/17 | 10G SFP+ | 10000 | up | Server NIC
MH-DC-002-TOR-021 | xe-0/0/18 | 10G SFP+ | 10000 | admin-down
MH-DC-002-TOR-021 | xe-0/0/19 | 10G SFP+ | 10000 | up | Server NIC
MH-DC-002-TOR-021 | xe-0/0/20 | 10G SFP+ | 10000 | admin-down
MH-DC-002-TOR-021 | xe-0/0/21 | 10G SFP+ | 10000 | up | Server NIC
MH-DC-002-TOR-021 | xe-0/0/22 | 10G SFP+ | 10000 | admin-down
MH-DC-002-TOR-021 | xe-0/0/23 | 10G SFP+ | 10000 | up | Server NIC
MH-DC-002-TOR-021 | et-0/1/0 | 100G QSFP28 | 100000 | admin-down
MH-DC-002-TOR-021 | et-0/1/1 | 100G QSFP28 | 100000 | admin-down
MH-DC-002-TOR-022 | Ethernet1 | 10G SFP+ | 10000 | up | Access to MH-DC-002-ACC-01 | SFP-10G-LR
MH-DC-002-TOR-022 | Ethernet2 | 10G SFP+ | 10000 | up | Access to MH-DC-002-ACC-02 | SFP-10G-LR
MH-DC-002-TOR-022 | Ethernet3 | 10G SFP+ | 10000 | admin-down
MH-DC-002-TOR-022 | Ethernet4 | 10G SFP+ | 10000 | admin-down
MH-DC-002-TOR-022 | Ethernet5 | 10G SFP+ | 10000 | up | Server NIC
MH-DC-002-TOR-022 | Ethernet6 | 10G SFP+ | 10000 | up | Server NIC
MH-DC-002-TOR-022 | Ethernet7 | 10G SFP+ | 10000 | admin-down
MH-DC-002-TOR-022 | Ethernet8 | 10G SFP+ | 10000 | up | Server NIC
MH-DC-002-TOR-022 | Ethernet9 | 10G SFP+ | 10000 | up | Server NIC
MH-DC-002-TOR-022 | Ethernet10 | 10G SFP+ | 10000 | admin-down
MH-DC-002-TOR-022 | Ethernet11 | 10G SFP+ | 10000 | admin-down
MH-DC-002-TOR-022 | Ethernet12 | 10G SFP+ | 10000 | up | Server NIC
MH-DC-002-TOR-022 | Ethernet13 | 10G SFP+ | 10000 | up | Server NIC
MH-DC-002-TOR-022 | Ethernet14 | 10G SFP+ | 10000 | up | Server NIC
MH-DC-002-TOR-022 | Ethernet15 | 10G SFP+ | 10000 | admin-down
MH-DC-002-TOR-022 | Ethernet16 | 10G SFP+ | 10000 | up | Server NIC
MH-DC-002-TOR-022 | Ethernet17 | 10G SFP+ | 10000 | admin-down
MH-DC-002-TOR-022 | Ethernet18 | 10G SFP+ | 10000 | up | Server NIC
MH-DC-002-TOR-022 | Ethernet19 | 10G SFP+ | 10000 | up | Server NIC
MH-DC-002-TOR-022 | Ethernet20 | 10G SFP+ | 10000 | up | Server NIC
MH-DC-002-TOR-022 | Ethernet21 | 10G SFP+ | 10000 | up | Server NIC
MH-DC-002-TOR-022 | Ethernet22 | 10G SFP+ | 10000 | admin-down
MH-DC-002-TOR-022 | Ethernet23 | 10G SFP+ | 10000 | up | Server NIC
MH-DC-002-TOR-022 | Ethernet24 | 10G SFP+ | 10000 | admin-down
MH-DC-002-TOR-022 | Ethernet49/1 | 100G QSFP28 | 100000 | admin-down
MH-DC-002-TOR-022 | Ethernet49/2 | 100G QSFP28 | 100000 | admin-down
MH-DC-002-TOR-023 | Ethernet1 | 10G SFP+ | 10000 | up | Access to MH-DC-002-ACC-02 | SFP-10G-LR
MH-DC-002-TOR-023 | Ethernet2 | 10G SFP+ | 10000 | up | Access to MH-DC-002-ACC-03 | SFP-10G-LR
MH-DC-002-TOR-023 | Ethernet3 | 10G SFP+ | 10000 | admin-down
MH-DC-002-TOR-023 | Ethernet4 | 10G SFP+ | 10000 | up | Server NIC
MH-DC-002-TOR-023 | Ethernet5 | 10G SFP+ | 10000 | up | Server NIC
MH-DC-002-TOR-023 | Ethernet6 | 10G SFP+ | 10000 | up | Server NIC
MH-DC-002-TOR-023 | Ethernet7 | 10G SFP+ | 10000 | admin-down
MH-DC-002-TOR-023 | Ethernet8 | 10G SFP+ | 10000 | admin-down
MH-DC-002-TOR-023 | Ethernet9 | 10G SFP+ | 10000 | admin-down
MH-DC-002-TOR-023 | Ethernet10 | 10G SFP+ | 10000 | admin-down
MH-DC-002-TOR-023 | Ethernet11 | 10G SFP+ | 10000 | up | Server NIC
MH-DC-002-TOR-023 | Ethernet12 | 10G SFP+ | 10000 | reserved
MH-DC-002-TOR-023 | Ethernet13 | 10G SFP+ | 10000 | admin-down
MH-DC-002-TOR-023 | Ethernet14 | 10G SFP+ | 10000 | up | Server NIC
MH-DC-002-TOR-023 | Ethernet15 | 10G SFP+ | 10000 | up | Server NIC
MH-DC-002-TOR-023 | Ethernet16 | 10G SFP+ | 10000 | up | Server NIC
MH-DC-002-TOR-023 | Ethernet17 | 10G SFP+ | 10000 | up | Server NIC
MH-DC-002-TOR-023 | Ethernet18 | 10G SFP+ | 10000 | up | Server NIC
MH-DC-002-TOR-023 | Ethernet19 | 10G SFP+ | 10000 | admin-down
MH-DC-002-TOR-023 | Ethernet20 | 10G SFP+ | 10000 | admin-down
MH-DC-002-TOR-023 | Ethernet21 | 10G SFP+ | 10000 | admin-down
MH-DC-002-TOR-023 | Ethernet22 | 10G SFP+ | 10000 | up | Server NIC
MH-DC-002-TOR-023 | Ethernet23 | 10G SFP+ | 10000 | up | Server NIC
MH-DC-002-TOR-023 | Ethernet24 | 10G SFP+ | 10000 | admin-down
MH-DC-002-TOR-023 | Ethernet49/1 | 100G QSFP28 | 100000 | admin-down
MH-DC-002-TOR-023 | Ethernet49/2 | 100G QSFP28 | 100000 | admin-down
MH-DC-002-TOR-024 | Ethernet1 | 10G SFP+ | 10000 | up | Access to MH-DC-002-ACC-03 | SFP-10G-LR
MH-DC-002-TOR-024 | Ethernet2 | 10G SFP+ | 10000 | up | Access to MH-DC-002-ACC-04 | SFP-10G-LR
MH-DC-002-TOR-024 | Ethernet3 | 10G SFP+ | 10000 | admin-down
MH-DC-002-TOR-024 | Ethernet4 | 10G SFP+ | 10000 | admin-down
MH-DC-002-TOR-024 | Ethernet5 | 10G SFP+ | 10000 | up | Server NIC
MH-DC-002-TOR-024 | Ethernet6 | 10G SFP+ | 10000 | up | Server NIC
MH-DC-002-TOR-024 | Ethernet7 | 10G SFP+ | 10000 | admin-down
MH-DC-002-TOR-024 | Ethernet8 | 10G SFP+ | 10000 | admin-down
MH-DC-002-TOR-024 | Ethernet9 | 10G SFP+ | 10000 | admin-down
MH-DC-002-TOR-024 | Ethernet10 | 10G SFP+ | 10000 | up | Server NIC
MH-DC-002-TOR-024 | Ethernet11 | 10G SFP+ | 10000 | up | Server NIC
MH-DC-002-TOR-024 | Ethernet12 | 10G SFP+ | 10000 | admin-down
MH-DC-002-TOR-024 | Ethernet13 | 10G SFP+ | 10000 | up | Server NIC
MH-DC-002-TOR-024 | Ethernet14 | 10G SFP+ | 10000 | up | Server NIC
MH-DC-002-TOR-024 | Ethernet15 | 10G SFP+ | 10000 | up | Server NIC
MH-DC-002-TOR-024 | Ethernet16 | 10G SFP+ | 10000 | up | Server NIC
MH-DC-002-TOR-024 | Ethernet17 | 10G SFP+ | 10000 | up | Server NIC
MH-DC-002-TOR-024 | Ethernet18 | 10G SFP+ | 10000 | admin-down
MH-DC-002-TOR-024 | Ethernet19 | 10G SFP+ | 10000 | admin-down
MH-DC-002-TOR-024 | Ethernet20 | 10G SFP+ | 10000 | up | Server NIC
MH-DC-002-TOR-024 | Ethernet21 | 10G SFP+ | 10000 | up | Server NIC
MH-DC-002-TOR-024 | Ethernet22 | 10G SFP+ | 10000 | up | Server NIC
MH-DC-002-TOR-024 | Ethernet23 | 10G SFP+ | 10000 | up | Server NIC
MH-DC-002-TOR-024 | Ethernet24 | 10G SFP+ | 10000 | up | Server NIC
MH-DC-002-TOR-024 | Ethernet49/1 | 100G QSFP28 | 100000 | admin-down
MH-DC-002-TOR-024 | Ethernet49/2 | 100G QSFP28 | 100000 | admin-down
MH-DC-002-TOR-025 | Te0/0/0/0 | 10G SFP+ | 10000 | up | Access to MH-DC-002-ACC-04 | SFP-10G-LR
MH-DC-002-TOR-025 | Te0/0/0/1 | 10G SFP+ | 10000 | up | Access to MH-DC-002-ACC-05 | SFP-10G-LR
MH-DC-002-TOR-025 | Te0/0/0/2 | 10G SFP+ | 10000 | up | Server NIC
MH-DC-002-TOR-025 | Te0/0/0/3 | 10G SFP+ | 10000 | up | Server NIC
MH-DC-002-TOR-025 | Te0/0/0/4 | 10G SFP+ | 10000 | up | Server NIC
MH-DC-002-TOR-025 | Te0/0/0/5 | 10G SFP+ | 10000 | up | Server NIC
MH-DC-002-TOR-025 | Te0/0/0/6 | 10G SFP+ | 10000 | up | Server NIC
MH-DC-002-TOR-025 | Te0/0/0/7 | 10G SFP+ | 10000 | admin-down
MH-DC-002-TOR-025 | Te0/0/0/8 | 10G SFP+ | 10000 | up | Server NIC
MH-DC-002-TOR-025 | Te0/0/0/9 | 10G SFP+ | 10000 | up | Server NIC
MH-DC-002-TOR-025 | Te0/0/0/10 | 10G SFP+ | 10000 | up | Server NIC
MH-DC-002-TOR-025 | Te0/0/0/11 | 10G SFP+ | 10000 | up | Server NIC
MH-DC-002-TOR-025 | Te0/0/0/12 | 10G SFP+ | 10000 | admin-down
MH-DC-002-TOR-025 | Te0/0/0/13 | 10G SFP+ | 10000 | admin-down
MH-DC-002-TOR-025 | Te0/0/0/14 | 10G SFP+ | 10000 | up | Server NIC
MH-DC-002-TOR-025 | Te0/0/0/15 | 10G SFP+ | 10000 | up | Server NIC
MH-DC-002-TOR-025 | Te0/0/0/16 | 10G SFP+ | 10000 | up | Server NIC
MH-DC-002-TOR-025 | Te0/0/0/17 | 10G SFP+ | 10000 | up | Server NIC
MH-DC-002-TOR-025 | Te0/0/0/18 | 10G SFP+ | 10000 | admin-down
MH-DC-002-TOR-025 | Te0/0/0/19 | 10G SFP+ | 10000 | up | Server NIC
MH-DC-002-TOR-025 | Te0/0/0/20 | 10G SFP+ | 10000 | admin-down
MH-DC-002-TOR-025 | Te0/0/0/21 | 10G SFP+ | 10000 | up | Server NIC
MH-DC-002-TOR-025 | Te0/0/0/22 | 10G SFP+ | 10000 | admin-down
MH-DC-002-TOR-025 | Te0/0/0/23 | 10G SFP+ | 10000 | up | Server NIC
MH-DC-002-TOR-025 | Hu0/0/1/0 | 100G QSFP28 | 100000 | admin-down
MH-DC-002-TOR-025 | Hu0/0/1/1 | 100G QSFP28 | 100000 | admin-down
MH-DC-002-TOR-026 | Ethernet1 | 10G SFP+ | 10000 | up | Access to MH-DC-002-ACC-05 | SFP-10G-LR
MH-DC-002-TOR-026 | Ethernet2 | 10G SFP+ | 10000 | up | Access to MH-DC-002-ACC-06 | SFP-10G-LR
MH-DC-002-TOR-026 | Ethernet3 | 10G SFP+ | 10000 | admin-down
MH-DC-002-TOR-026 | Ethernet4 | 10G SFP+ | 10000 | admin-down
MH-DC-002-TOR-026 | Ethernet5 | 10G SFP+ | 10000 | up | Server NIC
MH-DC-002-TOR-026 | Ethernet6 | 10G SFP+ | 10000 | up | Server NIC
MH-DC-002-TOR-026 | Ethernet7 | 10G SFP+ | 10000 | admin-down
MH-DC-002-TOR-026 | Ethernet8 | 10G SFP+ | 10000 | admin-down
MH-DC-002-TOR-026 | Ethernet9 | 10G SFP+ | 10000 | up | Server NIC
MH-DC-002-TOR-026 | Ethernet10 | 10G SFP+ | 10000 | up | Server NIC
MH-DC-002-TOR-026 | Ethernet11 | 10G SFP+ | 10000 | admin-down
MH-DC-002-TOR-026 | Ethernet12 | 10G SFP+ | 10000 | up | Server NIC
MH-DC-002-TOR-026 | Ethernet13 | 10G SFP+ | 10000 | admin-down
MH-DC-002-TOR-026 | Ethernet14 | 10G SFP+ | 10000 | up | Server NIC
MH-DC-002-TOR-026 | Ethernet15 | 10G SFP+ | 10000 | up | Server NIC
MH-DC-002-TOR-026 | Ethernet16 | 10G SFP+ | 10000 | up | Server NIC
MH-DC-002-TOR-026 | Ethernet17 | 10G SFP+ | 10000 | admin-down
MH-DC-002-TOR-026 | Ethernet18 | 10G SFP+ | 10000 | admin-down
MH-DC-002-TOR-026 | Ethernet19 | 10G SFP+ | 10000 | up | Server NIC
MH-DC-002-TOR-026 | Ethernet20 | 10G SFP+ | 10000 | up | Server NIC
MH-DC-002-TOR-026 | Ethernet21 | 10G SFP+ | 10000 | up | Server NIC
MH-DC-002-TOR-026 | Ethernet22 | 10G SFP+ | 10000 | up | Server NIC
MH-DC-002-TOR-026 | Ethernet23 | 10G SFP+ | 10000 | admin-down
MH-DC-002-TOR-026 | Ethernet24 | 10G SFP+ | 10000 | up | Server NIC
MH-DC-002-TOR-026 | Ethernet49/1 | 100G QSFP28 | 100000 | admin-down
MH-DC-002-TOR-026 | Ethernet49/2 | 100G QSFP28 | 100000 | admin-down
MH-DC-002-TOR-027 | Te0/0/0/0 | 10G SFP+ | 10000 | up | Access to MH-DC-002-ACC-06 | SFP-10G-LR
MH-DC-002-TOR-027 | Te0/0/0/1 | 10G SFP+ | 10000 | up | Access to MH-DC-002-ACC-07 | SFP-10G-LR
MH-DC-002-TOR-027 | Te0/0/0/2 | 10G SFP+ | 10000 | admin-down
MH-DC-002-TOR-027 | Te0/0/0/3 | 10G SFP+ | 10000 | admin-down
MH-DC-002-TOR-027 | Te0/0/0/4 | 10G SFP+ | 10000 | up | Server NIC
MH-DC-002-TOR-027 | Te0/0/0/5 | 10G SFP+ | 10000 | up | Server NIC
MH-DC-002-TOR-027 | Te0/0/0/6 | 10G SFP+ | 10000 | admin-down
MH-DC-002-TOR-027 | Te0/0/0/7 | 10G SFP+ | 10000 | admin-down
MH-DC-002-TOR-027 | Te0/0/0/8 | 10G SFP+ | 10000 | up | Server NIC
MH-DC-002-TOR-027 | Te0/0/0/9 | 10G SFP+ | 10000 | up | Server NIC
MH-DC-002-TOR-027 | Te0/0/0/10 | 10G SFP+ | 10000 | admin-down
MH-DC-002-TOR-027 | Te0/0/0/11 | 10G SFP+ | 10000 | up | Server NIC
MH-DC-002-TOR-027 | Te0/0/0/12 | 10G SFP+ | 10000 | admin-down
MH-DC-002-TOR-027 | Te0/0/0/13 | 10G SFP+ | 10000 | admin-down
MH-DC-002-TOR-027 | Te0/0/0/14 | 10G SFP+ | 10000 | admin-down
MH-DC-002-TOR-027 | Te0/0/0/15 | 10G SFP+ | 10000 | admin-down
MH-DC-002-TOR-027 | Te0/0/0/16 | 10G SFP+ | 10000 | up | Server NIC
MH-DC-002-TOR-027 | Te0/0/0/17 | 10G SFP+ | 10000 | up | Server NIC
MH-DC-002-TOR-027 | Te0/0/0/18 | 10G SFP+ | 10000 | admin-down
MH-DC-002-TOR-027 | Te0/0/0/19 | 10G SFP+ | 10000 | up | Server NIC
MH-DC-002-TOR-027 | Te0/0/0/20 | 10G SFP+ | 10000 | reserved
MH-DC-002-TOR-027 | Te0/0/0/21 | 10G SFP+ | 10000 | admin-down
MH-DC-002-TOR-027 | Te0/0/0/22 | 10G SFP+ | 10000 | admin-down
MH-DC-002-TOR-027 | Te0/0/0/23 | 10G SFP+ | 10000 | admin-down
MH-DC-002-TOR-027 | Hu0/0/1/0 | 100G QSFP28 | 100000 | admin-down
MH-DC-002-TOR-027 | Hu0/0/1/1 | 100G QSFP28 | 100000 | admin-down
MH-DC-002-TOR-028 | xe-0/0/0 | 10G SFP+ | 10000 | up | Access to MH-DC-002-ACC-07 | SFP-10G-LR
MH-DC-002-TOR-028 | xe-0/0/1 | 10G SFP+ | 10000 | up | Access to MH-DC-002-ACC-01 | SFP-10G-LR
MH-DC-002-TOR-028 | xe-0/0/2 | 10G SFP+ | 10000 | up | Server NIC
MH-DC-002-TOR-028 | xe-0/0/3 | 10G SFP+ | 10000 | admin-down
MH-DC-002-TOR-028 | xe-0/0/4 | 10G SFP+ | 10000 | up | Server NIC
MH-DC-002-TOR-028 | xe-0/0/5 | 10G SFP+ | 10000 | admin-down
MH-DC-002-TOR-028 | xe-0/0/6 | 10G SFP+ | 10000 | up | Server NIC
MH-DC-002-TOR-028 | xe-0/0/7 | 10G SFP+ | 10000 | up | Server NIC
MH-DC-002-TOR-028 | xe-0/0/8 | 10G SFP+ | 10000 | admin-down
MH-DC-002-TOR-028 | xe-0/0/9 | 10G SFP+ | 10000 | up | Server NIC
MH-DC-002-TOR-028 | xe-0/0/10 | 10G SFP+ | 10000 | up | Server NIC
MH-DC-002-TOR-028 | xe-0/0/11 | 10G SFP+ | 10000 | up | Server NIC
MH-DC-002-TOR-028 | xe-0/0/12 | 10G SFP+ | 10000 | admin-down
MH-DC-002-TOR-028 | xe-0/0/13 | 10G SFP+ | 10000 | reserved
MH-DC-002-TOR-028 | xe-0/0/14 | 10G SFP+ | 10000 | up | Server NIC
MH-DC-002-TOR-028 | xe-0/0/15 | 10G SFP+ | 10000 | admin-down
MH-DC-002-TOR-028 | xe-0/0/16 | 10G SFP+ | 10000 | up | Server NIC
MH-DC-002-TOR-028 | xe-0/0/17 | 10G SFP+ | 10000 | admin-down
MH-DC-002-TOR-028 | xe-0/0/18 | 10G SFP+ | 10000 | admin-down
MH-DC-002-TOR-028 | xe-0/0/19 | 10G SFP+ | 10000 | admin-down
MH-DC-002-TOR-028 | xe-0/0/20 | 10G SFP+ | 10000 | up | Server NIC
MH-DC-002-TOR-028 | xe-0/0/21 | 10G SFP+ | 10000 | up | Server NIC
MH-DC-002-TOR-028 | xe-0/0/22 | 10G SFP+ | 10000 | up | Server NIC
MH-DC-002-TOR-028 | xe-0/0/23 | 10G SFP+ | 10000 | up | Server NIC
MH-DC-002-TOR-028 | et-0/1/0 | 100G QSFP28 | 100000 | admin-down
MH-DC-002-TOR-028 | et-0/1/1 | 100G QSFP28 | 100000 | admin-down
MH-DC-002-TOR-029 | Te0/0/0/0 | 10G SFP+ | 10000 | up | Access to MH-DC-002-ACC-01 | SFP-10G-LR
MH-DC-002-TOR-029 | Te0/0/0/1 | 10G SFP+ | 10000 | up | Access to MH-DC-002-ACC-02 | SFP-10G-LR
MH-DC-002-TOR-029 | Te0/0/0/2 | 10G SFP+ | 10000 | up | Server NIC
MH-DC-002-TOR-029 | Te0/0/0/3 | 10G SFP+ | 10000 | reserved
MH-DC-002-TOR-029 | Te0/0/0/4 | 10G SFP+ | 10000 | up | Server NIC
MH-DC-002-TOR-029 | Te0/0/0/5 | 10G SFP+ | 10000 | reserved
MH-DC-002-TOR-029 | Te0/0/0/6 | 10G SFP+ | 10000 | admin-down
MH-DC-002-TOR-029 | Te0/0/0/7 | 10G SFP+ | 10000 | up | Server NIC
MH-DC-002-TOR-029 | Te0/0/0/8 | 10G SFP+ | 10000 | up | Server NIC
MH-DC-002-TOR-029 | Te0/0/0/9 | 10G SFP+ | 10000 | up | Server NIC
MH-DC-002-TOR-029 | Te0/0/0/10 | 10G SFP+ | 10000 | up | Server NIC
MH-DC-002-TOR-029 | Te0/0/0/11 | 10G SFP+ | 10000 | up | Server NIC
MH-DC-002-TOR-029 | Te0/0/0/12 | 10G SFP+ | 10000 | up | Server NIC
MH-DC-002-TOR-029 | Te0/0/0/13 | 10G SFP+ | 10000 | up | Server NIC
MH-DC-002-TOR-029 | Te0/0/0/14 | 10G SFP+ | 10000 | up | Server NIC
MH-DC-002-TOR-029 | Te0/0/0/15 | 10G SFP+ | 10000 | up | Server NIC
MH-DC-002-TOR-029 | Te0/0/0/16 | 10G SFP+ | 10000 | admin-down
MH-DC-002-TOR-029 | Te0/0/0/17 | 10G SFP+ | 10000 | admin-down
MH-DC-002-TOR-029 | Te0/0/0/18 | 10G SFP+ | 10000 | up | Server NIC
MH-DC-002-TOR-029 | Te0/0/0/19 | 10G SFP+ | 10000 | up | Server NIC
MH-DC-002-TOR-029 | Te0/0/0/20 | 10G SFP+ | 10000 | up | Server NIC
MH-DC-002-TOR-029 | Te0/0/0/21 | 10G SFP+ | 10000 | up | Server NIC
MH-DC-002-TOR-029 | Te0/0/0/22 | 10G SFP+ | 10000 | up | Server NIC
MH-DC-002-TOR-029 | Te0/0/0/23 | 10G SFP+ | 10000 | admin-down
MH-DC-002-TOR-029 | Hu0/0/1/0 | 100G QSFP28 | 100000 | admin-down
MH-DC-002-TOR-029 | Hu0/0/1/1 | 100G QSFP28 | 100000 | admin-down
MH-DC-002-NMS-01 | eth0 | 10G SFP+ | 10000 | up | Access to MH-DC-002-TOR-001 | SFP-10G-LR
MH-DC-002-NMS-01 | eth1 | 10G SFP+ | 10000 | up | Access to MH-DC-002-TOR-002 | SFP-10G-LR
MH-DC-002-NMS-02 | eth0 | 10G SFP+ | 10000 | up | Access to MH-DC-002-TOR-001 | SFP-10G-LR
MH-DC-002-NMS-02 | eth1 | 10G SFP+ | 10000 | up | Access to MH-DC-002-TOR-002 | SFP-10G-LR
MH-DC-002-AAA-01 | eth0 | 10G SFP+ | 10000 | up | Access to MH-DC-002-TOR-001 | SFP-10G-LR
MH-DC-002-AAA-01 | eth1 | 10G SFP+ | 10000 | up | Access to MH-DC-002-TOR-002 | SFP-10G-LR
MH-DC-002-AAA-02 | eth0 | 10G SFP+ | 10000 | up | Access to MH-DC-002-TOR-001 | SFP-10G-LR
MH-DC-002-AAA-02 | eth1 | 10G SFP+ | 10000 | up | Access to MH-DC-002-TOR-002 | SFP-10G-LR
MH-DC-002-DNS-01 | eth0 | 10G SFP+ | 10000 | up | Access to MH-DC-002-TOR-001 | SFP-10G-LR
MH-DC-002-DNS-01 | eth1 | 10G SFP+ | 10000 | up | Access to MH-DC-002-TOR-002 | SFP-10G-LR
MH-DC-002-DNS-02 | eth0 | 10G SFP+ | 10000 | up | Access to MH-DC-002-TOR-001 | SFP-10G-LR
MH-DC-002-DNS-02 | eth1 | 10G SFP+ | 10000 | up | Access to MH-DC-002-TOR-002 | SFP-10G-LR
MH-DC-002-JMP-01 | eth0 | 10G SFP+ | 10000 | up | Access to MH-DC-002-TOR-001 | SFP-10G-LR
MH-DC-002-JMP-01 | eth1 | 10G SFP+ | 10000 | up | Access to MH-DC-002-TOR-002 | SFP-10G-LR
MH-DC-002-BKP-01 | eth0 | 10G SFP+ | 10000 | up | Access to MH-DC-002-TOR-003 | SFP-10G-LR
MH-DC-002-BKP-01 | eth1 | 10G SFP+ | 10000 | up | Access to MH-DC-002-TOR-004 | SFP-10G-LR
MH-DC-002-OSS-01 | eth0 | 10G SFP+ | 10000 | up | Access to MH-DC-002-TOR-003 | SFP-10G-LR
MH-DC-002-OSS-01 | eth1 | 10G SFP+ | 10000 | up | Access to MH-DC-002-TOR-004 | SFP-10G-LR
MH-DC-002-OSS-02 | eth0 | 10G SFP+ | 10000 | up | Access to MH-DC-002-TOR-003 | SFP-10G-LR
MH-DC-002-OSS-02 | eth1 | 10G SFP+ | 10000 | up | Access to MH-DC-002-TOR-004 | SFP-10G-LR
MH-DC-002-IMS-01 | eth0 | 10G SFP+ | 10000 | up | Access to MH-DC-002-TOR-003 | SFP-10G-LR
MH-DC-002-IMS-01 | eth1 | 10G SFP+ | 10000 | up | Access to MH-DC-002-TOR-004 | SFP-10G-LR
MH-DC-002-IMS-02 | eth0 | 10G SFP+ | 10000 | up | Access to MH-DC-002-TOR-003 | SFP-10G-LR
MH-DC-002-IMS-02 | eth1 | 10G SFP+ | 10000 | up | Access to MH-DC-002-TOR-004 | SFP-10G-LR
MH-DC-002-NFVI-CP-01 | eth0 | 10G SFP+ | 10000 | up | Access to MH-DC-002-TOR-003 | SFP-10G-LR
MH-DC-002-NFVI-CP-01 | eth1 | 10G SFP+ | 10000 | up | Access to MH-DC-002-TOR-004 | SFP-10G-LR
MH-DC-002-NFVI-CP-02 | eth0 | 10G SFP+ | 10000 | up | Access to MH-DC-002-TOR-003 | SFP-10G-LR
MH-DC-002-NFVI-CP-02 | eth1 | 10G SFP+ | 10000 | up | Access to MH-DC-002-TOR-004 | SFP-10G-LR
MH-DC-002-NFVI-CP-03 | eth0 | 10G SFP+ | 10000 | up | Access to MH-DC-002-TOR-005 | SFP-10G-LR
MH-DC-002-NFVI-CP-03 | eth1 | 10G SFP+ | 10000 | up | Access to MH-DC-002-TOR-006 | SFP-10G-LR
MH-DC-002-NFVI-CP-04 | eth0 | 10G SFP+ | 10000 | up | Access to MH-DC-002-TOR-005 | SFP-10G-LR
MH-DC-002-NFVI-CP-04 | eth1 | 10G SFP+ | 10000 | up | Access to MH-DC-002-TOR-006 | SFP-10G-LR
MH-DC-002-NFVI-UP-01 | eth0 | 10G SFP+ | 10000 | up | Access to MH-DC-002-TOR-005 | SFP-10G-LR
MH-DC-002-NFVI-UP-01 | eth1 | 10G SFP+ | 10000 | up | Access to MH-DC-002-TOR-006 | SFP-10G-LR
MH-DC-002-NFVI-UP-02 | eth0 | 10G SFP+ | 10000 | up | Access to MH-DC-002-TOR-005 | SFP-10G-LR
MH-DC-002-NFVI-UP-02 | eth1 | 10G SFP+ | 10000 | up | Access to MH-DC-002-TOR-006 | SFP-10G-LR
MH-DC-002-NFVI-UP-03 | eth0 | 10G SFP+ | 10000 | up | Access to MH-DC-002-TOR-005 | SFP-10G-LR
MH-DC-002-NFVI-UP-03 | eth1 | 10G SFP+ | 10000 | up | Access to MH-DC-002-TOR-006 | SFP-10G-LR
MH-DC-002-NFVI-UP-04 | eth0 | 10G SFP+ | 10000 | up | Access to MH-DC-002-TOR-005 | SFP-10G-LR
MH-DC-002-NFVI-UP-04 | eth1 | 10G SFP+ | 10000 | up | Access to MH-DC-002-TOR-006 | SFP-10G-LR
MH-DC-002-NFVI-UP-05 | eth0 | 10G SFP+ | 10000 | up | Access to MH-DC-002-TOR-005 | SFP-10G-LR
MH-DC-002-NFVI-UP-05 | eth1 | 10G SFP+ | 10000 | up | Access to MH-DC-002-TOR-006 | SFP-10G-LR
MH-DC-002-NFVI-UP-06 | eth0 | 10G SFP+ | 10000 | up | Access to MH-DC-002-TOR-005 | SFP-10G-LR
MH-DC-002-NFVI-UP-06 | eth1 | 10G SFP+ | 10000 | up | Access to MH-DC-002-TOR-006 | SFP-10G-LR
MH-DC-002-NFVI-UP-07 | eth0 | 10G SFP+ | 10000 | up | Access to MH-DC-002-TOR-007 | SFP-10G-LR
MH-DC-002-NFVI-UP-07 | eth1 | 10G SFP+ | 10000 | up | Access to MH-DC-002-TOR-008 | SFP-10G-LR
MH-DC-002-VRAN-CU-01 | eth0 | 10G SFP+ | 10000 | up | Access to MH-DC-002-TOR-007 | SFP-10G-LR
MH-DC-002-VRAN-CU-01 | eth1 | 10G SFP+ | 10000 | up | Access to MH-DC-002-TOR-008 | SFP-10G-LR
MH-DC-002-VRAN-CU-02 | eth0 | 10G SFP+ | 10000 | up | Access to MH-DC-002-TOR-007 | SFP-10G-LR
MH-DC-002-VRAN-CU-02 | eth1 | 10G SFP+ | 10000 | up | Access to MH-DC-002-TOR-008 | SFP-10G-LR
MH-DC-002-VRAN-CU-03 | eth0 | 10G SFP+ | 10000 | up | Access to MH-DC-002-TOR-007 | SFP-10G-LR
MH-DC-002-VRAN-CU-03 | eth1 | 10G SFP+ | 10000 | up | Access to MH-DC-002-TOR-008 | SFP-10G-LR
Note on A1: Required: yes Type: ref (from Devices) System field: Interface.neId
Note on B1: As the device names it (et-0/0/1, Ethernet1/1, swp1, ib0…). Required: yes Type: text System field: Interface.name
Note on C1: For example 100GE, 400G NDR, 1GE. Required: yes Type: text System field: Interface.type
Note on D1: Required: yes Type: integer System field: Interface.speedMbps
Note on E1: up, admin-down or reserved. Operational up / down comes live. Required: yes Type: list (from if_admin) System field: Interface.state
Note on F1: Required: no Type: text System field: Interface.description
Note on G1: Transceiver part. Required: no Type: text System field: Interface.optics.model

## Links
link_id * | a_device_id * | a_if_name * | z_device_id * | z_if_name * | role * | protocol | capacity_mbps * | cable_id | strand | a_patch_port | z_patch_port | carrier_circuit_id
LNK-00001 | MH-DC-001-PE-T4-01 | et-0/1/0 | MH-DC-001-PE-T4-02 | et-0/1/0 | Fabric | LLDP | 100000 | MH-DC-001-CBL-0001 | Red | ODF-2/P24 | ODF-2/P15
LNK-00002 | MH-DC-001-PE-T4-01 | et-0/1/0 | MH-DC-001-PE-T4-02 | et-0/1/0 | Fabric | OSPF | 100000
LNK-00003 | MH-DC-001-PE-T4-01 | et-0/1/0 | MH-DC-001-PE-T4-02 | et-0/1/0 | Fabric | ISIS | 100000
LNK-00004 | MH-DC-001-PE-T4-01 | et-0/1/0 | MH-DC-001-PE-T4-02 | et-0/1/0 | Fabric | BGP | 100000
LNK-00005 | MH-DC-001-PE-T4-01 | et-0/1/0 | MH-DC-001-PE-T4-02 | et-0/1/0 | Fabric | LSP | 100000
LNK-00006 | MH-DC-001-PE-T4-01 | et-0/1/1 | MH-DC-001-PE-T4-03 | Hu0/0/1/0 | Fabric | LLDP | 100000 | MH-DC-001-CBL-0002 | Yellow | ODF-4/P13 | ODF-2/P12
LNK-00007 | MH-DC-001-PE-T4-01 | et-0/1/1 | MH-DC-001-PE-T4-03 | Hu0/0/1/0 | Fabric | OSPF | 100000
LNK-00008 | MH-DC-001-PE-T4-01 | et-0/1/1 | MH-DC-001-PE-T4-03 | Hu0/0/1/0 | Fabric | ISIS | 100000
LNK-00009 | MH-DC-001-PE-T4-01 | et-0/1/1 | MH-DC-001-PE-T4-03 | Hu0/0/1/0 | Fabric | BGP | 100000
LNK-00010 | MH-DC-001-PE-T4-01 | et-0/1/1 | MH-DC-001-PE-T4-03 | Hu0/0/1/0 | Fabric | LSP | 100000
LNK-00011 | MH-DC-001-PE-T4-01 | et-0/1/2 | MH-DC-001-PE-T4-04 | Hu0/0/1/0 | Fabric | LLDP | 100000 | MH-DC-001-CBL-0003 | Rose | ODF-2/P17 | ODF-2/P19
LNK-00012 | MH-DC-001-PE-T4-01 | et-0/1/2 | MH-DC-001-PE-T4-04 | Hu0/0/1/0 | Fabric | OSPF | 100000
LNK-00013 | MH-DC-001-PE-T4-01 | et-0/1/2 | MH-DC-001-PE-T4-04 | Hu0/0/1/0 | Fabric | ISIS | 100000
LNK-00014 | MH-DC-001-PE-T4-01 | et-0/1/2 | MH-DC-001-PE-T4-04 | Hu0/0/1/0 | Fabric | BGP | 100000
LNK-00015 | MH-DC-001-PE-T4-01 | et-0/1/2 | MH-DC-001-PE-T4-04 | Hu0/0/1/0 | Fabric | LSP | 100000
LNK-00016 | MH-DC-001-PE-T4-02 | et-0/1/1 | MH-DC-001-PE-T4-03 | Hu0/0/1/1 | Fabric | LLDP | 100000 | MH-DC-001-CBL-0004 | Brown | ODF-3/P24 | ODF-2/P20
LNK-00017 | MH-DC-001-PE-T4-02 | et-0/1/1 | MH-DC-001-PE-T4-03 | Hu0/0/1/1 | Fabric | OSPF | 100000
LNK-00018 | MH-DC-001-PE-T4-02 | et-0/1/1 | MH-DC-001-PE-T4-03 | Hu0/0/1/1 | Fabric | ISIS | 100000
LNK-00019 | MH-DC-001-PE-T4-02 | et-0/1/1 | MH-DC-001-PE-T4-03 | Hu0/0/1/1 | Fabric | BGP | 100000
LNK-00020 | MH-DC-001-PE-T4-02 | et-0/1/1 | MH-DC-001-PE-T4-03 | Hu0/0/1/1 | Fabric | LSP | 100000
LNK-00021 | MH-DC-001-PE-T4-02 | et-0/1/2 | MH-DC-001-PE-T4-04 | Hu0/0/1/1 | Fabric | LLDP | 100000 | MH-DC-001-CBL-0005 | Black | ODF-3/P2 | ODF-3/P12
LNK-00022 | MH-DC-001-PE-T4-02 | et-0/1/2 | MH-DC-001-PE-T4-04 | Hu0/0/1/1 | Fabric | OSPF | 100000
LNK-00023 | MH-DC-001-PE-T4-02 | et-0/1/2 | MH-DC-001-PE-T4-04 | Hu0/0/1/1 | Fabric | ISIS | 100000
LNK-00024 | MH-DC-001-PE-T4-02 | et-0/1/2 | MH-DC-001-PE-T4-04 | Hu0/0/1/1 | Fabric | BGP | 100000
LNK-00025 | MH-DC-001-PE-T4-02 | et-0/1/2 | MH-DC-001-PE-T4-04 | Hu0/0/1/1 | Fabric | LSP | 100000
LNK-00026 | MH-DC-001-PE-T4-03 | Hu0/0/1/2 | MH-DC-001-PE-T4-04 | Hu0/0/1/2 | Fabric | LLDP | 100000 | MH-DC-001-CBL-0006 | Black | ODF-3/P6 | ODF-4/P2
LNK-00027 | MH-DC-001-PE-T4-03 | Hu0/0/1/2 | MH-DC-001-PE-T4-04 | Hu0/0/1/2 | Fabric | OSPF | 100000
LNK-00028 | MH-DC-001-PE-T4-03 | Hu0/0/1/2 | MH-DC-001-PE-T4-04 | Hu0/0/1/2 | Fabric | ISIS | 100000
LNK-00029 | MH-DC-001-PE-T4-03 | Hu0/0/1/2 | MH-DC-001-PE-T4-04 | Hu0/0/1/2 | Fabric | BGP | 100000
LNK-00030 | MH-DC-001-PE-T4-03 | Hu0/0/1/2 | MH-DC-001-PE-T4-04 | Hu0/0/1/2 | Fabric | LSP | 100000
LNK-00031 | MH-DC-001-AGG-R01 | et-0/1/0 | MH-DC-001-PE-T4-01 | xe-0/0/6 | Uplink | LLDP | 10000 | MH-DC-001-CBL-0007 | Green | ODF-3/P22 | ODF-4/P23
LNK-00032 | MH-DC-001-AGG-R01 | et-0/1/0 | MH-DC-001-PE-T4-01 | xe-0/0/6 | Uplink | OSPF | 10000
LNK-00033 | MH-DC-001-AGG-R01 | et-0/1/0 | MH-DC-001-PE-T4-01 | xe-0/0/6 | Uplink | ISIS | 10000
LNK-00034 | MH-DC-001-AGG-R01 | et-0/1/1 | MH-DC-001-PE-T4-02 | xe-0/0/6 | Uplink | LLDP | 10000 | MH-DC-001-CBL-0008 | Green | ODF-2/P2 | ODF-2/P12
LNK-00035 | MH-DC-001-AGG-R01 | et-0/1/1 | MH-DC-001-PE-T4-02 | xe-0/0/6 | Uplink | OSPF | 10000
LNK-00036 | MH-DC-001-AGG-R01 | et-0/1/1 | MH-DC-001-PE-T4-02 | xe-0/0/6 | Uplink | ISIS | 10000
LNK-00037 | MH-DC-001-AGG-R02 | et-0/1/0 | MH-DC-001-PE-T4-02 | xe-0/0/7 | Uplink | LLDP | 10000 | MH-DC-001-CBL-0009 | Yellow | ODF-1/P13 | ODF-1/P16
LNK-00038 | MH-DC-001-AGG-R02 | et-0/1/0 | MH-DC-001-PE-T4-02 | xe-0/0/7 | Uplink | OSPF | 10000
LNK-00039 | MH-DC-001-AGG-R02 | et-0/1/0 | MH-DC-001-PE-T4-02 | xe-0/0/7 | Uplink | ISIS | 10000
LNK-00040 | MH-DC-001-AGG-R02 | et-0/1/1 | MH-DC-001-PE-T4-03 | Te0/0/0/6 | Uplink | LLDP | 10000 | MH-DC-001-CBL-0010 | Yellow | ODF-2/P16 | ODF-1/P3
LNK-00041 | MH-DC-001-AGG-R02 | et-0/1/1 | MH-DC-001-PE-T4-03 | Te0/0/0/6 | Uplink | OSPF | 10000
LNK-00042 | MH-DC-001-AGG-R02 | et-0/1/1 | MH-DC-001-PE-T4-03 | Te0/0/0/6 | Uplink | ISIS | 10000
LNK-00043 | MH-DC-001-AGG-R03 | et-0/1/0 | MH-DC-001-PE-T4-03 | Te0/0/0/7 | Uplink | LLDP | 10000 | MH-DC-001-CBL-0011 | Orange | ODF-1/P24 | ODF-3/P4
LNK-00044 | MH-DC-001-AGG-R03 | et-0/1/0 | MH-DC-001-PE-T4-03 | Te0/0/0/7 | Uplink | OSPF | 10000
LNK-00045 | MH-DC-001-AGG-R03 | et-0/1/0 | MH-DC-001-PE-T4-03 | Te0/0/0/7 | Uplink | ISIS | 10000
LNK-00046 | MH-DC-001-AGG-R03 | et-0/1/1 | MH-DC-001-PE-T4-04 | Te0/0/0/6 | Uplink | LLDP | 10000 | MH-DC-001-CBL-0012 | Red | ODF-4/P5 | ODF-2/P1
LNK-00047 | MH-DC-001-AGG-R03 | et-0/1/1 | MH-DC-001-PE-T4-04 | Te0/0/0/6 | Uplink | OSPF | 10000
LNK-00048 | MH-DC-001-AGG-R03 | et-0/1/1 | MH-DC-001-PE-T4-04 | Te0/0/0/6 | Uplink | ISIS | 10000
LNK-00049 | MH-DC-001-AGG-R04 | et-0/1/0 | MH-DC-001-PE-T4-04 | Te0/0/0/7 | Uplink | LLDP | 10000 | MH-DC-001-CBL-0013 | Slate | ODF-2/P12 | ODF-2/P11
LNK-00050 | MH-DC-001-AGG-R04 | et-0/1/0 | MH-DC-001-PE-T4-04 | Te0/0/0/7 | Uplink | OSPF | 10000
LNK-00051 | MH-DC-001-AGG-R04 | et-0/1/0 | MH-DC-001-PE-T4-04 | Te0/0/0/7 | Uplink | ISIS | 10000
LNK-00052 | MH-DC-001-AGG-R04 | et-0/1/1 | MH-DC-001-PE-T4-01 | xe-0/0/7 | Uplink | LLDP | 10000 | MH-DC-001-CBL-0014 | Aqua | ODF-2/P20 | ODF-4/P23
LNK-00053 | MH-DC-001-AGG-R04 | et-0/1/1 | MH-DC-001-PE-T4-01 | xe-0/0/7 | Uplink | OSPF | 10000
LNK-00054 | MH-DC-001-AGG-R04 | et-0/1/1 | MH-DC-001-PE-T4-01 | xe-0/0/7 | Uplink | ISIS | 10000
LNK-00055 | MH-DC-001-AGG-R05 | et-0/1/0 | MH-DC-001-PE-T4-01 | xe-0/0/8 | Uplink | LLDP | 10000 | MH-DC-001-CBL-0015 | Green | ODF-3/P2 | ODF-2/P15
LNK-00056 | MH-DC-001-AGG-R05 | et-0/1/0 | MH-DC-001-PE-T4-01 | xe-0/0/8 | Uplink | OSPF | 10000
LNK-00057 | MH-DC-001-AGG-R05 | et-0/1/0 | MH-DC-001-PE-T4-01 | xe-0/0/8 | Uplink | ISIS | 10000
LNK-00058 | MH-DC-001-AGG-R05 | et-0/1/1 | MH-DC-001-PE-T4-02 | xe-0/0/8 | Uplink | LLDP | 10000 | MH-DC-001-CBL-0016 | Yellow | ODF-4/P6 | ODF-1/P13
LNK-00059 | MH-DC-001-AGG-R05 | et-0/1/1 | MH-DC-001-PE-T4-02 | xe-0/0/8 | Uplink | OSPF | 10000
LNK-00060 | MH-DC-001-AGG-R05 | et-0/1/1 | MH-DC-001-PE-T4-02 | xe-0/0/8 | Uplink | ISIS | 10000
LNK-00061 | MH-DC-001-AGG-R06 | et-0/1/0 | MH-DC-001-PE-T4-02 | xe-0/0/9 | Uplink | LLDP | 10000 | MH-DC-001-CBL-0017 | Green | ODF-1/P14 | ODF-3/P8
LNK-00062 | MH-DC-001-AGG-R06 | et-0/1/0 | MH-DC-001-PE-T4-02 | xe-0/0/9 | Uplink | OSPF | 10000
LNK-00063 | MH-DC-001-AGG-R06 | et-0/1/0 | MH-DC-001-PE-T4-02 | xe-0/0/9 | Uplink | ISIS | 10000
LNK-00064 | MH-DC-001-AGG-R06 | et-0/1/1 | MH-DC-001-PE-T4-03 | Te0/0/0/8 | Uplink | LLDP | 10000 | MH-DC-001-CBL-0018 | Slate | ODF-1/P16 | ODF-2/P15
LNK-00065 | MH-DC-001-AGG-R06 | et-0/1/1 | MH-DC-001-PE-T4-03 | Te0/0/0/8 | Uplink | OSPF | 10000
LNK-00066 | MH-DC-001-AGG-R06 | et-0/1/1 | MH-DC-001-PE-T4-03 | Te0/0/0/8 | Uplink | ISIS | 10000
LNK-00067 | MH-DC-001-AGG-R07 | et-0/1/0 | MH-DC-001-PE-T4-03 | Te0/0/0/9 | Uplink | LLDP | 10000 | MH-DC-001-CBL-0019 | Rose | ODF-2/P22 | ODF-4/P7
LNK-00068 | MH-DC-001-AGG-R07 | et-0/1/0 | MH-DC-001-PE-T4-03 | Te0/0/0/9 | Uplink | OSPF | 10000
LNK-00069 | MH-DC-001-AGG-R07 | et-0/1/0 | MH-DC-001-PE-T4-03 | Te0/0/0/9 | Uplink | ISIS | 10000
LNK-00070 | MH-DC-001-AGG-R07 | et-0/1/1 | MH-DC-001-PE-T4-04 | Te0/0/0/8 | Uplink | LLDP | 10000 | MH-DC-001-CBL-0020 | Blue | ODF-3/P19 | ODF-4/P21
LNK-00071 | MH-DC-001-AGG-R07 | et-0/1/1 | MH-DC-001-PE-T4-04 | Te0/0/0/8 | Uplink | OSPF | 10000
LNK-00072 | MH-DC-001-AGG-R07 | et-0/1/1 | MH-DC-001-PE-T4-04 | Te0/0/0/8 | Uplink | ISIS | 10000
LNK-00073 | MH-DC-001-AGG-R08 | et-0/1/0 | MH-DC-001-PE-T4-04 | Te0/0/0/9 | Uplink | LLDP | 10000 | MH-DC-001-CBL-0021 | Black | ODF-3/P17 | ODF-4/P13
LNK-00074 | MH-DC-001-AGG-R08 | et-0/1/0 | MH-DC-001-PE-T4-04 | Te0/0/0/9 | Uplink | OSPF | 10000
LNK-00075 | MH-DC-001-AGG-R08 | et-0/1/0 | MH-DC-001-PE-T4-04 | Te0/0/0/9 | Uplink | ISIS | 10000
LNK-00076 | MH-DC-001-AGG-R08 | et-0/1/1 | MH-DC-001-PE-T4-01 | xe-0/0/9 | Uplink | LLDP | 10000 | MH-DC-001-CBL-0022 | Violet | ODF-1/P15 | ODF-1/P23
LNK-00077 | MH-DC-001-AGG-R08 | et-0/1/1 | MH-DC-001-PE-T4-01 | xe-0/0/9 | Uplink | OSPF | 10000
LNK-00078 | MH-DC-001-AGG-R08 | et-0/1/1 | MH-DC-001-PE-T4-01 | xe-0/0/9 | Uplink | ISIS | 10000
LNK-00079 | MH-DC-001-AGG-R09 | et-0/1/0 | MH-DC-001-PE-T4-01 | xe-0/0/10 | Uplink | LLDP | 10000 | MH-DC-001-CBL-0023 | Green | ODF-3/P12 | ODF-2/P6
LNK-00080 | MH-DC-001-AGG-R09 | et-0/1/0 | MH-DC-001-PE-T4-01 | xe-0/0/10 | Uplink | OSPF | 10000
LNK-00081 | MH-DC-001-AGG-R09 | et-0/1/0 | MH-DC-001-PE-T4-01 | xe-0/0/10 | Uplink | ISIS | 10000
LNK-00082 | MH-DC-001-AGG-R09 | et-0/1/1 | MH-DC-001-PE-T4-02 | xe-0/0/10 | Uplink | LLDP | 10000 | MH-DC-001-CBL-0024 | White | ODF-4/P4 | ODF-4/P21
LNK-00083 | MH-DC-001-AGG-R09 | et-0/1/1 | MH-DC-001-PE-T4-02 | xe-0/0/10 | Uplink | OSPF | 10000
LNK-00084 | MH-DC-001-AGG-R09 | et-0/1/1 | MH-DC-001-PE-T4-02 | xe-0/0/10 | Uplink | ISIS | 10000
LNK-00085 | MH-DC-001-AGG-R10 | et-0/1/0 | MH-DC-001-PE-T4-02 | xe-0/0/11 | Uplink | LLDP | 10000 | MH-DC-001-CBL-0025 | White | ODF-1/P17 | ODF-1/P21
LNK-00086 | MH-DC-001-AGG-R10 | et-0/1/0 | MH-DC-001-PE-T4-02 | xe-0/0/11 | Uplink | OSPF | 10000
LNK-00087 | MH-DC-001-AGG-R10 | et-0/1/0 | MH-DC-001-PE-T4-02 | xe-0/0/11 | Uplink | ISIS | 10000
LNK-00088 | MH-DC-001-AGG-R10 | et-0/1/1 | MH-DC-001-PE-T4-03 | Te0/0/0/10 | Uplink | LLDP | 10000 | MH-DC-001-CBL-0026 | Rose | ODF-4/P8 | ODF-4/P10
LNK-00089 | MH-DC-001-AGG-R10 | et-0/1/1 | MH-DC-001-PE-T4-03 | Te0/0/0/10 | Uplink | OSPF | 10000
LNK-00090 | MH-DC-001-AGG-R10 | et-0/1/1 | MH-DC-001-PE-T4-03 | Te0/0/0/10 | Uplink | ISIS | 10000
LNK-00091 | MH-DC-001-AGG-R11 | et-0/1/0 | MH-DC-001-PE-T4-03 | Te0/0/0/11 | Uplink | LLDP | 10000 | MH-DC-001-CBL-0027 | Orange | ODF-3/P17 | ODF-3/P17
LNK-00092 | MH-DC-001-AGG-R11 | et-0/1/0 | MH-DC-001-PE-T4-03 | Te0/0/0/11 | Uplink | OSPF | 10000
LNK-00093 | MH-DC-001-AGG-R11 | et-0/1/0 | MH-DC-001-PE-T4-03 | Te0/0/0/11 | Uplink | ISIS | 10000
LNK-00094 | MH-DC-001-AGG-R11 | et-0/1/1 | MH-DC-001-PE-T4-04 | Te0/0/0/10 | Uplink | LLDP | 10000 | MH-DC-001-CBL-0028 | Yellow | ODF-4/P17 | ODF-3/P17
LNK-00095 | MH-DC-001-AGG-R11 | et-0/1/1 | MH-DC-001-PE-T4-04 | Te0/0/0/10 | Uplink | OSPF | 10000
LNK-00096 | MH-DC-001-AGG-R11 | et-0/1/1 | MH-DC-001-PE-T4-04 | Te0/0/0/10 | Uplink | ISIS | 10000
LNK-00097 | MH-DC-001-AGG-R12 | et-0/1/0 | MH-DC-001-PE-T4-04 | Te0/0/0/11 | Uplink | LLDP | 10000 | MH-DC-001-CBL-0029 | White | ODF-3/P15 | ODF-4/P13
LNK-00098 | MH-DC-001-AGG-R12 | et-0/1/0 | MH-DC-001-PE-T4-04 | Te0/0/0/11 | Uplink | OSPF | 10000
LNK-00099 | MH-DC-001-AGG-R12 | et-0/1/0 | MH-DC-001-PE-T4-04 | Te0/0/0/11 | Uplink | ISIS | 10000
LNK-00100 | MH-DC-001-AGG-R12 | et-0/1/1 | MH-DC-001-PE-T4-01 | xe-0/0/11 | Uplink | LLDP | 10000 | MH-DC-001-CBL-0030 | Rose | ODF-4/P16 | ODF-3/P5
LNK-00101 | MH-DC-001-AGG-R12 | et-0/1/1 | MH-DC-001-PE-T4-01 | xe-0/0/11 | Uplink | OSPF | 10000
LNK-00102 | MH-DC-001-AGG-R12 | et-0/1/1 | MH-DC-001-PE-T4-01 | xe-0/0/11 | Uplink | ISIS | 10000
LNK-00103 | MH-DC-001-OLA-01 | 1/2/c1 | MH-DC-001-AGG-R01 | et-0/1/2 | Uplink | LLDP | 100000 | MH-DC-001-CBL-0031 | Violet | ODF-3/P3 | ODF-4/P15
LNK-00104 | MH-DC-001-OLA-02 | 1/2/c1 | MH-DC-001-AGG-R02 | et-0/1/2 | Uplink | LLDP | 100000 | MH-DC-001-CBL-0032 | Brown | ODF-4/P17 | ODF-4/P11
LNK-00105 | MH-DC-001-FW-01 | port1 | MH-DC-001-AGG-R01 | xe-0/0/0 | Uplink | LLDP | 10000 | MH-DC-001-CBL-0033 | Brown | ODF-1/P14 | ODF-2/P11
LNK-00106 | MH-DC-001-FW-01 | port2 | MH-DC-001-AGG-R02 | xe-0/0/0 | Uplink | LLDP | 10000 | MH-DC-001-CBL-0034 | Red | ODF-2/P2 | ODF-3/P1
LNK-00107 | MH-DC-001-FW-02 | port1 | MH-DC-001-AGG-R02 | xe-0/0/1 | Uplink | LLDP | 10000 | MH-DC-001-CBL-0035 | White | ODF-4/P2 | ODF-3/P15
LNK-00108 | MH-DC-001-FW-02 | port2 | MH-DC-001-AGG-R03 | xe-0/0/0 | Uplink | LLDP | 10000 | MH-DC-001-CBL-0036 | Black | ODF-1/P13 | ODF-3/P12
LNK-00109 | MH-DC-001-ACC-01 | et-0/1/0 | MH-DC-001-AGG-R01 | xe-0/0/1 | Uplink | LLDP | 10000 | MH-DC-001-CBL-0037 | Yellow | ODF-2/P20 | ODF-2/P8
LNK-00110 | MH-DC-001-ACC-01 | et-0/1/1 | MH-DC-001-AGG-R04 | xe-0/0/0 | Uplink | LLDP | 10000 | MH-DC-001-CBL-0038 | Green | ODF-1/P19 | ODF-3/P14
LNK-00111 | MH-DC-001-ACC-02 | et-0/1/0 | MH-DC-001-AGG-R02 | xe-0/0/2 | Uplink | LLDP | 10000 | MH-DC-001-CBL-0039 | Red | ODF-3/P12 | ODF-1/P19
LNK-00112 | MH-DC-001-ACC-02 | et-0/1/1 | MH-DC-001-AGG-R05 | xe-0/0/0 | Uplink | LLDP | 10000 | MH-DC-001-CBL-0040 | White | ODF-4/P18 | ODF-1/P5
LNK-00113 | MH-DC-001-ACC-03 | et-0/1/0 | MH-DC-001-AGG-R03 | xe-0/0/1 | Uplink | LLDP | 10000 | MH-DC-001-CBL-0041 | Yellow | ODF-1/P16 | ODF-3/P9
LNK-00114 | MH-DC-001-ACC-03 | et-0/1/1 | MH-DC-001-AGG-R06 | xe-0/0/0 | Uplink | LLDP | 10000 | MH-DC-001-CBL-0042 | Rose | ODF-3/P4 | ODF-4/P20
LNK-00115 | MH-DC-001-ACC-04 | Ethernet49/1 | MH-DC-001-AGG-R04 | xe-0/0/1 | Uplink | LLDP | 10000 | MH-DC-001-CBL-0043 | Black | ODF-1/P17 | ODF-4/P24
LNK-00116 | MH-DC-001-ACC-04 | Ethernet49/2 | MH-DC-001-AGG-R07 | xe-0/0/0 | Uplink | LLDP | 10000 | MH-DC-001-CBL-0044 | Aqua | ODF-3/P24 | ODF-4/P3
LNK-00117 | MH-DC-001-ACC-05 | Ethernet49/1 | MH-DC-001-AGG-R05 | xe-0/0/1 | Uplink | LLDP | 10000 | MH-DC-001-CBL-0045 | Brown | ODF-1/P16 | ODF-1/P21
LNK-00118 | MH-DC-001-ACC-05 | Ethernet49/2 | MH-DC-001-AGG-R08 | xe-0/0/0 | Uplink | LLDP | 10000 | MH-DC-001-CBL-0046 | Black | ODF-1/P15 | ODF-2/P18
LNK-00119 | MH-DC-001-ACC-06 | Ethernet49/1 | MH-DC-001-AGG-R06 | xe-0/0/1 | Uplink | LLDP | 10000 | MH-DC-001-CBL-0047 | Black | ODF-1/P20 | ODF-4/P2
LNK-00120 | MH-DC-001-ACC-06 | Ethernet49/2 | MH-DC-001-AGG-R09 | xe-0/0/0 | Uplink | LLDP | 10000 | MH-DC-001-CBL-0048 | White | ODF-2/P17 | ODF-3/P17
LNK-00121 | MH-DC-001-ACC-07 | Ethernet49/1 | MH-DC-001-AGG-R07 | xe-0/0/1 | Uplink | LLDP | 10000 | MH-DC-001-CBL-0049 | Red | ODF-4/P11 | ODF-2/P7
LNK-00122 | MH-DC-001-ACC-07 | Ethernet49/2 | MH-DC-001-AGG-R10 | xe-0/0/0 | Uplink | LLDP | 10000 | MH-DC-001-CBL-0050 | Rose | ODF-1/P17 | ODF-1/P23
LNK-00123 | MH-DC-001-ACC-08 | et-0/1/0 | MH-DC-001-AGG-R08 | xe-0/0/1 | Uplink | LLDP | 10000 | MH-DC-001-CBL-0051 | Slate | ODF-4/P7 | ODF-4/P14
LNK-00124 | MH-DC-001-ACC-08 | et-0/1/1 | MH-DC-001-AGG-R11 | xe-0/0/0 | Uplink | LLDP | 10000 | MH-DC-001-CBL-0052 | Slate | ODF-1/P13 | ODF-2/P11
LNK-00125 | MH-DC-001-ACC-09 | et-0/1/0 | MH-DC-001-AGG-R09 | xe-0/0/1 | Uplink | LLDP | 10000 | MH-DC-001-CBL-0053 | Yellow | ODF-3/P13 | ODF-1/P10
LNK-00126 | MH-DC-001-ACC-09 | et-0/1/1 | MH-DC-001-AGG-R12 | xe-0/0/0 | Uplink | LLDP | 10000 | MH-DC-001-CBL-0054 | Yellow | ODF-3/P17 | ODF-3/P9
LNK-00127 | MH-DC-001-ACC-10 | et-0/1/0 | MH-DC-001-AGG-R10 | xe-0/0/1 | Uplink | LLDP | 10000 | MH-DC-001-CBL-0055 | Yellow | ODF-3/P17 | ODF-3/P10
LNK-00128 | MH-DC-001-ACC-10 | et-0/1/1 | MH-DC-001-AGG-R01 | xe-0/0/2 | Uplink | LLDP | 10000 | MH-DC-001-CBL-0056 | Blue | ODF-3/P24 | ODF-2/P11
LNK-00129 | MH-DC-001-ACC-11 | et-0/1/0 | MH-DC-001-AGG-R11 | xe-0/0/1 | Uplink | LLDP | 10000 | MH-DC-001-CBL-0057 | Yellow | ODF-2/P15 | ODF-4/P10
LNK-00130 | MH-DC-001-ACC-11 | et-0/1/1 | MH-DC-001-AGG-R02 | xe-0/0/3 | Uplink | LLDP | 10000 | MH-DC-001-CBL-0058 | Slate | ODF-1/P1 | ODF-3/P21
LNK-00131 | MH-DC-001-ACC-12 | et-0/1/0 | MH-DC-001-AGG-R12 | xe-0/0/1 | Uplink | LLDP | 10000 | MH-DC-001-CBL-0059 | Aqua | ODF-3/P15 | ODF-4/P1
LNK-00132 | MH-DC-001-ACC-12 | et-0/1/1 | MH-DC-001-AGG-R03 | xe-0/0/2 | Uplink | LLDP | 10000 | MH-DC-001-CBL-0060 | Brown | ODF-4/P5 | ODF-4/P2
LNK-00133 | MH-DC-001-ACC-13 | Ethernet49/1 | MH-DC-001-AGG-R01 | xe-0/0/3 | Uplink | LLDP | 10000 | MH-DC-001-CBL-0061 | Rose | ODF-4/P2 | ODF-2/P23
LNK-00134 | MH-DC-001-ACC-13 | Ethernet49/2 | MH-DC-001-AGG-R04 | xe-0/0/2 | Uplink | LLDP | 10000 | MH-DC-001-CBL-0062 | Red | ODF-1/P10 | ODF-4/P18
LNK-00135 | MH-DC-001-ACC-14 | Hu0/0/1/0 | MH-DC-001-AGG-R02 | xe-0/0/4 | Uplink | LLDP | 10000 | MH-DC-001-CBL-0063 | White | ODF-2/P8 | ODF-4/P16
LNK-00136 | MH-DC-001-ACC-14 | Hu0/0/1/1 | MH-DC-001-AGG-R05 | xe-0/0/2 | Uplink | LLDP | 10000 | MH-DC-001-CBL-0064 | Orange | ODF-2/P14 | ODF-4/P17
LNK-00137 | MH-DC-001-CSR-001 | 1/1/c1 | MH-DC-001-AGG-R01 | xe-0/0/4 | Access | LLDP | 10000 | MH-DC-001-CBL-0065 | Brown | ODF-3/P24 | ODF-2/P11
LNK-00138 | MH-DC-001-CSR-001 | 1/1/c1 | MH-DC-001-AGG-R01 | xe-0/0/4 | Access | OSPF | 10000
LNK-00139 | MH-DC-001-CSR-001 | 1/1/c2 | MH-DC-001-AGG-R06 | xe-0/0/2 | Access | LLDP | 10000 | MH-DC-001-CBL-0066 | Yellow | ODF-4/P11 | ODF-2/P3
LNK-00140 | MH-DC-001-CSR-001 | 1/1/c2 | MH-DC-001-AGG-R06 | xe-0/0/2 | Access | OSPF | 10000
LNK-00141 | MH-DC-001-CSR-002 | 1/1/c1 | MH-DC-001-AGG-R02 | xe-0/0/5 | Access | LLDP | 10000 | MH-DC-001-CBL-0067 | Rose | ODF-2/P1 | ODF-1/P10
LNK-00142 | MH-DC-001-CSR-002 | 1/1/c1 | MH-DC-001-AGG-R02 | xe-0/0/5 | Access | OSPF | 10000
LNK-00143 | MH-DC-001-CSR-003 | 1/1/c1 | MH-DC-001-AGG-R03 | xe-0/0/3 | Access | LLDP | 10000 | MH-DC-001-CBL-0068 | Red | ODF-2/P5 | ODF-2/P8
LNK-00144 | MH-DC-001-CSR-003 | 1/1/c1 | MH-DC-001-AGG-R03 | xe-0/0/3 | Access | OSPF | 10000
LNK-00145 | MH-DC-001-CSR-003 | 1/1/c2 | MH-DC-001-AGG-R08 | xe-0/0/2 | Access | LLDP | 10000 | MH-DC-001-CBL-0069 | Yellow | ODF-3/P7 | ODF-2/P17
LNK-00146 | MH-DC-001-CSR-003 | 1/1/c2 | MH-DC-001-AGG-R08 | xe-0/0/2 | Access | OSPF | 10000
LNK-00147 | MH-DC-001-CSR-004 | xe-0/0/0 | MH-DC-001-AGG-R04 | xe-0/0/3 | Access | LLDP | 10000 | MH-DC-001-CBL-0070 | Violet | ODF-3/P2 | ODF-4/P9
LNK-00148 | MH-DC-001-CSR-004 | xe-0/0/0 | MH-DC-001-AGG-R04 | xe-0/0/3 | Access | OSPF | 10000
LNK-00149 | MH-DC-001-CSR-005 | Te0/0/0/0 | MH-DC-001-AGG-R05 | xe-0/0/3 | Access | LLDP | 10000 | MH-DC-001-CBL-0071 | White | ODF-2/P17 | ODF-4/P23
LNK-00150 | MH-DC-001-CSR-005 | Te0/0/0/0 | MH-DC-001-AGG-R05 | xe-0/0/3 | Access | OSPF | 10000
LNK-00151 | MH-DC-001-CSR-005 | Te0/0/0/1 | MH-DC-001-AGG-R10 | xe-0/0/2 | Access | LLDP | 10000 | MH-DC-001-CBL-0072 | Brown | ODF-1/P24 | ODF-1/P5
LNK-00152 | MH-DC-001-CSR-005 | Te0/0/0/1 | MH-DC-001-AGG-R10 | xe-0/0/2 | Access | OSPF | 10000
LNK-00153 | MH-DC-001-CSR-006 | Te0/0/0/0 | MH-DC-001-AGG-R06 | xe-0/0/3 | Access | LLDP | 10000 | MH-DC-001-CBL-0073 | Yellow | ODF-3/P8 | ODF-2/P11
LNK-00154 | MH-DC-001-CSR-006 | Te0/0/0/0 | MH-DC-001-AGG-R06 | xe-0/0/3 | Access | OSPF | 10000
LNK-00155 | MH-DC-001-CSR-007 | 1/1/c1 | MH-DC-001-AGG-R07 | xe-0/0/2 | Access | LLDP | 10000 | MH-DC-001-CBL-0074 | Black | ODF-3/P23 | ODF-3/P13
LNK-00156 | MH-DC-001-CSR-007 | 1/1/c1 | MH-DC-001-AGG-R07 | xe-0/0/2 | Access | OSPF | 10000
LNK-00157 | MH-DC-001-CSR-007 | 1/1/c2 | MH-DC-001-AGG-R12 | xe-0/0/2 | Access | LLDP | 10000 | MH-DC-001-CBL-0075 | Rose | ODF-1/P24 | ODF-3/P5
LNK-00158 | MH-DC-001-CSR-007 | 1/1/c2 | MH-DC-001-AGG-R12 | xe-0/0/2 | Access | OSPF | 10000
LNK-00159 | MH-DC-001-CSR-008 | xe-0/0/0 | MH-DC-001-AGG-R08 | xe-0/0/3 | Access | LLDP | 10000 | MH-DC-001-CBL-0076 | Rose | ODF-1/P10 | ODF-2/P19
LNK-00160 | MH-DC-001-CSR-008 | xe-0/0/0 | MH-DC-001-AGG-R08 | xe-0/0/3 | Access | OSPF | 10000
LNK-00161 | MH-DC-001-CSR-009 | xe-0/0/0 | MH-DC-001-AGG-R09 | xe-0/0/2 | Access | LLDP | 10000 | MH-DC-001-CBL-0077 | Yellow | ODF-3/P17 | ODF-3/P18
LNK-00162 | MH-DC-001-CSR-009 | xe-0/0/0 | MH-DC-001-AGG-R09 | xe-0/0/2 | Access | OSPF | 10000
LNK-00163 | MH-DC-001-CSR-009 | xe-0/0/1 | MH-DC-001-AGG-R02 | xe-0/0/6 | Access | LLDP | 10000 | MH-DC-001-CBL-0078 | Brown | ODF-3/P7 | ODF-4/P15
LNK-00164 | MH-DC-001-CSR-009 | xe-0/0/1 | MH-DC-001-AGG-R02 | xe-0/0/6 | Access | OSPF | 10000
LNK-00165 | MH-DC-001-CSR-010 | xe-0/0/0 | MH-DC-001-AGG-R10 | xe-0/0/3 | Access | LLDP | 10000 | MH-DC-001-CBL-0079 | White | ODF-1/P2 | ODF-2/P8
LNK-00166 | MH-DC-001-CSR-010 | xe-0/0/0 | MH-DC-001-AGG-R10 | xe-0/0/3 | Access | OSPF | 10000
LNK-00167 | MH-DC-001-CSR-011 | 1/1/c1 | MH-DC-001-AGG-R11 | xe-0/0/2 | Access | LLDP | 10000 | MH-DC-001-CBL-0080 | Green | ODF-4/P2 | ODF-1/P19
LNK-00168 | MH-DC-001-CSR-011 | 1/1/c1 | MH-DC-001-AGG-R11 | xe-0/0/2 | Access | OSPF | 10000
LNK-00169 | MH-DC-001-CSR-011 | 1/1/c2 | MH-DC-001-AGG-R04 | xe-0/0/4 | Access | LLDP | 10000 | MH-DC-001-CBL-0081 | Brown | ODF-2/P19 | ODF-3/P1
LNK-00170 | MH-DC-001-CSR-011 | 1/1/c2 | MH-DC-001-AGG-R04 | xe-0/0/4 | Access | OSPF | 10000
LNK-00171 | MH-DC-001-CSR-012 | xe-0/0/0 | MH-DC-001-AGG-R12 | xe-0/0/3 | Access | LLDP | 10000 | MH-DC-001-CBL-0082 | Brown | ODF-1/P1 | ODF-1/P22
LNK-00172 | MH-DC-001-CSR-012 | xe-0/0/0 | MH-DC-001-AGG-R12 | xe-0/0/3 | Access | OSPF | 10000
LNK-00173 | MH-DC-001-CSR-013 | 1/1/c1 | MH-DC-001-AGG-R01 | xe-0/0/5 | Access | LLDP | 10000 | MH-DC-001-CBL-0083 | Aqua | ODF-2/P2 | ODF-3/P18
LNK-00174 | MH-DC-001-CSR-013 | 1/1/c1 | MH-DC-001-AGG-R01 | xe-0/0/5 | Access | OSPF | 10000
LNK-00175 | MH-DC-001-CSR-013 | 1/1/c2 | MH-DC-001-AGG-R06 | xe-0/0/4 | Access | LLDP | 10000 | MH-DC-001-CBL-0084 | Orange | ODF-1/P20 | ODF-3/P14
LNK-00176 | MH-DC-001-CSR-013 | 1/1/c2 | MH-DC-001-AGG-R06 | xe-0/0/4 | Access | OSPF | 10000
LNK-00177 | MH-DC-001-CSR-014 | xe-0/0/0 | MH-DC-001-AGG-R02 | xe-0/0/7 | Access | LLDP | 10000 | MH-DC-001-CBL-0085 | Brown | ODF-3/P4 | ODF-3/P1
LNK-00178 | MH-DC-001-CSR-014 | xe-0/0/0 | MH-DC-001-AGG-R02 | xe-0/0/7 | Access | OSPF | 10000
LNK-00179 | MH-DC-001-CSR-015 | 1/1/c1 | MH-DC-001-AGG-R03 | xe-0/0/4 | Access | LLDP | 10000 | MH-DC-001-CBL-0086 | Blue | ODF-1/P5 | ODF-1/P5
LNK-00180 | MH-DC-001-CSR-015 | 1/1/c1 | MH-DC-001-AGG-R03 | xe-0/0/4 | Access | OSPF | 10000
LNK-00181 | MH-DC-001-CSR-015 | 1/1/c2 | MH-DC-001-AGG-R08 | xe-0/0/4 | Access | LLDP | 10000 | MH-DC-001-CBL-0087 | White | ODF-3/P20 | ODF-2/P22
LNK-00182 | MH-DC-001-CSR-015 | 1/1/c2 | MH-DC-001-AGG-R08 | xe-0/0/4 | Access | OSPF | 10000
LNK-00183 | MH-DC-001-CSR-016 | Te0/0/0/0 | MH-DC-001-AGG-R04 | xe-0/0/5 | Access | LLDP | 10000 | MH-DC-001-CBL-0088 | Orange | ODF-1/P8 | ODF-2/P10
LNK-00184 | MH-DC-001-CSR-016 | Te0/0/0/0 | MH-DC-001-AGG-R04 | xe-0/0/5 | Access | OSPF | 10000
LNK-00185 | MH-DC-001-CSR-017 | 1/1/c1 | MH-DC-001-AGG-R05 | xe-0/0/4 | Access | LLDP | 10000 | MH-DC-001-CBL-0089 | Slate | ODF-3/P14 | ODF-3/P4
LNK-00186 | MH-DC-001-CSR-017 | 1/1/c1 | MH-DC-001-AGG-R05 | xe-0/0/4 | Access | OSPF | 10000
LNK-00187 | MH-DC-001-CSR-017 | 1/1/c2 | MH-DC-001-AGG-R10 | xe-0/0/4 | Access | LLDP | 10000 | MH-DC-001-CBL-0090 | Rose | ODF-4/P6 | ODF-2/P13
LNK-00188 | MH-DC-001-CSR-017 | 1/1/c2 | MH-DC-001-AGG-R10 | xe-0/0/4 | Access | OSPF | 10000
LNK-00189 | MH-DC-001-CSR-018 | Te0/0/0/0 | MH-DC-001-AGG-R06 | xe-0/0/5 | Access | LLDP | 10000 | MH-DC-001-CBL-0091 | Orange | ODF-1/P7 | ODF-1/P24
LNK-00190 | MH-DC-001-CSR-018 | Te0/0/0/0 | MH-DC-001-AGG-R06 | xe-0/0/5 | Access | OSPF | 10000
LNK-00191 | MH-DC-001-CSR-019 | xe-0/0/0 | MH-DC-001-AGG-R07 | xe-0/0/3 | Access | LLDP | 10000 | MH-DC-001-CBL-0092 | Rose | ODF-4/P2 | ODF-2/P16
LNK-00192 | MH-DC-001-CSR-019 | xe-0/0/0 | MH-DC-001-AGG-R07 | xe-0/0/3 | Access | OSPF | 10000
LNK-00193 | MH-DC-001-CSR-019 | xe-0/0/1 | MH-DC-001-AGG-R12 | xe-0/0/4 | Access | LLDP | 10000 | MH-DC-001-CBL-0093 | Rose | ODF-3/P24 | ODF-4/P2
LNK-00194 | MH-DC-001-CSR-019 | xe-0/0/1 | MH-DC-001-AGG-R12 | xe-0/0/4 | Access | OSPF | 10000
LNK-00195 | MH-DC-001-CSR-020 | Te0/0/0/0 | MH-DC-001-AGG-R08 | xe-0/0/5 | Access | LLDP | 10000 | MH-DC-001-CBL-0094 | Orange | ODF-1/P11 | ODF-2/P20
LNK-00196 | MH-DC-001-CSR-020 | Te0/0/0/0 | MH-DC-001-AGG-R08 | xe-0/0/5 | Access | OSPF | 10000
LNK-00197 | MH-DC-001-CSR-021 | Te0/0/0/0 | MH-DC-001-AGG-R09 | xe-0/0/3 | Access | LLDP | 10000 | MH-DC-001-CBL-0095 | Aqua | ODF-3/P24 | ODF-1/P12
LNK-00198 | MH-DC-001-CSR-021 | Te0/0/0/0 | MH-DC-001-AGG-R09 | xe-0/0/3 | Access | OSPF | 10000
LNK-00199 | MH-DC-001-CSR-021 | Te0/0/0/1 | MH-DC-001-AGG-R02 | xe-0/0/8 | Access | LLDP | 10000 | MH-DC-001-CBL-0096 | Rose | ODF-4/P16 | ODF-2/P3
LNK-00200 | MH-DC-001-CSR-021 | Te0/0/0/1 | MH-DC-001-AGG-R02 | xe-0/0/8 | Access | OSPF | 10000
LNK-00201 | MH-DC-001-CSR-022 | xe-0/0/0 | MH-DC-001-AGG-R10 | xe-0/0/5 | Access | LLDP | 10000 | MH-DC-001-CBL-0097 | White | ODF-4/P21 | ODF-4/P8
LNK-00202 | MH-DC-001-CSR-022 | xe-0/0/0 | MH-DC-001-AGG-R10 | xe-0/0/5 | Access | OSPF | 10000
LNK-00203 | MH-DC-001-CSR-023 | 1/1/c1 | MH-DC-001-AGG-R11 | xe-0/0/3 | Access | LLDP | 10000 | MH-DC-001-CBL-0098 | Slate | ODF-4/P18 | ODF-1/P8
LNK-00204 | MH-DC-001-CSR-023 | 1/1/c1 | MH-DC-001-AGG-R11 | xe-0/0/3 | Access | OSPF | 10000
LNK-00205 | MH-DC-001-CSR-023 | 1/1/c2 | MH-DC-001-AGG-R04 | xe-0/0/6 | Access | LLDP | 10000 | MH-DC-001-CBL-0099 | Orange | ODF-1/P24 | ODF-1/P22
LNK-00206 | MH-DC-001-CSR-023 | 1/1/c2 | MH-DC-001-AGG-R04 | xe-0/0/6 | Access | OSPF | 10000
LNK-00207 | MH-DC-001-CSR-024 | xe-0/0/0 | MH-DC-001-AGG-R12 | xe-0/0/5 | Access | LLDP | 10000 | MH-DC-001-CBL-0100 | Rose | ODF-1/P17 | ODF-4/P17
LNK-00208 | MH-DC-001-CSR-024 | xe-0/0/0 | MH-DC-001-AGG-R12 | xe-0/0/5 | Access | OSPF | 10000
LNK-00209 | MH-DC-001-CSR-025 | Te0/0/0/0 | MH-DC-001-AGG-R01 | xe-0/0/6 | Access | LLDP | 10000 | MH-DC-001-CBL-0101 | Slate | ODF-3/P5 | ODF-2/P15
LNK-00210 | MH-DC-001-CSR-025 | Te0/0/0/0 | MH-DC-001-AGG-R01 | xe-0/0/6 | Access | OSPF | 10000
LNK-00211 | MH-DC-001-CSR-025 | Te0/0/0/1 | MH-DC-001-AGG-R06 | xe-0/0/6 | Access | LLDP | 10000 | MH-DC-001-CBL-0102 | Black | ODF-3/P2 | ODF-2/P10
LNK-00212 | MH-DC-001-CSR-025 | Te0/0/0/1 | MH-DC-001-AGG-R06 | xe-0/0/6 | Access | OSPF | 10000
LNK-00213 | MH-DC-001-CSR-026 | 1/1/c1 | MH-DC-001-AGG-R02 | xe-0/0/9 | Access | LLDP | 10000 | MH-DC-001-CBL-0103 | Black | ODF-3/P8 | ODF-3/P15
LNK-00214 | MH-DC-001-CSR-026 | 1/1/c1 | MH-DC-001-AGG-R02 | xe-0/0/9 | Access | OSPF | 10000
LNK-00215 | MH-DC-001-CSR-027 | Te0/0/0/0 | MH-DC-001-AGG-R03 | xe-0/0/5 | Access | LLDP | 10000 | MH-DC-001-CBL-0104 | Blue | ODF-1/P24 | ODF-3/P7
LNK-00216 | MH-DC-001-CSR-027 | Te0/0/0/0 | MH-DC-001-AGG-R03 | xe-0/0/5 | Access | OSPF | 10000
LNK-00217 | MH-DC-001-CSR-027 | Te0/0/0/1 | MH-DC-001-AGG-R08 | xe-0/0/6 | Access | LLDP | 10000 | MH-DC-001-CBL-0105 | Rose | ODF-3/P17 | ODF-3/P20
LNK-00218 | MH-DC-001-CSR-027 | Te0/0/0/1 | MH-DC-001-AGG-R08 | xe-0/0/6 | Access | OSPF | 10000
LNK-00219 | MH-DC-001-CSR-028 | Te0/0/0/0 | MH-DC-001-AGG-R04 | xe-0/0/7 | Access | LLDP | 10000 | MH-DC-001-CBL-0106 | Red | ODF-4/P19 | ODF-2/P11
LNK-00220 | MH-DC-001-CSR-028 | Te0/0/0/0 | MH-DC-001-AGG-R04 | xe-0/0/7 | Access | OSPF | 10000
LNK-00221 | MH-DC-001-CSR-029 | Te0/0/0/0 | MH-DC-001-AGG-R05 | xe-0/0/5 | Access | LLDP | 10000 | MH-DC-001-CBL-0107 | Brown | ODF-2/P10 | ODF-4/P5
LNK-00222 | MH-DC-001-CSR-029 | Te0/0/0/0 | MH-DC-001-AGG-R05 | xe-0/0/5 | Access | OSPF | 10000
LNK-00223 | MH-DC-001-CSR-029 | Te0/0/0/1 | MH-DC-001-AGG-R10 | xe-0/0/6 | Access | LLDP | 10000 | MH-DC-001-CBL-0108 | White | ODF-1/P17 | ODF-2/P16
LNK-00224 | MH-DC-001-CSR-029 | Te0/0/0/1 | MH-DC-001-AGG-R10 | xe-0/0/6 | Access | OSPF | 10000
LNK-00225 | MH-DC-001-CSR-030 | xe-0/0/0 | MH-DC-001-AGG-R06 | xe-0/0/7 | Access | LLDP | 10000 | MH-DC-001-CBL-0109 | Aqua | ODF-1/P24 | ODF-2/P12
LNK-00226 | MH-DC-001-CSR-030 | xe-0/0/0 | MH-DC-001-AGG-R06 | xe-0/0/7 | Access | OSPF | 10000
LNK-00227 | MH-DC-001-CSR-031 | 1/1/c1 | MH-DC-001-AGG-R07 | xe-0/0/4 | Access | LLDP | 10000 | MH-DC-001-CBL-0110 | Blue | ODF-2/P16 | ODF-3/P18
LNK-00228 | MH-DC-001-CSR-031 | 1/1/c1 | MH-DC-001-AGG-R07 | xe-0/0/4 | Access | OSPF | 10000
LNK-00229 | MH-DC-001-CSR-031 | 1/1/c2 | MH-DC-001-AGG-R12 | xe-0/0/6 | Access | LLDP | 10000 | MH-DC-001-CBL-0111 | Blue | ODF-1/P5 | ODF-1/P9
LNK-00230 | MH-DC-001-CSR-031 | 1/1/c2 | MH-DC-001-AGG-R12 | xe-0/0/6 | Access | OSPF | 10000
LNK-00231 | MH-DC-001-CSR-032 | Te0/0/0/0 | MH-DC-001-AGG-R08 | xe-0/0/7 | Access | LLDP | 10000 | MH-DC-001-CBL-0112 | Yellow | ODF-2/P9 | ODF-3/P11
LNK-00232 | MH-DC-001-CSR-032 | Te0/0/0/0 | MH-DC-001-AGG-R08 | xe-0/0/7 | Access | OSPF | 10000
LNK-00233 | MH-DC-001-CSR-033 | Te0/0/0/0 | MH-DC-001-AGG-R09 | xe-0/0/4 | Access | LLDP | 10000 | MH-DC-001-CBL-0113 | Rose | ODF-2/P10 | ODF-3/P19
LNK-00234 | MH-DC-001-CSR-033 | Te0/0/0/0 | MH-DC-001-AGG-R09 | xe-0/0/4 | Access | OSPF | 10000
LNK-00235 | MH-DC-001-CSR-033 | Te0/0/0/1 | MH-DC-001-AGG-R02 | xe-0/0/10 | Access | LLDP | 10000 | MH-DC-001-CBL-0114 | Aqua | ODF-3/P12 | ODF-4/P15
LNK-00236 | MH-DC-001-CSR-033 | Te0/0/0/1 | MH-DC-001-AGG-R02 | xe-0/0/10 | Access | OSPF | 10000
LNK-00237 | MH-DC-001-CSR-034 | Te0/0/0/0 | MH-DC-001-AGG-R10 | xe-0/0/7 | Access | LLDP | 10000 | MH-DC-001-CBL-0115 | Green | ODF-1/P23 | ODF-3/P10
LNK-00238 | MH-DC-001-CSR-034 | Te0/0/0/0 | MH-DC-001-AGG-R10 | xe-0/0/7 | Access | OSPF | 10000
LNK-00239 | MH-DC-001-CSR-035 | 1/1/c1 | MH-DC-001-AGG-R11 | xe-0/0/4 | Access | LLDP | 10000 | MH-DC-001-CBL-0116 | Blue | ODF-4/P19 | ODF-4/P13
LNK-00240 | MH-DC-001-CSR-035 | 1/1/c1 | MH-DC-001-AGG-R11 | xe-0/0/4 | Access | OSPF | 10000
LNK-00241 | MH-DC-001-CSR-035 | 1/1/c2 | MH-DC-001-AGG-R04 | xe-0/0/8 | Access | LLDP | 10000 | MH-DC-001-CBL-0117 | White | ODF-3/P16 | ODF-1/P24
LNK-00242 | MH-DC-001-CSR-035 | 1/1/c2 | MH-DC-001-AGG-R04 | xe-0/0/8 | Access | OSPF | 10000
LNK-00243 | MH-DC-001-CSR-036 | 1/1/c1 | MH-DC-001-AGG-R12 | xe-0/0/7 | Access | LLDP | 10000 | MH-DC-001-CBL-0118 | Black | ODF-4/P5 | ODF-4/P16
LNK-00244 | MH-DC-001-CSR-036 | 1/1/c1 | MH-DC-001-AGG-R12 | xe-0/0/7 | Access | OSPF | 10000
LNK-00245 | MH-DC-001-CSR-037 | xe-0/0/0 | MH-DC-001-AGG-R01 | xe-0/0/7 | Access | LLDP | 10000 | MH-DC-001-CBL-0119 | Violet | ODF-2/P8 | ODF-2/P2
LNK-00246 | MH-DC-001-CSR-037 | xe-0/0/0 | MH-DC-001-AGG-R01 | xe-0/0/7 | Access | OSPF | 10000
LNK-00247 | MH-DC-001-CSR-037 | xe-0/0/1 | MH-DC-001-AGG-R06 | xe-0/0/8 | Access | LLDP | 10000 | MH-DC-001-CBL-0120 | Slate | ODF-2/P7 | ODF-2/P9
LNK-00248 | MH-DC-001-CSR-037 | xe-0/0/1 | MH-DC-001-AGG-R06 | xe-0/0/8 | Access | OSPF | 10000
LNK-00249 | MH-DC-001-CSR-038 | Te0/0/0/0 | MH-DC-001-AGG-R02 | xe-0/0/11 | Access | LLDP | 10000 | MH-DC-001-CBL-0121 | Green | ODF-1/P8 | ODF-3/P14
LNK-00250 | MH-DC-001-CSR-038 | Te0/0/0/0 | MH-DC-001-AGG-R02 | xe-0/0/11 | Access | OSPF | 10000
LNK-00251 | MH-DC-001-CSR-039 | Te0/0/0/0 | MH-DC-001-AGG-R03 | xe-0/0/6 | Access | LLDP | 10000 | MH-DC-001-CBL-0122 | Brown | ODF-2/P24 | ODF-1/P7
LNK-00252 | MH-DC-001-CSR-039 | Te0/0/0/0 | MH-DC-001-AGG-R03 | xe-0/0/6 | Access | OSPF | 10000
LNK-00253 | MH-DC-001-CSR-039 | Te0/0/0/1 | MH-DC-001-AGG-R08 | xe-0/0/8 | Access | LLDP | 10000 | MH-DC-001-CBL-0123 | Yellow | ODF-2/P20 | ODF-3/P5
LNK-00254 | MH-DC-001-CSR-039 | Te0/0/0/1 | MH-DC-001-AGG-R08 | xe-0/0/8 | Access | OSPF | 10000
LNK-00255 | MH-DC-001-CSR-040 | 1/1/c1 | MH-DC-001-AGG-R04 | xe-0/0/9 | Access | LLDP | 10000 | MH-DC-001-CBL-0124 | Brown | ODF-4/P4 | ODF-4/P18
LNK-00256 | MH-DC-001-CSR-040 | 1/1/c1 | MH-DC-001-AGG-R04 | xe-0/0/9 | Access | OSPF | 10000
LNK-00257 | MH-DC-001-CSR-041 | Te0/0/0/0 | MH-DC-001-AGG-R05 | xe-0/0/6 | Access | LLDP | 10000 | MH-DC-001-CBL-0125 | Black | ODF-1/P6 | ODF-1/P12
LNK-00258 | MH-DC-001-CSR-041 | Te0/0/0/0 | MH-DC-001-AGG-R05 | xe-0/0/6 | Access | OSPF | 10000
LNK-00259 | MH-DC-001-CSR-041 | Te0/0/0/1 | MH-DC-001-AGG-R10 | xe-0/0/8 | Access | LLDP | 10000 | MH-DC-001-CBL-0126 | Yellow | ODF-3/P1 | ODF-2/P1
LNK-00260 | MH-DC-001-CSR-041 | Te0/0/0/1 | MH-DC-001-AGG-R10 | xe-0/0/8 | Access | OSPF | 10000
LNK-00261 | MH-DC-001-CSR-042 | Te0/0/0/0 | MH-DC-001-AGG-R06 | xe-0/0/9 | Access | LLDP | 10000 | MH-DC-001-CBL-0127 | Green | ODF-2/P19 | ODF-4/P14
LNK-00262 | MH-DC-001-CSR-042 | Te0/0/0/0 | MH-DC-001-AGG-R06 | xe-0/0/9 | Access | OSPF | 10000
LNK-00263 | MH-DC-001-CSR-043 | 1/1/c1 | MH-DC-001-AGG-R07 | xe-0/0/5 | Access | LLDP | 10000 | MH-DC-001-CBL-0128 | Red | ODF-3/P12 | ODF-3/P7
LNK-00264 | MH-DC-001-CSR-043 | 1/1/c1 | MH-DC-001-AGG-R07 | xe-0/0/5 | Access | OSPF | 10000
LNK-00265 | MH-DC-001-CSR-043 | 1/1/c2 | MH-DC-001-AGG-R12 | xe-0/0/8 | Access | LLDP | 10000 | MH-DC-001-CBL-0129 | Orange | ODF-4/P14 | ODF-4/P1
LNK-00266 | MH-DC-001-CSR-043 | 1/1/c2 | MH-DC-001-AGG-R12 | xe-0/0/8 | Access | OSPF | 10000
LNK-00267 | MH-DC-001-CSR-044 | Te0/0/0/0 | MH-DC-001-AGG-R08 | xe-0/0/9 | Access | LLDP | 10000 | MH-DC-001-CBL-0130 | Green | ODF-3/P8 | ODF-1/P6
LNK-00268 | MH-DC-001-CSR-044 | Te0/0/0/0 | MH-DC-001-AGG-R08 | xe-0/0/9 | Access | OSPF | 10000
LNK-00269 | MH-DC-001-CSR-045 | xe-0/0/0 | MH-DC-001-AGG-R09 | xe-0/0/5 | Access | LLDP | 10000 | MH-DC-001-CBL-0131 | Orange | ODF-1/P3 | ODF-3/P9
LNK-00270 | MH-DC-001-CSR-045 | xe-0/0/0 | MH-DC-001-AGG-R09 | xe-0/0/5 | Access | OSPF | 10000
LNK-00271 | MH-DC-001-CSR-045 | xe-0/0/1 | MH-DC-001-AGG-R02 | xe-0/0/12 | Access | LLDP | 10000 | MH-DC-001-CBL-0132 | Yellow | ODF-2/P24 | ODF-3/P15
LNK-00272 | MH-DC-001-CSR-045 | xe-0/0/1 | MH-DC-001-AGG-R02 | xe-0/0/12 | Access | OSPF | 10000
LNK-00273 | MH-DC-001-CSR-046 | 1/1/c1 | MH-DC-001-AGG-R10 | xe-0/0/9 | Access | LLDP | 10000 | MH-DC-001-CBL-0133 | Slate | ODF-4/P12 | ODF-2/P9
LNK-00274 | MH-DC-001-CSR-046 | 1/1/c1 | MH-DC-001-AGG-R10 | xe-0/0/9 | Access | OSPF | 10000
LNK-00275 | MH-DC-001-CSR-047 | Te0/0/0/0 | MH-DC-001-AGG-R11 | xe-0/0/5 | Access | LLDP | 10000 | MH-DC-001-CBL-0134 | Orange | ODF-2/P24 | ODF-1/P13
LNK-00276 | MH-DC-001-CSR-047 | Te0/0/0/0 | MH-DC-001-AGG-R11 | xe-0/0/5 | Access | OSPF | 10000
LNK-00277 | MH-DC-001-CSR-047 | Te0/0/0/1 | MH-DC-001-AGG-R04 | xe-0/0/10 | Access | LLDP | 10000 | MH-DC-001-CBL-0135 | Rose | ODF-2/P18 | ODF-2/P18
LNK-00278 | MH-DC-001-CSR-047 | Te0/0/0/1 | MH-DC-001-AGG-R04 | xe-0/0/10 | Access | OSPF | 10000
LNK-00279 | MH-DC-001-CSR-048 | Te0/0/0/0 | MH-DC-001-AGG-R12 | xe-0/0/9 | Access | LLDP | 10000 | MH-DC-001-CBL-0136 | Violet | ODF-1/P20 | ODF-2/P5
LNK-00280 | MH-DC-001-CSR-048 | Te0/0/0/0 | MH-DC-001-AGG-R12 | xe-0/0/9 | Access | OSPF | 10000
LNK-00281 | MH-DC-001-CSR-049 | xe-0/0/0 | MH-DC-001-AGG-R01 | xe-0/0/8 | Access | LLDP | 10000 | MH-DC-001-CBL-0137 | Green | ODF-4/P22 | ODF-3/P11
LNK-00282 | MH-DC-001-CSR-049 | xe-0/0/0 | MH-DC-001-AGG-R01 | xe-0/0/8 | Access | OSPF | 10000
LNK-00283 | MH-DC-001-CSR-049 | xe-0/0/1 | MH-DC-001-AGG-R06 | xe-0/0/10 | Access | LLDP | 10000 | MH-DC-001-CBL-0138 | Orange | ODF-2/P16 | ODF-4/P20
LNK-00284 | MH-DC-001-CSR-049 | xe-0/0/1 | MH-DC-001-AGG-R06 | xe-0/0/10 | Access | OSPF | 10000
LNK-00285 | MH-DC-001-CSR-050 | Te0/0/0/0 | MH-DC-001-AGG-R02 | xe-0/0/13 | Access | LLDP | 10000 | MH-DC-001-CBL-0139 | Red | ODF-2/P20 | ODF-4/P6
LNK-00286 | MH-DC-001-CSR-050 | Te0/0/0/0 | MH-DC-001-AGG-R02 | xe-0/0/13 | Access | OSPF | 10000
LNK-00287 | MH-DC-001-CSR-051 | Te0/0/0/0 | MH-DC-001-AGG-R03 | xe-0/0/7 | Access | LLDP | 10000 | MH-DC-001-CBL-0140 | Orange | ODF-1/P5 | ODF-3/P10
LNK-00288 | MH-DC-001-CSR-051 | Te0/0/0/0 | MH-DC-001-AGG-R03 | xe-0/0/7 | Access | OSPF | 10000
LNK-00289 | MH-DC-001-CSR-051 | Te0/0/0/1 | MH-DC-001-AGG-R08 | xe-0/0/10 | Access | LLDP | 10000 | MH-DC-001-CBL-0141 | Red | ODF-1/P17 | ODF-1/P2
LNK-00290 | MH-DC-001-CSR-051 | Te0/0/0/1 | MH-DC-001-AGG-R08 | xe-0/0/10 | Access | OSPF | 10000
LNK-00291 | MH-DC-001-CSR-052 | 1/1/c1 | MH-DC-001-AGG-R04 | xe-0/0/11 | Access | LLDP | 10000 | MH-DC-001-CBL-0142 | Aqua | ODF-2/P3 | ODF-3/P6
LNK-00292 | MH-DC-001-CSR-052 | 1/1/c1 | MH-DC-001-AGG-R04 | xe-0/0/11 | Access | OSPF | 10000
LNK-00293 | MH-DC-001-CSR-053 | 1/1/c1 | MH-DC-001-AGG-R05 | xe-0/0/7 | Access | LLDP | 10000 | MH-DC-001-CBL-0143 | White | ODF-4/P17 | ODF-4/P16
LNK-00294 | MH-DC-001-CSR-053 | 1/1/c1 | MH-DC-001-AGG-R05 | xe-0/0/7 | Access | OSPF | 10000
LNK-00295 | MH-DC-001-CSR-053 | 1/1/c2 | MH-DC-001-AGG-R10 | xe-0/0/10 | Access | LLDP | 10000 | MH-DC-001-CBL-0144 | Aqua | ODF-3/P21 | ODF-2/P18
LNK-00296 | MH-DC-001-CSR-053 | 1/1/c2 | MH-DC-001-AGG-R10 | xe-0/0/10 | Access | OSPF | 10000
LNK-00297 | MH-DC-001-CSR-054 | Te0/0/0/0 | MH-DC-001-AGG-R06 | xe-0/0/11 | Access | LLDP | 10000 | MH-DC-001-CBL-0145 | Green | ODF-4/P1 | ODF-1/P16
LNK-00298 | MH-DC-001-CSR-054 | Te0/0/0/0 | MH-DC-001-AGG-R06 | xe-0/0/11 | Access | OSPF | 10000
LNK-00299 | MH-DC-001-CSR-055 | Te0/0/0/0 | MH-DC-001-AGG-R07 | xe-0/0/6 | Access | LLDP | 10000 | MH-DC-001-CBL-0146 | Yellow | ODF-2/P18 | ODF-2/P24
LNK-00300 | MH-DC-001-CSR-055 | Te0/0/0/0 | MH-DC-001-AGG-R07 | xe-0/0/6 | Access | OSPF | 10000
LNK-00301 | MH-DC-001-CSR-055 | Te0/0/0/1 | MH-DC-001-AGG-R12 | xe-0/0/10 | Access | LLDP | 10000 | MH-DC-001-CBL-0147 | Violet | ODF-2/P4 | ODF-1/P21
LNK-00302 | MH-DC-001-CSR-055 | Te0/0/0/1 | MH-DC-001-AGG-R12 | xe-0/0/10 | Access | OSPF | 10000
LNK-00303 | MH-DC-001-CSR-056 | 1/1/c1 | MH-DC-001-AGG-R08 | xe-0/0/11 | Access | LLDP | 10000 | MH-DC-001-CBL-0148 | Black | ODF-4/P9 | ODF-1/P15
LNK-00304 | MH-DC-001-CSR-056 | 1/1/c1 | MH-DC-001-AGG-R08 | xe-0/0/11 | Access | OSPF | 10000
LNK-00305 | MH-DC-001-CSR-057 | xe-0/0/0 | MH-DC-001-AGG-R09 | xe-0/0/6 | Access | LLDP | 10000 | MH-DC-001-CBL-0149 | Red | ODF-4/P7 | ODF-1/P23
LNK-00306 | MH-DC-001-CSR-057 | xe-0/0/0 | MH-DC-001-AGG-R09 | xe-0/0/6 | Access | OSPF | 10000
LNK-00307 | MH-DC-001-CSR-057 | xe-0/0/1 | MH-DC-001-AGG-R02 | xe-0/0/14 | Access | LLDP | 10000 | MH-DC-001-CBL-0150 | Slate | ODF-3/P17 | ODF-1/P6
LNK-00308 | MH-DC-001-CSR-057 | xe-0/0/1 | MH-DC-001-AGG-R02 | xe-0/0/14 | Access | OSPF | 10000
LNK-00309 | MH-DC-001-CSR-058 | Te0/0/0/0 | MH-DC-001-AGG-R10 | xe-0/0/11 | Access | LLDP | 10000 | MH-DC-001-CBL-0151 | Orange | ODF-4/P1 | ODF-3/P24
LNK-00310 | MH-DC-001-CSR-058 | Te0/0/0/0 | MH-DC-001-AGG-R10 | xe-0/0/11 | Access | OSPF | 10000
LNK-00311 | MH-DC-001-CSR-059 | 1/1/c1 | MH-DC-001-AGG-R11 | xe-0/0/6 | Access | LLDP | 10000 | MH-DC-001-CBL-0152 | Red | ODF-1/P16 | ODF-1/P10
LNK-00312 | MH-DC-001-CSR-059 | 1/1/c1 | MH-DC-001-AGG-R11 | xe-0/0/6 | Access | OSPF | 10000
LNK-00313 | MH-DC-001-CSR-059 | 1/1/c2 | MH-DC-001-AGG-R04 | xe-0/0/12 | Access | LLDP | 10000 | MH-DC-001-CBL-0153 | Green | ODF-3/P16 | ODF-2/P21
LNK-00314 | MH-DC-001-CSR-059 | 1/1/c2 | MH-DC-001-AGG-R04 | xe-0/0/12 | Access | OSPF | 10000
LNK-00315 | MH-DC-001-CSR-060 | xe-0/0/0 | MH-DC-001-AGG-R12 | xe-0/0/11 | Access | LLDP | 10000 | MH-DC-001-CBL-0154 | Aqua | ODF-1/P1 | ODF-4/P10
LNK-00316 | MH-DC-001-CSR-060 | xe-0/0/0 | MH-DC-001-AGG-R12 | xe-0/0/11 | Access | OSPF | 10000
LNK-00317 | MH-DC-001-CSR-061 | 1/1/c1 | MH-DC-001-AGG-R01 | xe-0/0/9 | Access | LLDP | 10000 | MH-DC-001-CBL-0155 | Red | ODF-1/P23 | ODF-1/P6
LNK-00318 | MH-DC-001-CSR-061 | 1/1/c1 | MH-DC-001-AGG-R01 | xe-0/0/9 | Access | OSPF | 10000
LNK-00319 | MH-DC-001-CSR-061 | 1/1/c2 | MH-DC-001-AGG-R06 | xe-0/0/12 | Access | LLDP | 10000 | MH-DC-001-CBL-0156 | Red | ODF-3/P11 | ODF-4/P6
LNK-00320 | MH-DC-001-CSR-061 | 1/1/c2 | MH-DC-001-AGG-R06 | xe-0/0/12 | Access | OSPF | 10000
LNK-00321 | MH-DC-001-CSR-062 | xe-0/0/0 | MH-DC-001-AGG-R02 | xe-0/0/15 | Access | LLDP | 10000 | MH-DC-001-CBL-0157 | White | ODF-2/P21 | ODF-4/P8
LNK-00322 | MH-DC-001-CSR-062 | xe-0/0/0 | MH-DC-001-AGG-R02 | xe-0/0/15 | Access | OSPF | 10000
LNK-00323 | MH-DC-001-CSR-063 | Te0/0/0/0 | MH-DC-001-AGG-R03 | xe-0/0/8 | Access | LLDP | 10000 | MH-DC-001-CBL-0158 | Green | ODF-1/P7 | ODF-4/P15
LNK-00324 | MH-DC-001-CSR-063 | Te0/0/0/0 | MH-DC-001-AGG-R03 | xe-0/0/8 | Access | OSPF | 10000
LNK-00325 | MH-DC-001-CSR-063 | Te0/0/0/1 | MH-DC-001-AGG-R08 | xe-0/0/12 | Access | LLDP | 10000 | MH-DC-001-CBL-0159 | Brown | ODF-4/P8 | ODF-4/P1
LNK-00326 | MH-DC-001-CSR-063 | Te0/0/0/1 | MH-DC-001-AGG-R08 | xe-0/0/12 | Access | OSPF | 10000
LNK-00327 | MH-DC-001-CSR-064 | xe-0/0/0 | MH-DC-001-AGG-R04 | xe-0/0/13 | Access | LLDP | 10000 | MH-DC-001-CBL-0160 | Blue | ODF-2/P23 | ODF-4/P7
LNK-00328 | MH-DC-001-CSR-064 | xe-0/0/0 | MH-DC-001-AGG-R04 | xe-0/0/13 | Access | OSPF | 10000
LNK-00329 | MH-DC-001-CSR-065 | xe-0/0/0 | MH-DC-001-AGG-R05 | xe-0/0/8 | Access | LLDP | 10000 | MH-DC-001-CBL-0161 | Yellow | ODF-4/P10 | ODF-4/P19
LNK-00330 | MH-DC-001-CSR-065 | xe-0/0/0 | MH-DC-001-AGG-R05 | xe-0/0/8 | Access | OSPF | 10000
LNK-00331 | MH-DC-001-CSR-065 | xe-0/0/1 | MH-DC-001-AGG-R10 | xe-0/0/12 | Access | LLDP | 10000 | MH-DC-001-CBL-0162 | Aqua | ODF-2/P3 | ODF-4/P3
LNK-00332 | MH-DC-001-CSR-065 | xe-0/0/1 | MH-DC-001-AGG-R10 | xe-0/0/12 | Access | OSPF | 10000
LNK-00333 | MH-DC-001-CSR-066 | xe-0/0/0 | MH-DC-001-AGG-R06 | xe-0/0/13 | Access | LLDP | 10000 | MH-DC-001-CBL-0163 | Brown | ODF-3/P17 | ODF-3/P15
LNK-00334 | MH-DC-001-CSR-066 | xe-0/0/0 | MH-DC-001-AGG-R06 | xe-0/0/13 | Access | OSPF | 10000
LNK-00335 | MH-DC-001-CSR-067 | xe-0/0/0 | MH-DC-001-AGG-R07 | xe-0/0/7 | Access | LLDP | 10000 | MH-DC-001-CBL-0164 | Blue | ODF-1/P3 | ODF-2/P15
LNK-00336 | MH-DC-001-CSR-067 | xe-0/0/0 | MH-DC-001-AGG-R07 | xe-0/0/7 | Access | OSPF | 10000
LNK-00337 | MH-DC-001-CSR-067 | xe-0/0/1 | MH-DC-001-AGG-R12 | xe-0/0/12 | Access | LLDP | 10000 | MH-DC-001-CBL-0165 | Rose | ODF-4/P15 | ODF-1/P16
LNK-00338 | MH-DC-001-CSR-067 | xe-0/0/1 | MH-DC-001-AGG-R12 | xe-0/0/12 | Access | OSPF | 10000
LNK-00339 | MH-DC-001-CSR-068 | 1/1/c1 | MH-DC-001-AGG-R08 | xe-0/0/13 | Access | LLDP | 10000 | MH-DC-001-CBL-0166 | Green | ODF-3/P15 | ODF-1/P23
LNK-00340 | MH-DC-001-CSR-068 | 1/1/c1 | MH-DC-001-AGG-R08 | xe-0/0/13 | Access | OSPF | 10000
LNK-00341 | MH-DC-001-CSR-069 | 1/1/c1 | MH-DC-001-AGG-R09 | xe-0/0/7 | Access | LLDP | 10000 | MH-DC-001-CBL-0167 | Yellow | ODF-3/P22 | ODF-1/P1
LNK-00342 | MH-DC-001-CSR-069 | 1/1/c1 | MH-DC-001-AGG-R09 | xe-0/0/7 | Access | OSPF | 10000
LNK-00343 | MH-DC-002-PE-T4-01 | et-0/1/0 | MH-DC-002-PE-T4-02 | et-0/1/0 | Fabric | LLDP | 100000 | MH-DC-002-CBL-0168 | Aqua | ODF-4/P10 | ODF-4/P4
LNK-00344 | MH-DC-002-PE-T4-01 | et-0/1/0 | MH-DC-002-PE-T4-02 | et-0/1/0 | Fabric | OSPF | 100000
LNK-00345 | MH-DC-002-PE-T4-01 | et-0/1/0 | MH-DC-002-PE-T4-02 | et-0/1/0 | Fabric | ISIS | 100000
LNK-00346 | MH-DC-002-PE-T4-01 | et-0/1/0 | MH-DC-002-PE-T4-02 | et-0/1/0 | Fabric | BGP | 100000
LNK-00347 | MH-DC-002-PE-T4-01 | et-0/1/0 | MH-DC-002-PE-T4-02 | et-0/1/0 | Fabric | LSP | 100000
LNK-00348 | MH-DC-002-PE-T4-01 | et-0/1/1 | MH-DC-002-PE-T4-03 | Hu0/0/1/0 | Fabric | LLDP | 100000 | MH-DC-002-CBL-0169 | Red | ODF-3/P20 | ODF-3/P16
LNK-00349 | MH-DC-002-PE-T4-01 | et-0/1/1 | MH-DC-002-PE-T4-03 | Hu0/0/1/0 | Fabric | OSPF | 100000
LNK-00350 | MH-DC-002-PE-T4-01 | et-0/1/1 | MH-DC-002-PE-T4-03 | Hu0/0/1/0 | Fabric | ISIS | 100000
LNK-00351 | MH-DC-002-PE-T4-01 | et-0/1/1 | MH-DC-002-PE-T4-03 | Hu0/0/1/0 | Fabric | BGP | 100000
LNK-00352 | MH-DC-002-PE-T4-01 | et-0/1/1 | MH-DC-002-PE-T4-03 | Hu0/0/1/0 | Fabric | LSP | 100000
LNK-00353 | MH-DC-002-PE-T4-01 | et-0/1/2 | MH-DC-002-PE-T4-04 | Hu0/0/1/0 | Fabric | LLDP | 100000 | MH-DC-002-CBL-0170 | Yellow | ODF-3/P22 | ODF-3/P12
LNK-00354 | MH-DC-002-PE-T4-01 | et-0/1/2 | MH-DC-002-PE-T4-04 | Hu0/0/1/0 | Fabric | OSPF | 100000
LNK-00355 | MH-DC-002-PE-T4-01 | et-0/1/2 | MH-DC-002-PE-T4-04 | Hu0/0/1/0 | Fabric | ISIS | 100000
LNK-00356 | MH-DC-002-PE-T4-01 | et-0/1/2 | MH-DC-002-PE-T4-04 | Hu0/0/1/0 | Fabric | BGP | 100000
LNK-00357 | MH-DC-002-PE-T4-01 | et-0/1/2 | MH-DC-002-PE-T4-04 | Hu0/0/1/0 | Fabric | LSP | 100000
LNK-00358 | MH-DC-002-PE-T4-02 | et-0/1/1 | MH-DC-002-PE-T4-03 | Hu0/0/1/1 | Fabric | LLDP | 100000 | MH-DC-002-CBL-0171 | Brown | ODF-3/P17 | ODF-4/P18
LNK-00359 | MH-DC-002-PE-T4-02 | et-0/1/1 | MH-DC-002-PE-T4-03 | Hu0/0/1/1 | Fabric | OSPF | 100000
LNK-00360 | MH-DC-002-PE-T4-02 | et-0/1/1 | MH-DC-002-PE-T4-03 | Hu0/0/1/1 | Fabric | ISIS | 100000
LNK-00361 | MH-DC-002-PE-T4-02 | et-0/1/1 | MH-DC-002-PE-T4-03 | Hu0/0/1/1 | Fabric | BGP | 100000
LNK-00362 | MH-DC-002-PE-T4-02 | et-0/1/1 | MH-DC-002-PE-T4-03 | Hu0/0/1/1 | Fabric | LSP | 100000
LNK-00363 | MH-DC-002-PE-T4-02 | et-0/1/2 | MH-DC-002-PE-T4-04 | Hu0/0/1/1 | Fabric | LLDP | 100000 | MH-DC-002-CBL-0172 | Red | ODF-4/P1 | ODF-1/P10
LNK-00364 | MH-DC-002-PE-T4-02 | et-0/1/2 | MH-DC-002-PE-T4-04 | Hu0/0/1/1 | Fabric | OSPF | 100000
LNK-00365 | MH-DC-002-PE-T4-02 | et-0/1/2 | MH-DC-002-PE-T4-04 | Hu0/0/1/1 | Fabric | ISIS | 100000
LNK-00366 | MH-DC-002-PE-T4-02 | et-0/1/2 | MH-DC-002-PE-T4-04 | Hu0/0/1/1 | Fabric | BGP | 100000
LNK-00367 | MH-DC-002-PE-T4-02 | et-0/1/2 | MH-DC-002-PE-T4-04 | Hu0/0/1/1 | Fabric | LSP | 100000
LNK-00368 | MH-DC-002-PE-T4-03 | Hu0/0/1/2 | MH-DC-002-PE-T4-04 | Hu0/0/1/2 | Fabric | LLDP | 100000 | MH-DC-002-CBL-0173 | Yellow | ODF-2/P20 | ODF-2/P7
LNK-00369 | MH-DC-002-PE-T4-03 | Hu0/0/1/2 | MH-DC-002-PE-T4-04 | Hu0/0/1/2 | Fabric | OSPF | 100000
LNK-00370 | MH-DC-002-PE-T4-03 | Hu0/0/1/2 | MH-DC-002-PE-T4-04 | Hu0/0/1/2 | Fabric | ISIS | 100000
LNK-00371 | MH-DC-002-PE-T4-03 | Hu0/0/1/2 | MH-DC-002-PE-T4-04 | Hu0/0/1/2 | Fabric | BGP | 100000
LNK-00372 | MH-DC-002-PE-T4-03 | Hu0/0/1/2 | MH-DC-002-PE-T4-04 | Hu0/0/1/2 | Fabric | LSP | 100000
LNK-00373 | MH-DC-002-AGG-R01 | et-0/1/0 | MH-DC-002-PE-T4-01 | xe-0/0/6 | Uplink | LLDP | 10000 | MH-DC-002-CBL-0174 | Orange | ODF-1/P12 | ODF-2/P15
LNK-00374 | MH-DC-002-AGG-R01 | et-0/1/0 | MH-DC-002-PE-T4-01 | xe-0/0/6 | Uplink | OSPF | 10000
LNK-00375 | MH-DC-002-AGG-R01 | et-0/1/0 | MH-DC-002-PE-T4-01 | xe-0/0/6 | Uplink | ISIS | 10000
LNK-00376 | MH-DC-002-AGG-R01 | et-0/1/1 | MH-DC-002-PE-T4-02 | xe-0/0/6 | Uplink | LLDP | 10000 | MH-DC-002-CBL-0175 | Yellow | ODF-4/P22 | ODF-3/P19
LNK-00377 | MH-DC-002-AGG-R01 | et-0/1/1 | MH-DC-002-PE-T4-02 | xe-0/0/6 | Uplink | OSPF | 10000
LNK-00378 | MH-DC-002-AGG-R01 | et-0/1/1 | MH-DC-002-PE-T4-02 | xe-0/0/6 | Uplink | ISIS | 10000
LNK-00379 | MH-DC-002-AGG-R02 | et-0/1/0 | MH-DC-002-PE-T4-02 | xe-0/0/7 | Uplink | LLDP | 10000 | MH-DC-002-CBL-0176 | Aqua | ODF-2/P17 | ODF-1/P6
LNK-00380 | MH-DC-002-AGG-R02 | et-0/1/0 | MH-DC-002-PE-T4-02 | xe-0/0/7 | Uplink | OSPF | 10000
LNK-00381 | MH-DC-002-AGG-R02 | et-0/1/0 | MH-DC-002-PE-T4-02 | xe-0/0/7 | Uplink | ISIS | 10000
LNK-00382 | MH-DC-002-AGG-R02 | et-0/1/1 | MH-DC-002-PE-T4-03 | Te0/0/0/6 | Uplink | LLDP | 10000 | MH-DC-002-CBL-0177 | Aqua | ODF-4/P14 | ODF-2/P5
LNK-00383 | MH-DC-002-AGG-R02 | et-0/1/1 | MH-DC-002-PE-T4-03 | Te0/0/0/6 | Uplink | OSPF | 10000
LNK-00384 | MH-DC-002-AGG-R02 | et-0/1/1 | MH-DC-002-PE-T4-03 | Te0/0/0/6 | Uplink | ISIS | 10000
LNK-00385 | MH-DC-002-AGG-R03 | et-0/1/0 | MH-DC-002-PE-T4-03 | Te0/0/0/7 | Uplink | LLDP | 10000 | MH-DC-002-CBL-0178 | Red | ODF-1/P22 | ODF-3/P4
LNK-00386 | MH-DC-002-AGG-R03 | et-0/1/0 | MH-DC-002-PE-T4-03 | Te0/0/0/7 | Uplink | OSPF | 10000
LNK-00387 | MH-DC-002-AGG-R03 | et-0/1/0 | MH-DC-002-PE-T4-03 | Te0/0/0/7 | Uplink | ISIS | 10000
LNK-00388 | MH-DC-002-AGG-R03 | et-0/1/1 | MH-DC-002-PE-T4-04 | Te0/0/0/6 | Uplink | LLDP | 10000 | MH-DC-002-CBL-0179 | Slate | ODF-4/P6 | ODF-4/P10
LNK-00389 | MH-DC-002-AGG-R03 | et-0/1/1 | MH-DC-002-PE-T4-04 | Te0/0/0/6 | Uplink | OSPF | 10000
LNK-00390 | MH-DC-002-AGG-R03 | et-0/1/1 | MH-DC-002-PE-T4-04 | Te0/0/0/6 | Uplink | ISIS | 10000
LNK-00391 | MH-DC-002-AGG-R04 | et-0/1/0 | MH-DC-002-PE-T4-04 | Te0/0/0/7 | Uplink | LLDP | 10000 | MH-DC-002-CBL-0180 | Rose | ODF-2/P23 | ODF-3/P8
LNK-00392 | MH-DC-002-AGG-R04 | et-0/1/0 | MH-DC-002-PE-T4-04 | Te0/0/0/7 | Uplink | OSPF | 10000
LNK-00393 | MH-DC-002-AGG-R04 | et-0/1/0 | MH-DC-002-PE-T4-04 | Te0/0/0/7 | Uplink | ISIS | 10000
LNK-00394 | MH-DC-002-AGG-R04 | et-0/1/1 | MH-DC-002-PE-T4-01 | xe-0/0/7 | Uplink | LLDP | 10000 | MH-DC-002-CBL-0181 | Orange | ODF-3/P3 | ODF-3/P11
LNK-00395 | MH-DC-002-AGG-R04 | et-0/1/1 | MH-DC-002-PE-T4-01 | xe-0/0/7 | Uplink | OSPF | 10000
LNK-00396 | MH-DC-002-AGG-R04 | et-0/1/1 | MH-DC-002-PE-T4-01 | xe-0/0/7 | Uplink | ISIS | 10000
LNK-00397 | MH-DC-002-AGG-R05 | et-0/1/0 | MH-DC-002-PE-T4-01 | xe-0/0/8 | Uplink | LLDP | 10000 | MH-DC-002-CBL-0182 | Black | ODF-4/P2 | ODF-1/P9
LNK-00398 | MH-DC-002-AGG-R05 | et-0/1/0 | MH-DC-002-PE-T4-01 | xe-0/0/8 | Uplink | OSPF | 10000
LNK-00399 | MH-DC-002-AGG-R05 | et-0/1/0 | MH-DC-002-PE-T4-01 | xe-0/0/8 | Uplink | ISIS | 10000
LNK-00400 | MH-DC-002-AGG-R05 | et-0/1/1 | MH-DC-002-PE-T4-02 | xe-0/0/8 | Uplink | LLDP | 10000 | MH-DC-002-CBL-0183 | Brown | ODF-3/P7 | ODF-4/P2
LNK-00401 | MH-DC-002-AGG-R05 | et-0/1/1 | MH-DC-002-PE-T4-02 | xe-0/0/8 | Uplink | OSPF | 10000
LNK-00402 | MH-DC-002-AGG-R05 | et-0/1/1 | MH-DC-002-PE-T4-02 | xe-0/0/8 | Uplink | ISIS | 10000
LNK-00403 | MH-DC-002-AGG-R06 | et-0/1/0 | MH-DC-002-PE-T4-02 | xe-0/0/9 | Uplink | LLDP | 10000 | MH-DC-002-CBL-0184 | Blue | ODF-2/P9 | ODF-2/P3
LNK-00404 | MH-DC-002-AGG-R06 | et-0/1/0 | MH-DC-002-PE-T4-02 | xe-0/0/9 | Uplink | OSPF | 10000
LNK-00405 | MH-DC-002-AGG-R06 | et-0/1/0 | MH-DC-002-PE-T4-02 | xe-0/0/9 | Uplink | ISIS | 10000
LNK-00406 | MH-DC-002-AGG-R06 | et-0/1/1 | MH-DC-002-PE-T4-03 | Te0/0/0/8 | Uplink | LLDP | 10000 | MH-DC-002-CBL-0185 | Rose | ODF-1/P24 | ODF-2/P23
LNK-00407 | MH-DC-002-AGG-R06 | et-0/1/1 | MH-DC-002-PE-T4-03 | Te0/0/0/8 | Uplink | OSPF | 10000
LNK-00408 | MH-DC-002-AGG-R06 | et-0/1/1 | MH-DC-002-PE-T4-03 | Te0/0/0/8 | Uplink | ISIS | 10000
LNK-00409 | MH-DC-002-OLA-01 | 1-A-1 | MH-DC-002-AGG-R01 | et-0/1/2 | Uplink | LLDP | 100000 | MH-DC-002-CBL-0186 | Rose | ODF-3/P17 | ODF-1/P5
LNK-00410 | MH-DC-002-ACC-01 | Ethernet49/1 | MH-DC-002-AGG-R01 | xe-0/0/0 | Uplink | LLDP | 10000 | MH-DC-002-CBL-0187 | Orange | ODF-1/P18 | ODF-3/P1
LNK-00411 | MH-DC-002-ACC-01 | Ethernet49/2 | MH-DC-002-AGG-R04 | xe-0/0/0 | Uplink | LLDP | 10000 | MH-DC-002-CBL-0188 | Slate | ODF-1/P22 | ODF-2/P10
LNK-00412 | MH-DC-002-ACC-02 | Hu0/0/1/0 | MH-DC-002-AGG-R02 | xe-0/0/0 | Uplink | LLDP | 10000 | MH-DC-002-CBL-0189 | Aqua | ODF-2/P19 | ODF-4/P2
LNK-00413 | MH-DC-002-ACC-02 | Hu0/0/1/1 | MH-DC-002-AGG-R05 | xe-0/0/0 | Uplink | LLDP | 10000 | MH-DC-002-CBL-0190 | Yellow | ODF-4/P12 | ODF-2/P17
LNK-00414 | MH-DC-002-ACC-03 | Ethernet49/1 | MH-DC-002-AGG-R03 | xe-0/0/0 | Uplink | LLDP | 10000 | MH-DC-002-CBL-0191 | White | ODF-1/P22 | ODF-4/P17
LNK-00415 | MH-DC-002-ACC-03 | Ethernet49/2 | MH-DC-002-AGG-R06 | xe-0/0/0 | Uplink | LLDP | 10000 | MH-DC-002-CBL-0192 | Violet | ODF-2/P2 | ODF-2/P6
LNK-00416 | MH-DC-002-ACC-04 | et-0/1/0 | MH-DC-002-AGG-R04 | xe-0/0/1 | Uplink | LLDP | 10000 | MH-DC-002-CBL-0193 | White | ODF-4/P21 | ODF-2/P15
LNK-00417 | MH-DC-002-ACC-04 | et-0/1/1 | MH-DC-002-AGG-R01 | xe-0/0/1 | Uplink | LLDP | 10000 | MH-DC-002-CBL-0194 | Blue | ODF-4/P12 | ODF-1/P7
LNK-00418 | MH-DC-002-ACC-05 | Hu0/0/1/0 | MH-DC-002-AGG-R05 | xe-0/0/1 | Uplink | LLDP | 10000 | MH-DC-002-CBL-0195 | Yellow | ODF-1/P18 | ODF-1/P11
LNK-00419 | MH-DC-002-ACC-05 | Hu0/0/1/1 | MH-DC-002-AGG-R02 | xe-0/0/1 | Uplink | LLDP | 10000 | MH-DC-002-CBL-0196 | Orange | ODF-2/P24 | ODF-3/P10
LNK-00420 | MH-DC-002-ACC-06 | Hu0/0/1/0 | MH-DC-002-AGG-R06 | xe-0/0/1 | Uplink | LLDP | 10000 | MH-DC-002-CBL-0197 | Yellow | ODF-4/P23 | ODF-4/P8
LNK-00421 | MH-DC-002-ACC-06 | Hu0/0/1/1 | MH-DC-002-AGG-R03 | xe-0/0/1 | Uplink | LLDP | 10000 | MH-DC-002-CBL-0198 | Rose | ODF-1/P16 | ODF-1/P5
LNK-00422 | MH-DC-002-ACC-07 | Hu0/0/1/0 | MH-DC-002-AGG-R01 | xe-0/0/2 | Uplink | LLDP | 10000 | MH-DC-002-CBL-0199 | Slate | ODF-4/P22 | ODF-2/P8
LNK-00423 | MH-DC-002-ACC-07 | Hu0/0/1/1 | MH-DC-002-AGG-R04 | xe-0/0/2 | Uplink | LLDP | 10000 | MH-DC-002-CBL-0200 | Black | ODF-3/P19 | ODF-3/P20
LNK-00424 | MH-DC-002-CSR-001 | 1/1/c1 | MH-DC-002-AGG-R01 | xe-0/0/3 | Access | LLDP | 10000 | MH-DC-002-CBL-0201 | Black | ODF-3/P11 | ODF-3/P4
LNK-00425 | MH-DC-002-CSR-001 | 1/1/c1 | MH-DC-002-AGG-R01 | xe-0/0/3 | Access | OSPF | 10000
LNK-00426 | MH-DC-002-CSR-001 | 1/1/c2 | MH-DC-002-AGG-R06 | xe-0/0/2 | Access | LLDP | 10000 | MH-DC-002-CBL-0202 | Black | ODF-1/P8 | ODF-2/P7
LNK-00427 | MH-DC-002-CSR-001 | 1/1/c2 | MH-DC-002-AGG-R06 | xe-0/0/2 | Access | OSPF | 10000
LNK-00428 | MH-DC-002-CSR-002 | Te0/0/0/0 | MH-DC-002-AGG-R02 | xe-0/0/2 | Access | LLDP | 10000 | MH-DC-002-CBL-0203 | Red | ODF-3/P11 | ODF-3/P23
LNK-00429 | MH-DC-002-CSR-002 | Te0/0/0/0 | MH-DC-002-AGG-R02 | xe-0/0/2 | Access | OSPF | 10000
LNK-00430 | MH-DC-002-CSR-003 | xe-0/0/0 | MH-DC-002-AGG-R03 | xe-0/0/2 | Access | LLDP | 10000 | MH-DC-002-CBL-0204 | Aqua | ODF-1/P9 | ODF-1/P14
LNK-00431 | MH-DC-002-CSR-003 | xe-0/0/0 | MH-DC-002-AGG-R03 | xe-0/0/2 | Access | OSPF | 10000
LNK-00432 | MH-DC-002-CSR-003 | xe-0/0/1 | MH-DC-002-AGG-R02 | xe-0/0/3 | Access | LLDP | 10000 | MH-DC-002-CBL-0205 | Violet | ODF-1/P12 | ODF-2/P2
LNK-00433 | MH-DC-002-CSR-003 | xe-0/0/1 | MH-DC-002-AGG-R02 | xe-0/0/3 | Access | OSPF | 10000
LNK-00434 | MH-DC-002-CSR-004 | xe-0/0/0 | MH-DC-002-AGG-R04 | xe-0/0/3 | Access | LLDP | 10000 | MH-DC-002-CBL-0206 | White | ODF-2/P8 | ODF-2/P24
LNK-00435 | MH-DC-002-CSR-004 | xe-0/0/0 | MH-DC-002-AGG-R04 | xe-0/0/3 | Access | OSPF | 10000
LNK-00436 | MH-DC-002-CSR-005 | Te0/0/0/0 | MH-DC-002-AGG-R05 | xe-0/0/2 | Access | LLDP | 10000 | MH-DC-002-CBL-0207 | Rose | ODF-1/P9 | ODF-2/P14
LNK-00437 | MH-DC-002-CSR-005 | Te0/0/0/0 | MH-DC-002-AGG-R05 | xe-0/0/2 | Access | OSPF | 10000
LNK-00438 | MH-DC-002-CSR-005 | Te0/0/0/1 | MH-DC-002-AGG-R04 | xe-0/0/4 | Access | LLDP | 10000 | MH-DC-002-CBL-0208 | Rose | ODF-2/P12 | ODF-1/P7
LNK-00439 | MH-DC-002-CSR-005 | Te0/0/0/1 | MH-DC-002-AGG-R04 | xe-0/0/4 | Access | OSPF | 10000
LNK-00440 | MH-DC-002-CSR-006 | xe-0/0/0 | MH-DC-002-AGG-R06 | xe-0/0/3 | Access | LLDP | 10000 | MH-DC-002-CBL-0209 | Green | ODF-4/P14 | ODF-3/P5
LNK-00441 | MH-DC-002-CSR-006 | xe-0/0/0 | MH-DC-002-AGG-R06 | xe-0/0/3 | Access | OSPF | 10000
LNK-00442 | MH-DC-002-CSR-007 | Te0/0/0/0 | MH-DC-002-AGG-R01 | xe-0/0/4 | Access | LLDP | 10000 | MH-DC-002-CBL-0210 | Aqua | ODF-2/P19 | ODF-2/P1
LNK-00443 | MH-DC-002-CSR-007 | Te0/0/0/0 | MH-DC-002-AGG-R01 | xe-0/0/4 | Access | OSPF | 10000
LNK-00444 | MH-DC-002-CSR-007 | Te0/0/0/1 | MH-DC-002-AGG-R06 | xe-0/0/4 | Access | LLDP | 10000 | MH-DC-002-CBL-0211 | Black | ODF-4/P21 | ODF-1/P11
LNK-00445 | MH-DC-002-CSR-007 | Te0/0/0/1 | MH-DC-002-AGG-R06 | xe-0/0/4 | Access | OSPF | 10000
LNK-00446 | MH-DC-002-CSR-008 | xe-0/0/0 | MH-DC-002-AGG-R02 | xe-0/0/4 | Access | LLDP | 10000 | MH-DC-002-CBL-0212 | Slate | ODF-3/P5 | ODF-4/P14
LNK-00447 | MH-DC-002-CSR-008 | xe-0/0/0 | MH-DC-002-AGG-R02 | xe-0/0/4 | Access | OSPF | 10000
LNK-00448 | MH-DC-002-CSR-009 | Te0/0/0/0 | MH-DC-002-AGG-R03 | xe-0/0/3 | Access | LLDP | 10000 | MH-DC-002-CBL-0213 | Rose | ODF-1/P10 | ODF-4/P14
LNK-00449 | MH-DC-002-CSR-009 | Te0/0/0/0 | MH-DC-002-AGG-R03 | xe-0/0/3 | Access | OSPF | 10000
LNK-00450 | MH-DC-002-CSR-009 | Te0/0/0/1 | MH-DC-002-AGG-R02 | xe-0/0/5 | Access | LLDP | 10000 | MH-DC-002-CBL-0214 | White | ODF-1/P18 | ODF-1/P18
LNK-00451 | MH-DC-002-CSR-009 | Te0/0/0/1 | MH-DC-002-AGG-R02 | xe-0/0/5 | Access | OSPF | 10000
LNK-00452 | MH-DC-002-CSR-010 | xe-0/0/0 | MH-DC-002-AGG-R04 | xe-0/0/5 | Access | LLDP | 10000 | MH-DC-002-CBL-0215 | Violet | ODF-3/P6 | ODF-1/P17
LNK-00453 | MH-DC-002-CSR-010 | xe-0/0/0 | MH-DC-002-AGG-R04 | xe-0/0/5 | Access | OSPF | 10000
LNK-00454 | MH-DC-002-CSR-011 | xe-0/0/0 | MH-DC-002-AGG-R05 | xe-0/0/3 | Access | LLDP | 10000 | MH-DC-002-CBL-0216 | Rose | ODF-2/P5 | ODF-4/P18
LNK-00455 | MH-DC-002-CSR-011 | xe-0/0/0 | MH-DC-002-AGG-R05 | xe-0/0/3 | Access | OSPF | 10000
LNK-00456 | MH-DC-002-CSR-011 | xe-0/0/1 | MH-DC-002-AGG-R04 | xe-0/0/6 | Access | LLDP | 10000 | MH-DC-002-CBL-0217 | Red | ODF-3/P3 | ODF-2/P17
LNK-00457 | MH-DC-002-CSR-011 | xe-0/0/1 | MH-DC-002-AGG-R04 | xe-0/0/6 | Access | OSPF | 10000
LNK-00458 | MH-DC-002-CSR-012 | Te0/0/0/0 | MH-DC-002-AGG-R06 | xe-0/0/5 | Access | LLDP | 10000 | MH-DC-002-CBL-0218 | Black | ODF-4/P1 | ODF-4/P12
LNK-00459 | MH-DC-002-CSR-012 | Te0/0/0/0 | MH-DC-002-AGG-R06 | xe-0/0/5 | Access | OSPF | 10000
LNK-00460 | MH-DC-002-CSR-013 | xe-0/0/0 | MH-DC-002-AGG-R01 | xe-0/0/5 | Access | LLDP | 10000 | MH-DC-002-CBL-0219 | Violet | ODF-2/P20 | ODF-4/P17
LNK-00461 | MH-DC-002-CSR-013 | xe-0/0/0 | MH-DC-002-AGG-R01 | xe-0/0/5 | Access | OSPF | 10000
LNK-00462 | MH-DC-002-CSR-013 | xe-0/0/1 | MH-DC-002-AGG-R06 | xe-0/0/6 | Access | LLDP | 10000 | MH-DC-002-CBL-0220 | Aqua | ODF-3/P24 | ODF-3/P21
LNK-00463 | MH-DC-002-CSR-013 | xe-0/0/1 | MH-DC-002-AGG-R06 | xe-0/0/6 | Access | OSPF | 10000
LNK-00464 | MH-DC-002-CSR-014 | 1/1/c1 | MH-DC-002-AGG-R02 | xe-0/0/6 | Access | LLDP | 10000 | MH-DC-002-CBL-0221 | Orange | ODF-4/P14 | ODF-2/P13
LNK-00465 | MH-DC-002-CSR-014 | 1/1/c1 | MH-DC-002-AGG-R02 | xe-0/0/6 | Access | OSPF | 10000
LNK-00466 | MH-DC-002-CSR-015 | Te0/0/0/0 | MH-DC-002-AGG-R03 | xe-0/0/4 | Access | LLDP | 10000 | MH-DC-002-CBL-0222 | Orange | ODF-4/P15 | ODF-3/P12
LNK-00467 | MH-DC-002-CSR-015 | Te0/0/0/0 | MH-DC-002-AGG-R03 | xe-0/0/4 | Access | OSPF | 10000
LNK-00468 | MH-DC-002-CSR-015 | Te0/0/0/1 | MH-DC-002-AGG-R02 | xe-0/0/7 | Access | LLDP | 10000 | MH-DC-002-CBL-0223 | Red | ODF-3/P7 | ODF-4/P10
LNK-00469 | MH-DC-002-CSR-015 | Te0/0/0/1 | MH-DC-002-AGG-R02 | xe-0/0/7 | Access | OSPF | 10000
LNK-00470 | MH-DC-002-CSR-016 | xe-0/0/0 | MH-DC-002-AGG-R04 | xe-0/0/7 | Access | LLDP | 10000 | MH-DC-002-CBL-0224 | Brown | ODF-4/P2 | ODF-4/P19
LNK-00471 | MH-DC-002-CSR-016 | xe-0/0/0 | MH-DC-002-AGG-R04 | xe-0/0/7 | Access | OSPF | 10000
LNK-00472 | MH-DC-002-CSR-017 | 1/1/c1 | MH-DC-002-AGG-R05 | xe-0/0/4 | Access | LLDP | 10000 | MH-DC-002-CBL-0225 | Rose | ODF-4/P12 | ODF-4/P7
LNK-00473 | MH-DC-002-CSR-017 | 1/1/c1 | MH-DC-002-AGG-R05 | xe-0/0/4 | Access | OSPF | 10000
LNK-00474 | MH-DC-002-CSR-017 | 1/1/c2 | MH-DC-002-AGG-R04 | xe-0/0/8 | Access | LLDP | 10000 | MH-DC-002-CBL-0226 | Aqua | ODF-4/P11 | ODF-2/P24
LNK-00475 | MH-DC-002-CSR-017 | 1/1/c2 | MH-DC-002-AGG-R04 | xe-0/0/8 | Access | OSPF | 10000
LNK-00476 | MH-DC-002-CSR-018 | 1/1/c1 | MH-DC-002-AGG-R06 | xe-0/0/7 | Access | LLDP | 10000 | MH-DC-002-CBL-0227 | Red | ODF-3/P7 | ODF-4/P10
LNK-00477 | MH-DC-002-CSR-018 | 1/1/c1 | MH-DC-002-AGG-R06 | xe-0/0/7 | Access | OSPF | 10000
LNK-00478 | MH-DC-002-CSR-019 | Te0/0/0/0 | MH-DC-002-AGG-R01 | xe-0/0/6 | Access | LLDP | 10000 | MH-DC-002-CBL-0228 | Aqua | ODF-2/P24 | ODF-4/P1
LNK-00479 | MH-DC-002-CSR-019 | Te0/0/0/0 | MH-DC-002-AGG-R01 | xe-0/0/6 | Access | OSPF | 10000
LNK-00480 | MH-DC-002-CSR-019 | Te0/0/0/1 | MH-DC-002-AGG-R06 | xe-0/0/8 | Access | LLDP | 10000 | MH-DC-002-CBL-0229 | Yellow | ODF-1/P6 | ODF-1/P23
LNK-00481 | MH-DC-002-CSR-019 | Te0/0/0/1 | MH-DC-002-AGG-R06 | xe-0/0/8 | Access | OSPF | 10000
LNK-00482 | MH-DC-002-CSR-020 | xe-0/0/0 | MH-DC-002-AGG-R02 | xe-0/0/8 | Access | LLDP | 10000 | MH-DC-002-CBL-0230 | Brown | ODF-3/P17 | ODF-2/P16
LNK-00483 | MH-DC-002-CSR-020 | xe-0/0/0 | MH-DC-002-AGG-R02 | xe-0/0/8 | Access | OSPF | 10000
LNK-00484 | MH-DC-002-CSR-021 | Te0/0/0/0 | MH-DC-002-AGG-R03 | xe-0/0/5 | Access | LLDP | 10000 | MH-DC-002-CBL-0231 | Brown | ODF-2/P1 | ODF-4/P20
LNK-00485 | MH-DC-002-CSR-021 | Te0/0/0/0 | MH-DC-002-AGG-R03 | xe-0/0/5 | Access | OSPF | 10000
LNK-00486 | MH-DC-002-CSR-021 | Te0/0/0/1 | MH-DC-002-AGG-R02 | xe-0/0/9 | Access | LLDP | 10000 | MH-DC-002-CBL-0232 | Green | ODF-4/P20 | ODF-2/P10
LNK-00487 | MH-DC-002-CSR-021 | Te0/0/0/1 | MH-DC-002-AGG-R02 | xe-0/0/9 | Access | OSPF | 10000
LNK-00488 | MH-DC-002-CSR-022 | 1/1/c1 | MH-DC-002-AGG-R04 | xe-0/0/9 | Access | LLDP | 10000 | MH-DC-002-CBL-0233 | Slate | ODF-1/P16 | ODF-3/P17
LNK-00489 | MH-DC-002-CSR-022 | 1/1/c1 | MH-DC-002-AGG-R04 | xe-0/0/9 | Access | OSPF | 10000
LNK-00490 | MH-DC-002-CSR-023 | xe-0/0/0 | MH-DC-002-AGG-R05 | xe-0/0/5 | Access | LLDP | 10000 | MH-DC-002-CBL-0234 | Blue | ODF-4/P23 | ODF-4/P4
LNK-00491 | MH-DC-002-CSR-023 | xe-0/0/0 | MH-DC-002-AGG-R05 | xe-0/0/5 | Access | OSPF | 10000
LNK-00492 | MH-DC-002-CSR-023 | xe-0/0/1 | MH-DC-002-AGG-R04 | xe-0/0/10 | Access | LLDP | 10000 | MH-DC-002-CBL-0235 | Yellow | ODF-3/P9 | ODF-3/P24
LNK-00493 | MH-DC-002-CSR-023 | xe-0/0/1 | MH-DC-002-AGG-R04 | xe-0/0/10 | Access | OSPF | 10000
LNK-00494 | MH-DC-002-CSR-024 | Te0/0/0/0 | MH-DC-002-AGG-R06 | xe-0/0/9 | Access | LLDP | 10000 | MH-DC-002-CBL-0236 | Violet | ODF-3/P13 | ODF-4/P9
LNK-00495 | MH-DC-002-CSR-024 | Te0/0/0/0 | MH-DC-002-AGG-R06 | xe-0/0/9 | Access | OSPF | 10000
LNK-00496 | MH-DC-002-CSR-025 | 1/1/c1 | MH-DC-002-AGG-R01 | xe-0/0/7 | Access | LLDP | 10000 | MH-DC-002-CBL-0237 | Violet | ODF-1/P23 | ODF-4/P21
LNK-00497 | MH-DC-002-CSR-025 | 1/1/c1 | MH-DC-002-AGG-R01 | xe-0/0/7 | Access | OSPF | 10000
LNK-00498 | MH-DC-002-CSR-025 | 1/1/c2 | MH-DC-002-AGG-R06 | xe-0/0/10 | Access | LLDP | 10000 | MH-DC-002-CBL-0238 | Rose | ODF-3/P21 | ODF-3/P12
LNK-00499 | MH-DC-002-CSR-025 | 1/1/c2 | MH-DC-002-AGG-R06 | xe-0/0/10 | Access | OSPF | 10000
LNK-00500 | MH-DC-002-CSR-026 | xe-0/0/0 | MH-DC-002-AGG-R02 | xe-0/0/10 | Access | LLDP | 10000 | MH-DC-002-CBL-0239 | Orange | ODF-4/P19 | ODF-4/P15
LNK-00501 | MH-DC-002-CSR-026 | xe-0/0/0 | MH-DC-002-AGG-R02 | xe-0/0/10 | Access | OSPF | 10000
LNK-00502 | MH-DC-002-CSR-027 | 1/1/c1 | MH-DC-002-AGG-R03 | xe-0/0/6 | Access | LLDP | 10000 | MH-DC-002-CBL-0240 | Green | ODF-1/P15 | ODF-2/P21
LNK-00503 | MH-DC-002-CSR-027 | 1/1/c1 | MH-DC-002-AGG-R03 | xe-0/0/6 | Access | OSPF | 10000
LNK-00504 | MH-DC-002-CSR-027 | 1/1/c2 | MH-DC-002-AGG-R02 | xe-0/0/11 | Access | LLDP | 10000 | MH-DC-002-CBL-0241 | Orange | ODF-1/P16 | ODF-1/P21
LNK-00505 | MH-DC-002-CSR-027 | 1/1/c2 | MH-DC-002-AGG-R02 | xe-0/0/11 | Access | OSPF | 10000
LNK-00506 | MH-DC-002-CSR-028 | xe-0/0/0 | MH-DC-002-AGG-R04 | xe-0/0/11 | Access | LLDP | 10000 | MH-DC-002-CBL-0242 | Brown | ODF-3/P19 | ODF-3/P14
LNK-00507 | MH-DC-002-CSR-028 | xe-0/0/0 | MH-DC-002-AGG-R04 | xe-0/0/11 | Access | OSPF | 10000
LNK-00508 | MH-DC-002-CSR-029 | xe-0/0/0 | MH-DC-002-AGG-R05 | xe-0/0/6 | Access | LLDP | 10000 | MH-DC-002-CBL-0243 | Orange | ODF-4/P1 | ODF-1/P4
LNK-00509 | MH-DC-002-CSR-029 | xe-0/0/0 | MH-DC-002-AGG-R05 | xe-0/0/6 | Access | OSPF | 10000
LNK-00510 | MH-DC-002-CSR-029 | xe-0/0/1 | MH-DC-002-AGG-R04 | xe-0/0/12 | Access | LLDP | 10000 | MH-DC-002-CBL-0244 | Green | ODF-3/P3 | ODF-4/P12
LNK-00511 | MH-DC-002-CSR-029 | xe-0/0/1 | MH-DC-002-AGG-R04 | xe-0/0/12 | Access | OSPF | 10000
LNK-00512 | MH-DC-002-CSR-030 | xe-0/0/0 | MH-DC-002-AGG-R06 | xe-0/0/11 | Access | LLDP | 10000 | MH-DC-002-CBL-0245 | Red | ODF-1/P3 | ODF-2/P18
LNK-00513 | MH-DC-002-CSR-030 | xe-0/0/0 | MH-DC-002-AGG-R06 | xe-0/0/11 | Access | OSPF | 10000
LNK-00514 | MH-DC-002-CSR-031 | 1/1/c1 | MH-DC-002-AGG-R01 | xe-0/0/8 | Access | LLDP | 10000 | MH-DC-002-CBL-0246 | Black | ODF-1/P16 | ODF-4/P22
LNK-00515 | MH-DC-002-CSR-031 | 1/1/c1 | MH-DC-002-AGG-R01 | xe-0/0/8 | Access | OSPF | 10000
LNK-00516 | MH-DC-002-CSR-031 | 1/1/c2 | MH-DC-002-AGG-R06 | xe-0/0/12 | Access | LLDP | 10000 | MH-DC-002-CBL-0247 | Slate | ODF-4/P19 | ODF-4/P16
LNK-00517 | MH-DC-002-CSR-031 | 1/1/c2 | MH-DC-002-AGG-R06 | xe-0/0/12 | Access | OSPF | 10000
LNK-00518 | MH-DC-002-CSR-032 | Te0/0/0/0 | MH-DC-002-AGG-R02 | xe-0/0/12 | Access | LLDP | 10000 | MH-DC-002-CBL-0248 | Violet | ODF-2/P14 | ODF-2/P6
LNK-00519 | MH-DC-002-CSR-032 | Te0/0/0/0 | MH-DC-002-AGG-R02 | xe-0/0/12 | Access | OSPF | 10000
LNK-00520 | MH-DC-002-CSR-033 | 1/1/c1 | MH-DC-002-AGG-R03 | xe-0/0/7 | Access | LLDP | 10000 | MH-DC-002-CBL-0249 | Red | ODF-4/P6 | ODF-4/P1
LNK-00521 | MH-DC-002-CSR-033 | 1/1/c1 | MH-DC-002-AGG-R03 | xe-0/0/7 | Access | OSPF | 10000
LNK-00522 | MH-DC-002-CSR-033 | 1/1/c2 | MH-DC-002-AGG-R02 | xe-0/0/13 | Access | LLDP | 10000 | MH-DC-002-CBL-0250 | Red | ODF-1/P17 | ODF-3/P21
LNK-00523 | MH-DC-002-CSR-033 | 1/1/c2 | MH-DC-002-AGG-R02 | xe-0/0/13 | Access | OSPF | 10000
LNK-00524 | MH-DC-002-CSR-034 | xe-0/0/0 | MH-DC-002-AGG-R04 | xe-0/0/13 | Access | LLDP | 10000 | MH-DC-002-CBL-0251 | Blue | ODF-3/P23 | ODF-1/P2
LNK-00525 | MH-DC-002-CSR-034 | xe-0/0/0 | MH-DC-002-AGG-R04 | xe-0/0/13 | Access | OSPF | 10000
LNK-00526 | MH-DC-002-CSR-035 | Te0/0/0/0 | MH-DC-002-AGG-R05 | xe-0/0/7 | Access | LLDP | 10000 | MH-DC-002-CBL-0252 | White | ODF-4/P6 | ODF-1/P2
LNK-00527 | MH-DC-002-CSR-035 | Te0/0/0/0 | MH-DC-002-AGG-R05 | xe-0/0/7 | Access | OSPF | 10000
LNK-00528 | MH-DC-002-CSR-035 | Te0/0/0/1 | MH-DC-002-AGG-R04 | xe-0/0/14 | Access | LLDP | 10000 | MH-DC-002-CBL-0253 | Violet | ODF-2/P3 | ODF-2/P11
LNK-00529 | MH-DC-002-CSR-035 | Te0/0/0/1 | MH-DC-002-AGG-R04 | xe-0/0/14 | Access | OSPF | 10000
LNK-00530 | MH-DC-002-CSR-036 | xe-0/0/0 | MH-DC-002-AGG-R06 | xe-0/0/13 | Access | LLDP | 10000 | MH-DC-002-CBL-0254 | Slate | ODF-1/P8 | ODF-2/P7
LNK-00531 | MH-DC-002-CSR-036 | xe-0/0/0 | MH-DC-002-AGG-R06 | xe-0/0/13 | Access | OSPF | 10000
LNK-00532 | MH-DC-002-CSR-037 | Te0/0/0/0 | MH-DC-002-AGG-R01 | xe-0/0/9 | Access | LLDP | 10000 | MH-DC-002-CBL-0255 | Rose | ODF-3/P9 | ODF-4/P6
LNK-00533 | MH-DC-002-CSR-037 | Te0/0/0/0 | MH-DC-002-AGG-R01 | xe-0/0/9 | Access | OSPF | 10000
LNK-00534 | MH-DC-002-CSR-037 | Te0/0/0/1 | MH-DC-002-AGG-R06 | xe-0/0/14 | Access | LLDP | 10000 | MH-DC-002-CBL-0256 | Slate | ODF-4/P10 | ODF-1/P18
LNK-00535 | MH-DC-002-CSR-037 | Te0/0/0/1 | MH-DC-002-AGG-R06 | xe-0/0/14 | Access | OSPF | 10000
LNK-00536 | MH-DC-002-CSR-038 | 1/1/c1 | MH-DC-002-AGG-R02 | xe-0/0/14 | Access | LLDP | 10000 | MH-DC-002-CBL-0257 | Violet | ODF-2/P14 | ODF-2/P14
LNK-00537 | MH-DC-002-CSR-038 | 1/1/c1 | MH-DC-002-AGG-R02 | xe-0/0/14 | Access | OSPF | 10000
LNK-00538 | MH-DC-002-CSR-039 | xe-0/0/0 | MH-DC-002-AGG-R03 | xe-0/0/8 | Access | LLDP | 10000 | MH-DC-002-CBL-0258 | Violet | ODF-2/P5 | ODF-1/P24
LNK-00539 | MH-DC-002-CSR-039 | xe-0/0/0 | MH-DC-002-AGG-R03 | xe-0/0/8 | Access | OSPF | 10000
LNK-00540 | MH-DC-002-CSR-039 | xe-0/0/1 | MH-DC-002-AGG-R02 | xe-0/0/15 | Access | LLDP | 10000 | MH-DC-002-CBL-0259 | White | ODF-3/P5 | ODF-1/P5
LNK-00541 | MH-DC-002-CSR-039 | xe-0/0/1 | MH-DC-002-AGG-R02 | xe-0/0/15 | Access | OSPF | 10000
LNK-00542 | MH-DC-002-CSR-040 | Te0/0/0/0 | MH-DC-002-AGG-R04 | xe-0/0/15 | Access | LLDP | 10000 | MH-DC-002-CBL-0260 | Yellow | ODF-2/P13 | ODF-3/P22
LNK-00543 | MH-DC-002-CSR-040 | Te0/0/0/0 | MH-DC-002-AGG-R04 | xe-0/0/15 | Access | OSPF | 10000
LNK-00544 | MH-DC-002-CSR-041 | 1/1/c1 | MH-DC-002-AGG-R05 | xe-0/0/8 | Access | LLDP | 10000 | MH-DC-002-CBL-0261 | Orange | ODF-4/P7 | ODF-1/P8
LNK-00545 | MH-DC-002-CSR-041 | 1/1/c1 | MH-DC-002-AGG-R05 | xe-0/0/8 | Access | OSPF | 10000
LNK-00546 | MH-DC-002-CSR-042 | xe-0/0/0 | MH-DC-002-AGG-R06 | xe-0/0/15 | Access | LLDP | 10000 | MH-DC-002-CBL-0262 | Blue | ODF-4/P19 | ODF-1/P15
LNK-00547 | MH-DC-002-CSR-042 | xe-0/0/0 | MH-DC-002-AGG-R06 | xe-0/0/15 | Access | OSPF | 10000
LNK-00548 | MH-DC-002-CSR-043 | xe-0/0/0 | MH-DC-002-AGG-R01 | xe-0/0/10 | Access | LLDP | 10000 | MH-DC-002-CBL-0263 | Green | ODF-4/P12 | ODF-3/P11
LNK-00549 | MH-DC-002-CSR-043 | xe-0/0/0 | MH-DC-002-AGG-R01 | xe-0/0/10 | Access | OSPF | 10000
LNK-00550 | MH-DC-002-TOR-001 | Te0/0/0/0 | MH-DC-002-ACC-01 | Ethernet1 | Access | LLDP | 10000 | MH-DC-002-CBL-0264 | Orange | ODF-2/P20 | ODF-2/P4
LNK-00551 | MH-DC-002-TOR-001 | Te0/0/0/1 | MH-DC-002-ACC-02 | Te0/0/0/0 | Access | LLDP | 10000 | MH-DC-002-CBL-0265 | Rose | ODF-1/P8 | ODF-3/P18
LNK-00552 | MH-DC-002-TOR-002 | Te0/0/0/0 | MH-DC-002-ACC-02 | Te0/0/0/1 | Access | LLDP | 10000 | MH-DC-002-CBL-0266 | Brown | ODF-3/P15 | ODF-2/P16
LNK-00553 | MH-DC-002-TOR-002 | Te0/0/0/1 | MH-DC-002-ACC-03 | Ethernet1 | Access | LLDP | 10000 | MH-DC-002-CBL-0267 | Orange | ODF-3/P5 | ODF-1/P4
LNK-00554 | MH-DC-002-TOR-003 | xe-0/0/0 | MH-DC-002-ACC-03 | Ethernet2 | Access | LLDP | 10000 | MH-DC-002-CBL-0268 | Red | ODF-2/P15 | ODF-4/P17
LNK-00555 | MH-DC-002-TOR-003 | xe-0/0/1 | MH-DC-002-ACC-04 | xe-0/0/0 | Access | LLDP | 10000 | MH-DC-002-CBL-0269 | Rose | ODF-4/P11 | ODF-1/P7
LNK-00556 | MH-DC-002-TOR-004 | Ethernet1 | MH-DC-002-ACC-04 | xe-0/0/1 | Access | LLDP | 10000 | MH-DC-002-CBL-0270 | Green | ODF-4/P12 | ODF-3/P21
LNK-00557 | MH-DC-002-TOR-004 | Ethernet2 | MH-DC-002-ACC-05 | Te0/0/0/0 | Access | LLDP | 10000 | MH-DC-002-CBL-0271 | Blue | ODF-2/P9 | ODF-3/P22
LNK-00558 | MH-DC-002-TOR-005 | Te0/0/0/0 | MH-DC-002-ACC-05 | Te0/0/0/1 | Access | LLDP | 10000 | MH-DC-002-CBL-0272 | Green | ODF-2/P22 | ODF-1/P23
LNK-00559 | MH-DC-002-TOR-005 | Te0/0/0/1 | MH-DC-002-ACC-06 | Te0/0/0/0 | Access | LLDP | 10000 | MH-DC-002-CBL-0273 | Black | ODF-2/P24 | ODF-3/P23
LNK-00560 | MH-DC-002-TOR-006 | xe-0/0/0 | MH-DC-002-ACC-06 | Te0/0/0/1 | Access | LLDP | 10000 | MH-DC-002-CBL-0274 | Rose | ODF-2/P23 | ODF-4/P7
LNK-00561 | MH-DC-002-TOR-006 | xe-0/0/1 | MH-DC-002-ACC-07 | Te0/0/0/0 | Access | LLDP | 10000 | MH-DC-002-CBL-0275 | White | ODF-4/P19 | ODF-2/P23
LNK-00562 | MH-DC-002-TOR-007 | Te0/0/0/0 | MH-DC-002-ACC-07 | Te0/0/0/1 | Access | LLDP | 10000 | MH-DC-002-CBL-0276 | Green | ODF-1/P17 | ODF-1/P6
LNK-00563 | MH-DC-002-TOR-007 | Te0/0/0/1 | MH-DC-002-ACC-01 | Ethernet2 | Access | LLDP | 10000 | MH-DC-002-CBL-0277 | Black | ODF-4/P8 | ODF-3/P6
LNK-00564 | MH-DC-002-TOR-008 | Ethernet1 | MH-DC-002-ACC-01 | Ethernet3 | Access | LLDP | 10000 | MH-DC-002-CBL-0278 | Black | ODF-1/P12 | ODF-2/P10
LNK-00565 | MH-DC-002-TOR-008 | Ethernet2 | MH-DC-002-ACC-02 | Te0/0/0/2 | Access | LLDP | 10000 | MH-DC-002-CBL-0279 | Violet | ODF-4/P23 | ODF-3/P11
LNK-00566 | MH-DC-002-TOR-009 | Ethernet1 | MH-DC-002-ACC-02 | Te0/0/0/3 | Access | LLDP | 10000 | MH-DC-002-CBL-0280 | Black | ODF-1/P22 | ODF-1/P8
LNK-00567 | MH-DC-002-TOR-009 | Ethernet2 | MH-DC-002-ACC-03 | Ethernet3 | Access | LLDP | 10000 | MH-DC-002-CBL-0281 | Orange | ODF-1/P24 | ODF-3/P23
LNK-00568 | MH-DC-002-TOR-010 | Ethernet1 | MH-DC-002-ACC-03 | Ethernet4 | Access | LLDP | 10000 | MH-DC-002-CBL-0282 | Red | ODF-2/P6 | ODF-1/P18
LNK-00569 | MH-DC-002-TOR-010 | Ethernet2 | MH-DC-002-ACC-04 | xe-0/0/2 | Access | LLDP | 10000 | MH-DC-002-CBL-0283 | Brown | ODF-4/P2 | ODF-4/P24
LNK-00570 | MH-DC-002-TOR-011 | Ethernet1 | MH-DC-002-ACC-04 | xe-0/0/3 | Access | LLDP | 10000 | MH-DC-002-CBL-0284 | Blue | ODF-2/P9 | ODF-3/P8
LNK-00571 | MH-DC-002-TOR-011 | Ethernet2 | MH-DC-002-ACC-05 | Te0/0/0/2 | Access | LLDP | 10000 | MH-DC-002-CBL-0285 | Red | ODF-4/P23 | ODF-1/P22
LNK-00572 | MH-DC-002-TOR-012 | Ethernet1 | MH-DC-002-ACC-05 | Te0/0/0/3 | Access | LLDP | 10000 | MH-DC-002-CBL-0286 | Green | ODF-2/P6 | ODF-2/P15
LNK-00573 | MH-DC-002-TOR-012 | Ethernet2 | MH-DC-002-ACC-06 | Te0/0/0/2 | Access | LLDP | 10000 | MH-DC-002-CBL-0287 | White | ODF-2/P16 | ODF-1/P3
LNK-00574 | MH-DC-002-TOR-013 | Te0/0/0/0 | MH-DC-002-ACC-06 | Te0/0/0/3 | Access | LLDP | 10000 | MH-DC-002-CBL-0288 | Orange | ODF-2/P1 | ODF-3/P12
LNK-00575 | MH-DC-002-TOR-013 | Te0/0/0/1 | MH-DC-002-ACC-07 | Te0/0/0/2 | Access | LLDP | 10000 | MH-DC-002-CBL-0289 | Red | ODF-2/P2 | ODF-2/P21
LNK-00576 | MH-DC-002-TOR-014 | xe-0/0/0 | MH-DC-002-ACC-07 | Te0/0/0/3 | Access | LLDP | 10000 | MH-DC-002-CBL-0290 | Slate | ODF-2/P24 | ODF-1/P11
LNK-00577 | MH-DC-002-TOR-014 | xe-0/0/1 | MH-DC-002-ACC-01 | Ethernet4 | Access | LLDP | 10000 | MH-DC-002-CBL-0291 | Rose | ODF-1/P14 | ODF-2/P6
LNK-00578 | MH-DC-002-TOR-015 | xe-0/0/0 | MH-DC-002-ACC-01 | Ethernet5 | Access | LLDP | 10000 | MH-DC-002-CBL-0292 | Yellow | ODF-3/P8 | ODF-3/P1
LNK-00579 | MH-DC-002-TOR-015 | xe-0/0/1 | MH-DC-002-ACC-02 | Te0/0/0/4 | Access | LLDP | 10000 | MH-DC-002-CBL-0293 | Slate | ODF-4/P23 | ODF-2/P19
LNK-00580 | MH-DC-002-TOR-016 | xe-0/0/0 | MH-DC-002-ACC-02 | Te0/0/0/5 | Access | LLDP | 10000 | MH-DC-002-CBL-0294 | White | ODF-4/P7 | ODF-2/P15
LNK-00581 | MH-DC-002-TOR-016 | xe-0/0/1 | MH-DC-002-ACC-03 | Ethernet5 | Access | LLDP | 10000 | MH-DC-002-CBL-0295 | Blue | ODF-3/P17 | ODF-4/P14
LNK-00582 | MH-DC-002-TOR-017 | Ethernet1 | MH-DC-002-ACC-03 | Ethernet6 | Access | LLDP | 10000 | MH-DC-002-CBL-0296 | Green | ODF-2/P2 | ODF-1/P3
LNK-00583 | MH-DC-002-TOR-017 | Ethernet2 | MH-DC-002-ACC-04 | xe-0/0/4 | Access | LLDP | 10000 | MH-DC-002-CBL-0297 | Rose | ODF-2/P1 | ODF-2/P16
LNK-00584 | MH-DC-002-TOR-018 | Ethernet1 | MH-DC-002-ACC-04 | xe-0/0/5 | Access | LLDP | 10000 | MH-DC-002-CBL-0298 | Yellow | ODF-1/P4 | ODF-3/P5
LNK-00585 | MH-DC-002-TOR-018 | Ethernet2 | MH-DC-002-ACC-05 | Te0/0/0/4 | Access | LLDP | 10000 | MH-DC-002-CBL-0299 | Green | ODF-1/P4 | ODF-2/P10
LNK-00586 | MH-DC-002-TOR-019 | Ethernet1 | MH-DC-002-ACC-05 | Te0/0/0/5 | Access | LLDP | 10000 | MH-DC-002-CBL-0300 | Yellow | ODF-4/P10 | ODF-2/P2
LNK-00587 | MH-DC-002-TOR-019 | Ethernet2 | MH-DC-002-ACC-06 | Te0/0/0/4 | Access | LLDP | 10000 | MH-DC-002-CBL-0301 | White | ODF-1/P6 | ODF-1/P14
LNK-00588 | MH-DC-002-TOR-020 | Ethernet1 | MH-DC-002-ACC-06 | Te0/0/0/5 | Access | LLDP | 10000 | MH-DC-002-CBL-0302 | Yellow | ODF-1/P20 | ODF-4/P20
LNK-00589 | MH-DC-002-TOR-020 | Ethernet2 | MH-DC-002-ACC-07 | Te0/0/0/4 | Access | LLDP | 10000 | MH-DC-002-CBL-0303 | Green | ODF-3/P7 | ODF-4/P18
LNK-00590 | MH-DC-002-TOR-021 | xe-0/0/0 | MH-DC-002-ACC-07 | Te0/0/0/5 | Access | LLDP | 10000 | MH-DC-002-CBL-0304 | Green | ODF-3/P17 | ODF-2/P22
LNK-00591 | MH-DC-002-TOR-021 | xe-0/0/1 | MH-DC-002-ACC-01 | Ethernet6 | Access | LLDP | 10000 | MH-DC-002-CBL-0305 | Red | ODF-4/P20 | ODF-2/P8
LNK-00592 | MH-DC-002-TOR-022 | Ethernet1 | MH-DC-002-ACC-01 | Ethernet7 | Access | LLDP | 10000 | MH-DC-002-CBL-0306 | Orange | ODF-3/P9 | ODF-1/P10
LNK-00593 | MH-DC-002-TOR-022 | Ethernet2 | MH-DC-002-ACC-02 | Te0/0/0/6 | Access | LLDP | 10000 | MH-DC-002-CBL-0307 | Violet | ODF-4/P18 | ODF-3/P2
LNK-00594 | MH-DC-002-TOR-023 | Ethernet1 | MH-DC-002-ACC-02 | Te0/0/0/7 | Access | LLDP | 10000 | MH-DC-002-CBL-0308 | Red | ODF-2/P4 | ODF-4/P11
LNK-00595 | MH-DC-002-TOR-023 | Ethernet2 | MH-DC-002-ACC-03 | Ethernet7 | Access | LLDP | 10000 | MH-DC-002-CBL-0309 | Red | ODF-1/P13 | ODF-2/P18
LNK-00596 | MH-DC-002-TOR-024 | Ethernet1 | MH-DC-002-ACC-03 | Ethernet8 | Access | LLDP | 10000 | MH-DC-002-CBL-0310 | White | ODF-4/P21 | ODF-1/P17
LNK-00597 | MH-DC-002-TOR-024 | Ethernet2 | MH-DC-002-ACC-04 | xe-0/0/6 | Access | LLDP | 10000 | MH-DC-002-CBL-0311 | Violet | ODF-2/P22 | ODF-3/P5
LNK-00598 | MH-DC-002-TOR-025 | Te0/0/0/0 | MH-DC-002-ACC-04 | xe-0/0/7 | Access | LLDP | 10000 | MH-DC-002-CBL-0312 | Slate | ODF-3/P21 | ODF-4/P11
LNK-00599 | MH-DC-002-TOR-025 | Te0/0/0/1 | MH-DC-002-ACC-05 | Te0/0/0/6 | Access | LLDP | 10000 | MH-DC-002-CBL-0313 | Black | ODF-2/P19 | ODF-4/P5
LNK-00600 | MH-DC-002-TOR-026 | Ethernet1 | MH-DC-002-ACC-05 | Te0/0/0/7 | Access | LLDP | 10000 | MH-DC-002-CBL-0314 | White | ODF-1/P10 | ODF-3/P11
LNK-00601 | MH-DC-002-TOR-026 | Ethernet2 | MH-DC-002-ACC-06 | Te0/0/0/6 | Access | LLDP | 10000 | MH-DC-002-CBL-0315 | Green | ODF-2/P19 | ODF-1/P9
LNK-00602 | MH-DC-002-TOR-027 | Te0/0/0/0 | MH-DC-002-ACC-06 | Te0/0/0/7 | Access | LLDP | 10000 | MH-DC-002-CBL-0316 | Brown | ODF-1/P22 | ODF-2/P13
LNK-00603 | MH-DC-002-TOR-027 | Te0/0/0/1 | MH-DC-002-ACC-07 | Te0/0/0/6 | Access | LLDP | 10000 | MH-DC-002-CBL-0317 | Red | ODF-2/P7 | ODF-2/P5
LNK-00604 | MH-DC-002-TOR-028 | xe-0/0/0 | MH-DC-002-ACC-07 | Te0/0/0/7 | Access | LLDP | 10000 | MH-DC-002-CBL-0318 | Blue | ODF-1/P19 | ODF-1/P15
LNK-00605 | MH-DC-002-TOR-028 | xe-0/0/1 | MH-DC-002-ACC-01 | Ethernet8 | Access | LLDP | 10000 | MH-DC-002-CBL-0319 | Red | ODF-1/P2 | ODF-3/P10
LNK-00606 | MH-DC-002-TOR-029 | Te0/0/0/0 | MH-DC-002-ACC-01 | Ethernet9 | Access | LLDP | 10000 | MH-DC-002-CBL-0320 | Slate | ODF-3/P9 | ODF-1/P21
LNK-00607 | MH-DC-002-TOR-029 | Te0/0/0/1 | MH-DC-002-ACC-02 | Te0/0/0/8 | Access | LLDP | 10000 | MH-DC-002-CBL-0321 | Yellow | ODF-4/P16 | ODF-3/P6
LNK-07659 | MH-DC-001-NMS-01 | eth0 | MH-DC-001-ACC-01 | xe-0/0/0 | Access | LLDP | 10000 | MH-DC-001-CBL-4321 | Orange | ODF-2/P16 | ODF-2/P17
LNK-07660 | MH-DC-001-NMS-01 | eth1 | MH-DC-001-ACC-02 | xe-0/0/0 | Access | LLDP | 10000 | MH-DC-001-CBL-4322 | Orange | ODF-2/P17 | ODF-2/P20
LNK-07661 | MH-DC-001-NMS-02 | eth0 | MH-DC-001-ACC-01 | xe-0/0/3 | Access | LLDP | 10000 | MH-DC-001-CBL-4323 | Rose | ODF-4/P11 | ODF-3/P1
LNK-07662 | MH-DC-001-NMS-02 | eth1 | MH-DC-001-ACC-02 | xe-0/0/1 | Access | LLDP | 10000 | MH-DC-001-CBL-4324 | Blue | ODF-1/P17 | ODF-3/P11
LNK-07663 | MH-DC-001-AAA-01 | eth0 | MH-DC-001-ACC-01 | xe-0/0/7 | Access | LLDP | 10000 | MH-DC-001-CBL-4325 | Green | ODF-4/P6 | ODF-3/P23
LNK-07664 | MH-DC-001-AAA-01 | eth1 | MH-DC-001-ACC-02 | xe-0/0/3 | Access | LLDP | 10000 | MH-DC-001-CBL-4326 | Violet | ODF-1/P9 | ODF-3/P6
LNK-07665 | MH-DC-001-AAA-02 | eth0 | MH-DC-001-ACC-01 | xe-0/0/8 | Access | LLDP | 10000 | MH-DC-001-CBL-4327 | Aqua | ODF-3/P18 | ODF-2/P13
LNK-07666 | MH-DC-001-AAA-02 | eth1 | MH-DC-001-ACC-02 | xe-0/0/5 | Access | LLDP | 10000 | MH-DC-001-CBL-4328 | Brown | ODF-3/P11 | ODF-4/P15
LNK-07667 | MH-DC-001-DNS-01 | eth0 | MH-DC-001-ACC-01 | xe-0/0/10 | Access | LLDP | 10000 | MH-DC-001-CBL-4329 | Brown | ODF-2/P17 | ODF-3/P5
LNK-07668 | MH-DC-001-DNS-01 | eth1 | MH-DC-001-ACC-02 | xe-0/0/8 | Access | LLDP | 10000 | MH-DC-001-CBL-4330 | White | ODF-4/P12 | ODF-1/P3
LNK-07669 | MH-DC-001-DNS-02 | eth0 | MH-DC-001-ACC-01 | xe-0/0/11 | Access | LLDP | 10000 | MH-DC-001-CBL-4331 | Slate | ODF-1/P4 | ODF-3/P4
LNK-07670 | MH-DC-001-DNS-02 | eth1 | MH-DC-001-ACC-02 | xe-0/0/10 | Access | LLDP | 10000 | MH-DC-001-CBL-4332 | Aqua | ODF-2/P12 | ODF-4/P20
LNK-07671 | MH-DC-001-JMP-01 | eth0 | MH-DC-001-ACC-01 | xe-0/0/12 | Access | LLDP | 10000 | MH-DC-001-CBL-4333 | Black | ODF-3/P13 | ODF-1/P21
LNK-07672 | MH-DC-001-JMP-01 | eth1 | MH-DC-001-ACC-02 | xe-0/0/11 | Access | LLDP | 10000 | MH-DC-001-CBL-4334 | Green | ODF-2/P15 | ODF-3/P19
LNK-07673 | MH-DC-001-JMP-02 | eth0 | MH-DC-001-ACC-01 | xe-0/0/13 | Access | LLDP | 10000 | MH-DC-001-CBL-4335 | Violet | ODF-1/P19 | ODF-1/P7
LNK-07674 | MH-DC-001-JMP-02 | eth1 | MH-DC-001-ACC-02 | xe-0/0/12 | Access | LLDP | 10000 | MH-DC-001-CBL-4336 | Rose | ODF-2/P11 | ODF-4/P10
LNK-07675 | MH-DC-001-BKP-01 | eth0 | MH-DC-001-ACC-01 | xe-0/0/15 | Access | LLDP | 10000 | MH-DC-001-CBL-4337 | Red | ODF-4/P1 | ODF-4/P4
LNK-07676 | MH-DC-001-BKP-01 | eth1 | MH-DC-001-ACC-02 | xe-0/0/14 | Access | LLDP | 10000 | MH-DC-001-CBL-4338 | Violet | ODF-4/P24 | ODF-3/P24
LNK-07677 | MH-DC-001-BKP-02 | eth0 | MH-DC-001-ACC-01 | xe-0/0/16 | Access | LLDP | 10000 | MH-DC-001-CBL-4339 | Brown | ODF-1/P20 | ODF-4/P13
LNK-07678 | MH-DC-001-BKP-02 | eth1 | MH-DC-001-ACC-02 | xe-0/0/15 | Access | LLDP | 10000 | MH-DC-001-CBL-4340 | Red | ODF-1/P6 | ODF-3/P24
LNK-07679 | MH-DC-001-OSS-01 | eth0 | MH-DC-001-ACC-01 | xe-0/0/18 | Access | LLDP | 10000 | MH-DC-001-CBL-4341 | White | ODF-1/P2 | ODF-3/P24
LNK-07680 | MH-DC-001-OSS-01 | eth1 | MH-DC-001-ACC-02 | xe-0/0/17 | Access | LLDP | 10000 | MH-DC-001-CBL-4342 | Slate | ODF-1/P5 | ODF-1/P3
LNK-07681 | MH-DC-001-OSS-02 | eth0 | MH-DC-001-ACC-01 | xe-0/0/20 | Access | LLDP | 10000 | MH-DC-001-CBL-4343 | Red | ODF-2/P3 | ODF-2/P2
LNK-07682 | MH-DC-001-OSS-02 | eth1 | MH-DC-001-ACC-02 | xe-0/0/20 | Access | LLDP | 10000 | MH-DC-001-CBL-4344 | Slate | ODF-1/P17 | ODF-4/P7
LNK-07683 | MH-DC-001-OSS-03 | eth0 | MH-DC-001-ACC-01 | xe-0/0/23 | Access | LLDP | 10000 | MH-DC-001-CBL-4345 | Green | ODF-3/P24 | ODF-4/P24
LNK-07684 | MH-DC-001-OSS-03 | eth1 | MH-DC-001-ACC-02 | xe-0/0/22 | Access | LLDP | 10000 | MH-DC-001-CBL-4346 | White | ODF-3/P8 | ODF-3/P13
LNK-07685 | MH-DC-001-OSS-04 | eth0 | MH-DC-001-ACC-01 | xe-0/0/24 | Access | LLDP | 10000 | MH-DC-001-CBL-4347 | Orange | ODF-4/P6 | ODF-4/P14
LNK-07686 | MH-DC-001-OSS-04 | eth1 | MH-DC-001-ACC-02 | xe-0/0/25 | Access | LLDP | 10000 | MH-DC-001-CBL-4348 | Rose | ODF-1/P9 | ODF-4/P22
LNK-07687 | MH-DC-001-BSS-01 | eth0 | MH-DC-001-ACC-01 | xe-0/0/26 | Access | LLDP | 10000 | MH-DC-001-CBL-4349 | Red | ODF-1/P6 | ODF-4/P21
LNK-07688 | MH-DC-001-BSS-01 | eth1 | MH-DC-001-ACC-02 | xe-0/0/29 | Access | LLDP | 10000 | MH-DC-001-CBL-4350 | Yellow | ODF-1/P2 | ODF-4/P8
LNK-07689 | MH-DC-001-BSS-02 | eth0 | MH-DC-001-ACC-01 | xe-0/0/29 | Access | LLDP | 10000 | MH-DC-001-CBL-4351 | Red | ODF-2/P17 | ODF-2/P24
LNK-07690 | MH-DC-001-BSS-02 | eth1 | MH-DC-001-ACC-02 | xe-0/0/30 | Access | LLDP | 10000 | MH-DC-001-CBL-4352 | Slate | ODF-2/P6 | ODF-4/P13
LNK-07691 | MH-DC-001-BSS-03 | eth0 | MH-DC-001-ACC-03 | xe-0/0/2 | Access | LLDP | 10000 | MH-DC-001-CBL-4353 | Violet | ODF-1/P20 | ODF-2/P16
LNK-07692 | MH-DC-001-BSS-03 | eth1 | MH-DC-001-ACC-04 | Ethernet2 | Access | LLDP | 10000 | MH-DC-001-CBL-4354 | Green | ODF-1/P17 | ODF-1/P19
LNK-07693 | MH-DC-001-BSS-04 | eth0 | MH-DC-001-ACC-03 | xe-0/0/4 | Access | LLDP | 10000 | MH-DC-001-CBL-4355 | Brown | ODF-4/P21 | ODF-3/P24
LNK-07694 | MH-DC-001-BSS-04 | eth1 | MH-DC-001-ACC-04 | Ethernet3 | Access | LLDP | 10000 | MH-DC-001-CBL-4356 | Red | ODF-3/P20 | ODF-3/P4
LNK-07695 | MH-DC-001-IMS-01 | eth0 | MH-DC-001-ACC-03 | xe-0/0/5 | Access | LLDP | 10000 | MH-DC-001-CBL-4357 | White | ODF-1/P2 | ODF-4/P12
LNK-07696 | MH-DC-001-IMS-01 | eth1 | MH-DC-001-ACC-04 | Ethernet7 | Access | LLDP | 10000 | MH-DC-001-CBL-4358 | Aqua | ODF-3/P15 | ODF-4/P11
LNK-07697 | MH-DC-001-IMS-02 | eth0 | MH-DC-001-ACC-03 | xe-0/0/8 | Access | LLDP | 10000 | MH-DC-001-CBL-4359 | Violet | ODF-2/P23 | ODF-4/P20
LNK-07698 | MH-DC-001-IMS-02 | eth1 | MH-DC-001-ACC-04 | Ethernet9 | Access | LLDP | 10000 | MH-DC-001-CBL-4360 | Black | ODF-1/P14 | ODF-3/P10
LNK-07699 | MH-DC-001-IMS-03 | eth0 | MH-DC-001-ACC-03 | xe-0/0/12 | Access | LLDP | 10000 | MH-DC-001-CBL-4361 | Red | ODF-2/P7 | ODF-1/P19
LNK-07700 | MH-DC-001-IMS-03 | eth1 | MH-DC-001-ACC-04 | Ethernet11 | Access | LLDP | 10000 | MH-DC-001-CBL-4362 | Orange | ODF-4/P14 | ODF-2/P9
LNK-07701 | MH-DC-001-IMS-04 | eth0 | MH-DC-001-ACC-03 | xe-0/0/13 | Access | LLDP | 10000 | MH-DC-001-CBL-4363 | Yellow | ODF-1/P17 | ODF-4/P9
LNK-07702 | MH-DC-001-IMS-04 | eth1 | MH-DC-001-ACC-04 | Ethernet15 | Access | LLDP | 10000 | MH-DC-001-CBL-4364 | Brown | ODF-1/P23 | ODF-1/P16
LNK-07703 | MH-DC-001-NFVI-CP-01 | eth0 | MH-DC-001-ACC-03 | xe-0/0/16 | Access | LLDP | 10000 | MH-DC-001-CBL-4365 | Violet | ODF-2/P14 | ODF-4/P10
LNK-07704 | MH-DC-001-NFVI-CP-01 | eth1 | MH-DC-001-ACC-04 | Ethernet17 | Access | LLDP | 10000 | MH-DC-001-CBL-4366 | Aqua | ODF-4/P4 | ODF-4/P14
LNK-07705 | MH-DC-001-NFVI-CP-02 | eth0 | MH-DC-001-ACC-03 | xe-0/0/17 | Access | LLDP | 10000 | MH-DC-001-CBL-4367 | White | ODF-1/P22 | ODF-4/P11
LNK-07706 | MH-DC-001-NFVI-CP-02 | eth1 | MH-DC-001-ACC-04 | Ethernet19 | Access | LLDP | 10000 | MH-DC-001-CBL-4368 | Orange | ODF-4/P11 | ODF-4/P1
LNK-07707 | MH-DC-001-NFVI-CP-03 | eth0 | MH-DC-001-ACC-03 | xe-0/0/22 | Access | LLDP | 10000 | MH-DC-001-CBL-4369 | Blue | ODF-1/P19 | ODF-1/P13
LNK-07708 | MH-DC-001-NFVI-CP-03 | eth1 | MH-DC-001-ACC-04 | Ethernet28 | Access | LLDP | 10000 | MH-DC-001-CBL-4370 | Black | ODF-3/P17 | ODF-1/P23
LNK-07709 | MH-DC-001-NFVI-CP-04 | eth0 | MH-DC-001-ACC-03 | xe-0/0/23 | Access | LLDP | 10000 | MH-DC-001-CBL-4371 | Slate | ODF-2/P24 | ODF-3/P20
LNK-07710 | MH-DC-001-NFVI-CP-04 | eth1 | MH-DC-001-ACC-04 | Ethernet29 | Access | LLDP | 10000 | MH-DC-001-CBL-4372 | Violet | ODF-3/P19 | ODF-3/P8
LNK-07711 | MH-DC-001-NFVI-CP-05 | eth0 | MH-DC-001-ACC-03 | xe-0/0/31 | Access | LLDP | 10000 | MH-DC-001-CBL-4373 | Blue | ODF-2/P5 | ODF-3/P10
LNK-07712 | MH-DC-001-NFVI-CP-05 | eth1 | MH-DC-001-ACC-04 | Ethernet30 | Access | LLDP | 10000 | MH-DC-001-CBL-4374 | Red | ODF-4/P15 | ODF-2/P24
LNK-07713 | MH-DC-001-NFVI-CP-06 | eth0 | MH-DC-001-ACC-05 | Ethernet2 | Access | LLDP | 10000 | MH-DC-001-CBL-4375 | Violet | ODF-4/P9 | ODF-1/P23
LNK-07714 | MH-DC-001-NFVI-CP-06 | eth1 | MH-DC-001-ACC-06 | Ethernet2 | Access | LLDP | 10000 | MH-DC-001-CBL-4376 | Violet | ODF-1/P12 | ODF-1/P12
LNK-07715 | MH-DC-001-NFVI-CP-07 | eth0 | MH-DC-001-ACC-05 | Ethernet3 | Access | LLDP | 10000 | MH-DC-001-CBL-4377 | Aqua | ODF-4/P2 | ODF-1/P21
LNK-07716 | MH-DC-001-NFVI-CP-07 | eth1 | MH-DC-001-ACC-06 | Ethernet4 | Access | LLDP | 10000 | MH-DC-001-CBL-4378 | White | ODF-3/P17 | ODF-1/P6
LNK-07717 | MH-DC-001-NFVI-CP-08 | eth0 | MH-DC-001-ACC-05 | Ethernet4 | Access | LLDP | 10000 | MH-DC-001-CBL-4379 | Red | ODF-1/P1 | ODF-2/P23
LNK-07718 | MH-DC-001-NFVI-CP-08 | eth1 | MH-DC-001-ACC-06 | Ethernet7 | Access | LLDP | 10000 | MH-DC-001-CBL-4380 | Slate | ODF-2/P11 | ODF-2/P10
LNK-07719 | MH-DC-001-NFVI-UP-01 | eth0 | MH-DC-001-ACC-05 | Ethernet8 | Access | LLDP | 10000 | MH-DC-001-CBL-4381 | Blue | ODF-1/P18 | ODF-1/P12
LNK-07720 | MH-DC-001-NFVI-UP-01 | eth1 | MH-DC-001-ACC-06 | Ethernet10 | Access | LLDP | 10000 | MH-DC-001-CBL-4382 | Orange | ODF-1/P21 | ODF-2/P24
LNK-07721 | MH-DC-001-NFVI-UP-02 | eth0 | MH-DC-001-ACC-05 | Ethernet9 | Access | LLDP | 10000 | MH-DC-001-CBL-4383 | Red | ODF-2/P6 | ODF-3/P13
LNK-07722 | MH-DC-001-NFVI-UP-02 | eth1 | MH-DC-001-ACC-06 | Ethernet14 | Access | LLDP | 10000 | MH-DC-001-CBL-4384 | Blue | ODF-3/P10 | ODF-4/P6
LNK-07723 | MH-DC-001-NFVI-UP-03 | eth0 | MH-DC-001-ACC-05 | Ethernet11 | Access | LLDP | 10000 | MH-DC-001-CBL-4385 | Black | ODF-1/P15 | ODF-3/P24
LNK-07724 | MH-DC-001-NFVI-UP-03 | eth1 | MH-DC-001-ACC-06 | Ethernet18 | Access | LLDP | 10000 | MH-DC-001-CBL-4386 | Aqua | ODF-1/P6 | ODF-4/P14
LNK-07725 | MH-DC-001-NFVI-UP-04 | eth0 | MH-DC-001-ACC-05 | Ethernet12 | Access | LLDP | 10000 | MH-DC-001-CBL-4387 | White | ODF-4/P14 | ODF-1/P8
LNK-07726 | MH-DC-001-NFVI-UP-04 | eth1 | MH-DC-001-ACC-06 | Ethernet21 | Access | LLDP | 10000 | MH-DC-001-CBL-4388 | Orange | ODF-1/P11 | ODF-3/P23
LNK-07727 | MH-DC-001-NFVI-UP-05 | eth0 | MH-DC-001-ACC-05 | Ethernet13 | Access | LLDP | 10000 | MH-DC-001-CBL-4389 | Red | ODF-3/P15 | ODF-4/P24
LNK-07728 | MH-DC-001-NFVI-UP-05 | eth1 | MH-DC-001-ACC-06 | Ethernet24 | Access | LLDP | 10000 | MH-DC-001-CBL-4390 | Blue | ODF-4/P14 | ODF-2/P15
LNK-07729 | MH-DC-001-NFVI-UP-06 | eth0 | MH-DC-001-ACC-05 | Ethernet14 | Access | LLDP | 10000 | MH-DC-001-CBL-4391 | Black | ODF-2/P11 | ODF-3/P1
LNK-07730 | MH-DC-001-NFVI-UP-06 | eth1 | MH-DC-001-ACC-06 | Ethernet26 | Access | LLDP | 10000 | MH-DC-001-CBL-4392 | Blue | ODF-4/P13 | ODF-2/P21
LNK-07731 | MH-DC-001-NFVI-UP-07 | eth0 | MH-DC-001-ACC-05 | Ethernet16 | Access | LLDP | 10000 | MH-DC-001-CBL-4393 | Orange | ODF-2/P15 | ODF-3/P18
LNK-07732 | MH-DC-001-NFVI-UP-07 | eth1 | MH-DC-001-ACC-06 | Ethernet30 | Access | LLDP | 10000 | MH-DC-001-CBL-4394 | Aqua | ODF-4/P20 | ODF-2/P6
LNK-07733 | MH-DC-001-NFVI-UP-08 | eth0 | MH-DC-001-ACC-05 | Ethernet17 | Access | LLDP | 10000 | MH-DC-001-CBL-4395 | Slate | ODF-2/P18 | ODF-2/P20
LNK-07734 | MH-DC-001-NFVI-UP-08 | eth1 | MH-DC-001-ACC-06 | Ethernet32 | Access | LLDP | 10000 | MH-DC-001-CBL-4396 | Rose | ODF-3/P20 | ODF-3/P11
LNK-07735 | MH-DC-001-NFVI-UP-09 | eth0 | MH-DC-001-ACC-07 | Ethernet2 | Access | LLDP | 10000 | MH-DC-001-CBL-4397 | Orange | ODF-4/P24 | ODF-2/P12
LNK-07736 | MH-DC-001-NFVI-UP-09 | eth1 | MH-DC-001-ACC-08 | xe-0/0/2 | Access | LLDP | 10000 | MH-DC-001-CBL-4398 | Black | ODF-2/P19 | ODF-4/P14
LNK-07737 | MH-DC-001-NFVI-UP-10 | eth0 | MH-DC-001-ACC-07 | Ethernet3 | Access | LLDP | 10000 | MH-DC-001-CBL-4399 | Rose | ODF-2/P20 | ODF-2/P9
LNK-07738 | MH-DC-001-NFVI-UP-10 | eth1 | MH-DC-001-ACC-08 | xe-0/0/3 | Access | LLDP | 10000 | MH-DC-001-CBL-4400 | Orange | ODF-2/P19 | ODF-4/P12
LNK-07739 | MH-DC-001-NFVI-UP-11 | eth0 | MH-DC-001-ACC-07 | Ethernet9 | Access | LLDP | 10000 | MH-DC-001-CBL-4401 | Brown | ODF-4/P14 | ODF-2/P4
LNK-07740 | MH-DC-001-NFVI-UP-11 | eth1 | MH-DC-001-ACC-08 | xe-0/0/4 | Access | LLDP | 10000 | MH-DC-001-CBL-4402 | Black | ODF-1/P21 | ODF-2/P18
LNK-07741 | MH-DC-001-NFVI-UP-12 | eth0 | MH-DC-001-ACC-07 | Ethernet12 | Access | LLDP | 10000 | MH-DC-001-CBL-4403 | Blue | ODF-4/P10 | ODF-3/P9
LNK-07742 | MH-DC-001-NFVI-UP-12 | eth1 | MH-DC-001-ACC-08 | xe-0/0/12 | Access | LLDP | 10000 | MH-DC-001-CBL-4404 | Aqua | ODF-2/P3 | ODF-4/P6
LNK-07743 | MH-DC-001-NFVI-UP-13 | eth0 | MH-DC-001-ACC-07 | Ethernet16 | Access | LLDP | 10000 | MH-DC-001-CBL-4405 | Green | ODF-3/P4 | ODF-1/P24
LNK-07744 | MH-DC-001-NFVI-UP-13 | eth1 | MH-DC-001-ACC-08 | xe-0/0/13 | Access | LLDP | 10000 | MH-DC-001-CBL-4406 | Aqua | ODF-3/P8 | ODF-4/P22
LNK-07745 | MH-DC-001-NFVI-UP-14 | eth0 | MH-DC-001-ACC-07 | Ethernet17 | Access | LLDP | 10000 | MH-DC-001-CBL-4407 | Rose | ODF-1/P20 | ODF-3/P11
LNK-07746 | MH-DC-001-NFVI-UP-14 | eth1 | MH-DC-001-ACC-08 | xe-0/0/15 | Access | LLDP | 10000 | MH-DC-001-CBL-4408 | Black | ODF-3/P5 | ODF-4/P15
LNK-07747 | MH-DC-001-VRAN-CU-01 | eth0 | MH-DC-001-ACC-07 | Ethernet20 | Access | LLDP | 10000 | MH-DC-001-CBL-4409 | Aqua | ODF-1/P3 | ODF-3/P1
LNK-07748 | MH-DC-001-VRAN-CU-01 | eth1 | MH-DC-001-ACC-08 | xe-0/0/17 | Access | LLDP | 10000 | MH-DC-001-CBL-4410 | Slate | ODF-4/P1 | ODF-4/P21
LNK-07749 | MH-DC-001-VRAN-CU-02 | eth0 | MH-DC-001-ACC-07 | Ethernet21 | Access | LLDP | 10000 | MH-DC-001-CBL-4411 | Blue | ODF-1/P2 | ODF-4/P15
LNK-07750 | MH-DC-001-VRAN-CU-02 | eth1 | MH-DC-001-ACC-08 | xe-0/0/19 | Access | LLDP | 10000 | MH-DC-001-CBL-4412 | Orange | ODF-2/P10 | ODF-4/P21
LNK-07751 | MH-DC-001-VRAN-CU-03 | eth0 | MH-DC-001-ACC-07 | Ethernet22 | Access | LLDP | 10000 | MH-DC-001-CBL-4413 | Blue | ODF-2/P16 | ODF-3/P23
LNK-07752 | MH-DC-001-VRAN-CU-03 | eth1 | MH-DC-001-ACC-08 | xe-0/0/20 | Access | LLDP | 10000 | MH-DC-001-CBL-4414 | White | ODF-4/P6 | ODF-4/P11
LNK-07753 | MH-DC-001-VRAN-CU-04 | eth0 | MH-DC-001-ACC-07 | Ethernet23 | Access | LLDP | 10000 | MH-DC-001-CBL-4415 | Rose | ODF-3/P17 | ODF-1/P20
LNK-07754 | MH-DC-001-VRAN-CU-04 | eth1 | MH-DC-001-ACC-08 | xe-0/0/22 | Access | LLDP | 10000 | MH-DC-001-CBL-4416 | Red | ODF-2/P1 | ODF-4/P10
LNK-07755 | MH-DC-001-VRAN-CU-05 | eth0 | MH-DC-001-ACC-07 | Ethernet24 | Access | LLDP | 10000 | MH-DC-001-CBL-4417 | White | ODF-1/P10 | ODF-1/P9
LNK-07756 | MH-DC-001-VRAN-CU-05 | eth1 | MH-DC-001-ACC-08 | xe-0/0/25 | Access | LLDP | 10000 | MH-DC-001-CBL-4418 | Yellow | ODF-4/P19 | ODF-4/P5
LNK-07757 | MH-DC-001-VRAN-CU-06 | eth0 | MH-DC-001-ACC-07 | Ethernet26 | Access | LLDP | 10000 | MH-DC-001-CBL-4419 | Violet | ODF-3/P18 | ODF-3/P19
LNK-07758 | MH-DC-001-VRAN-CU-06 | eth1 | MH-DC-001-ACC-08 | xe-0/0/28 | Access | LLDP | 10000 | MH-DC-001-CBL-4420 | Slate | ODF-3/P13 | ODF-4/P21
LNK-07759 | MH-DC-002-NMS-01 | eth0 | MH-DC-002-TOR-001 | Te0/0/0/2 | Access | LLDP | 10000 | MH-DC-002-CBL-4421 | Rose | ODF-2/P24 | ODF-2/P23
LNK-07760 | MH-DC-002-NMS-01 | eth1 | MH-DC-002-TOR-002 | Te0/0/0/4 | Access | LLDP | 10000 | MH-DC-002-CBL-4422 | Slate | ODF-2/P17 | ODF-4/P1
LNK-07761 | MH-DC-002-NMS-02 | eth0 | MH-DC-002-TOR-001 | Te0/0/0/3 | Access | LLDP | 10000 | MH-DC-002-CBL-4423 | Yellow | ODF-3/P7 | ODF-1/P15
LNK-07762 | MH-DC-002-NMS-02 | eth1 | MH-DC-002-TOR-002 | Te0/0/0/6 | Access | LLDP | 10000 | MH-DC-002-CBL-4424 | Orange | ODF-3/P6 | ODF-1/P17
LNK-07763 | MH-DC-002-AAA-01 | eth0 | MH-DC-002-TOR-001 | Te0/0/0/9 | Access | LLDP | 10000 | MH-DC-002-CBL-4425 | Yellow | ODF-2/P18 | ODF-2/P5
LNK-07764 | MH-DC-002-AAA-01 | eth1 | MH-DC-002-TOR-002 | Te0/0/0/9 | Access | LLDP | 10000 | MH-DC-002-CBL-4426 | Slate | ODF-4/P1 | ODF-2/P24
LNK-07765 | MH-DC-002-AAA-02 | eth0 | MH-DC-002-TOR-001 | Te0/0/0/15 | Access | LLDP | 10000 | MH-DC-002-CBL-4427 | White | ODF-4/P14 | ODF-1/P7
LNK-07766 | MH-DC-002-AAA-02 | eth1 | MH-DC-002-TOR-002 | Te0/0/0/15 | Access | LLDP | 10000 | MH-DC-002-CBL-4428 | Red | ODF-3/P12 | ODF-2/P18
LNK-07767 | MH-DC-002-DNS-01 | eth0 | MH-DC-002-TOR-001 | Te0/0/0/20 | Access | LLDP | 10000 | MH-DC-002-CBL-4429 | Green | ODF-2/P11 | ODF-1/P24
LNK-07768 | MH-DC-002-DNS-01 | eth1 | MH-DC-002-TOR-002 | Te0/0/0/17 | Access | LLDP | 10000 | MH-DC-002-CBL-4430 | Violet | ODF-4/P9 | ODF-1/P9
LNK-07769 | MH-DC-002-DNS-02 | eth0 | MH-DC-002-TOR-001 | Te0/0/0/21 | Access | LLDP | 10000 | MH-DC-002-CBL-4431 | Black | ODF-4/P14 | ODF-4/P14
LNK-07770 | MH-DC-002-DNS-02 | eth1 | MH-DC-002-TOR-002 | Te0/0/0/18 | Access | LLDP | 10000 | MH-DC-002-CBL-4432 | Orange | ODF-1/P23 | ODF-3/P21
LNK-07771 | MH-DC-002-JMP-01 | eth0 | MH-DC-002-TOR-001 | Te0/0/0/22 | Access | LLDP | 10000 | MH-DC-002-CBL-4433 | Yellow | ODF-3/P13 | ODF-4/P7
LNK-07772 | MH-DC-002-JMP-01 | eth1 | MH-DC-002-TOR-002 | Te0/0/0/22 | Access | LLDP | 10000 | MH-DC-002-CBL-4434 | Slate | ODF-3/P3 | ODF-4/P4
LNK-07773 | MH-DC-002-BKP-01 | eth0 | MH-DC-002-TOR-003 | xe-0/0/3 | Access | LLDP | 10000 | MH-DC-002-CBL-4435 | White | ODF-3/P14 | ODF-3/P13
LNK-07774 | MH-DC-002-BKP-01 | eth1 | MH-DC-002-TOR-004 | Ethernet3 | Access | LLDP | 10000 | MH-DC-002-CBL-4436 | Yellow | ODF-2/P22 | ODF-3/P10
LNK-07775 | MH-DC-002-OSS-01 | eth0 | MH-DC-002-TOR-003 | xe-0/0/4 | Access | LLDP | 10000 | MH-DC-002-CBL-4437 | Violet | ODF-1/P22 | ODF-3/P18
LNK-07776 | MH-DC-002-OSS-01 | eth1 | MH-DC-002-TOR-004 | Ethernet7 | Access | LLDP | 10000 | MH-DC-002-CBL-4438 | Slate | ODF-4/P11 | ODF-2/P18
LNK-07777 | MH-DC-002-OSS-02 | eth0 | MH-DC-002-TOR-003 | xe-0/0/6 | Access | LLDP | 10000 | MH-DC-002-CBL-4439 | Black | ODF-3/P12 | ODF-4/P23
LNK-07778 | MH-DC-002-OSS-02 | eth1 | MH-DC-002-TOR-004 | Ethernet9 | Access | LLDP | 10000 | MH-DC-002-CBL-4440 | Aqua | ODF-1/P23 | ODF-4/P22
LNK-07779 | MH-DC-002-IMS-01 | eth0 | MH-DC-002-TOR-003 | xe-0/0/8 | Access | LLDP | 10000 | MH-DC-002-CBL-4441 | Slate | ODF-1/P23 | ODF-4/P2
LNK-07780 | MH-DC-002-IMS-01 | eth1 | MH-DC-002-TOR-004 | Ethernet11 | Access | LLDP | 10000 | MH-DC-002-CBL-4442 | Green | ODF-1/P9 | ODF-4/P1
LNK-07781 | MH-DC-002-IMS-02 | eth0 | MH-DC-002-TOR-003 | xe-0/0/12 | Access | LLDP | 10000 | MH-DC-002-CBL-4443 | Violet | ODF-4/P18 | ODF-4/P21
LNK-07782 | MH-DC-002-IMS-02 | eth1 | MH-DC-002-TOR-004 | Ethernet17 | Access | LLDP | 10000 | MH-DC-002-CBL-4444 | Aqua | ODF-2/P18 | ODF-3/P8
LNK-07783 | MH-DC-002-NFVI-CP-01 | eth0 | MH-DC-002-TOR-003 | xe-0/0/13 | Access | LLDP | 10000 | MH-DC-002-CBL-4445 | Brown | ODF-4/P1 | ODF-2/P10
LNK-07784 | MH-DC-002-NFVI-CP-01 | eth1 | MH-DC-002-TOR-004 | Ethernet20 | Access | LLDP | 10000 | MH-DC-002-CBL-4446 | Blue | ODF-3/P7 | ODF-1/P18
LNK-07785 | MH-DC-002-NFVI-CP-02 | eth0 | MH-DC-002-TOR-003 | xe-0/0/14 | Access | LLDP | 10000 | MH-DC-002-CBL-4447 | Brown | ODF-3/P18 | ODF-2/P11
LNK-07786 | MH-DC-002-NFVI-CP-02 | eth1 | MH-DC-002-TOR-004 | Ethernet21 | Access | LLDP | 10000 | MH-DC-002-CBL-4448 | Brown | ODF-3/P10 | ODF-4/P11
LNK-07787 | MH-DC-002-NFVI-CP-03 | eth0 | MH-DC-002-TOR-005 | Te0/0/0/4 | Access | LLDP | 10000 | MH-DC-002-CBL-4449 | Slate | ODF-2/P7 | ODF-2/P11
LNK-07788 | MH-DC-002-NFVI-CP-03 | eth1 | MH-DC-002-TOR-006 | xe-0/0/2 | Access | LLDP | 10000 | MH-DC-002-CBL-4450 | Red | ODF-3/P23 | ODF-1/P6
LNK-07789 | MH-DC-002-NFVI-CP-04 | eth0 | MH-DC-002-TOR-005 | Te0/0/0/5 | Access | LLDP | 10000 | MH-DC-002-CBL-4451 | Red | ODF-2/P16 | ODF-3/P5
LNK-07790 | MH-DC-002-NFVI-CP-04 | eth1 | MH-DC-002-TOR-006 | xe-0/0/3 | Access | LLDP | 10000 | MH-DC-002-CBL-4452 | Rose | ODF-2/P2 | ODF-2/P5
LNK-07791 | MH-DC-002-NFVI-UP-01 | eth0 | MH-DC-002-TOR-005 | Te0/0/0/10 | Access | LLDP | 10000 | MH-DC-002-CBL-4453 | Aqua | ODF-4/P14 | ODF-4/P23
LNK-07792 | MH-DC-002-NFVI-UP-01 | eth1 | MH-DC-002-TOR-006 | xe-0/0/7 | Access | LLDP | 10000 | MH-DC-002-CBL-4454 | Black | ODF-1/P9 | ODF-2/P11
LNK-07793 | MH-DC-002-NFVI-UP-02 | eth0 | MH-DC-002-TOR-005 | Te0/0/0/12 | Access | LLDP | 10000 | MH-DC-002-CBL-4455 | Violet | ODF-1/P5 | ODF-2/P17
LNK-07794 | MH-DC-002-NFVI-UP-02 | eth1 | MH-DC-002-TOR-006 | xe-0/0/8 | Access | LLDP | 10000 | MH-DC-002-CBL-4456 | Rose | ODF-2/P21 | ODF-2/P23
LNK-07795 | MH-DC-002-NFVI-UP-03 | eth0 | MH-DC-002-TOR-005 | Te0/0/0/13 | Access | LLDP | 10000 | MH-DC-002-CBL-4457 | Brown | ODF-2/P2 | ODF-4/P2
LNK-07796 | MH-DC-002-NFVI-UP-03 | eth1 | MH-DC-002-TOR-006 | xe-0/0/9 | Access | LLDP | 10000 | MH-DC-002-CBL-4458 | Blue | ODF-1/P18 | ODF-1/P10
LNK-07797 | MH-DC-002-NFVI-UP-04 | eth0 | MH-DC-002-TOR-005 | Te0/0/0/14 | Access | LLDP | 10000 | MH-DC-002-CBL-4459 | Violet | ODF-3/P20 | ODF-3/P3
LNK-07798 | MH-DC-002-NFVI-UP-04 | eth1 | MH-DC-002-TOR-006 | xe-0/0/10 | Access | LLDP | 10000 | MH-DC-002-CBL-4460 | Slate | ODF-2/P20 | ODF-4/P13
LNK-07799 | MH-DC-002-NFVI-UP-05 | eth0 | MH-DC-002-TOR-005 | Te0/0/0/15 | Access | LLDP | 10000 | MH-DC-002-CBL-4461 | Orange | ODF-1/P13 | ODF-1/P5
LNK-07800 | MH-DC-002-NFVI-UP-05 | eth1 | MH-DC-002-TOR-006 | xe-0/0/11 | Access | LLDP | 10000 | MH-DC-002-CBL-4462 | Black | ODF-2/P17 | ODF-4/P5
LNK-07801 | MH-DC-002-NFVI-UP-06 | eth0 | MH-DC-002-TOR-005 | Te0/0/0/19 | Access | LLDP | 10000 | MH-DC-002-CBL-4463 | Aqua | ODF-2/P7 | ODF-1/P22
LNK-07802 | MH-DC-002-NFVI-UP-06 | eth1 | MH-DC-002-TOR-006 | xe-0/0/18 | Access | LLDP | 10000 | MH-DC-002-CBL-4464 | White | ODF-1/P23 | ODF-2/P10
LNK-07803 | MH-DC-002-NFVI-UP-07 | eth0 | MH-DC-002-TOR-007 | Te0/0/0/2 | Access | LLDP | 10000 | MH-DC-002-CBL-4465 | Brown | ODF-1/P10 | ODF-3/P19
LNK-07804 | MH-DC-002-NFVI-UP-07 | eth1 | MH-DC-002-TOR-008 | Ethernet7 | Access | LLDP | 10000 | MH-DC-002-CBL-4466 | White | ODF-4/P12 | ODF-4/P22
LNK-07805 | MH-DC-002-VRAN-CU-01 | eth0 | MH-DC-002-TOR-007 | Te0/0/0/3 | Access | LLDP | 10000 | MH-DC-002-CBL-4467 | Orange | ODF-4/P8 | ODF-1/P7
LNK-07806 | MH-DC-002-VRAN-CU-01 | eth1 | MH-DC-002-TOR-008 | Ethernet8 | Access | LLDP | 10000 | MH-DC-002-CBL-4468 | Violet | ODF-4/P22 | ODF-3/P24
LNK-07807 | MH-DC-002-VRAN-CU-02 | eth0 | MH-DC-002-TOR-007 | Te0/0/0/6 | Access | LLDP | 10000 | MH-DC-002-CBL-4469 | Violet | ODF-1/P23 | ODF-3/P2
LNK-07808 | MH-DC-002-VRAN-CU-02 | eth1 | MH-DC-002-TOR-008 | Ethernet9 | Access | LLDP | 10000 | MH-DC-002-CBL-4470 | Violet | ODF-3/P13 | ODF-4/P8
LNK-07809 | MH-DC-002-VRAN-CU-03 | eth0 | MH-DC-002-TOR-007 | Te0/0/0/14 | Access | LLDP | 10000 | MH-DC-002-CBL-4471 | Violet | ODF-2/P14 | ODF-3/P14
LNK-07810 | MH-DC-002-VRAN-CU-03 | eth1 | MH-DC-002-TOR-008 | Ethernet10 | Access | LLDP | 10000 | MH-DC-002-CBL-4472 | Violet | ODF-2/P24 | ODF-4/P19
Note on A1: Required: yes Type: text System field: Link.id
Note on B1: Required: yes Type: ref (from Devices) System field: Link.aNe
Note on C1: Must exist in Interfaces for a_device_id. Required: yes Type: text System field: Link.aIf
Note on D1: May be at another site (backhaul). Required: yes Type: ref (from Devices) System field: Link.zNe
Note on E1: Required: yes Type: text System field: Link.zIf
Note on F1: Fabric (inside a fabric), Uplink, Backhaul (leaves the site), Peering, Access (to a host / customer). Required: yes Type: list (from link_role) System field: Link.role
Note on G1: Default LLDP (physical). Add BGP / OSPF rows for routing adjacencies if needed. Required: no Type: list (from protocol) System field: Link.protocol
Note on H1: Required: yes Type: integer System field: Link.capacityMbps
Note on I1: Cross-connect jumper or cable label. The full patching of each end goes in Cable_Paths. Required: no Type: text System field: Link.physical.cable
Note on J1: Fibre strand or pair. Required: no Type: text System field: Link.physical.strand
Note on K1: Older exports only: superseded by Cable_Paths. Required: no Type: text System field: Link.physical.aPort
Note on L1: Older exports only: superseded by Cable_Paths. Required: no Type: text System field: Link.physical.zPort
Note on M1: Backhaul: the carrier's circuit ID. Required: in some cases Type: text System field: (reference only)

## Rack_PDUs
pdu_id * | site_id * | rack_id * | side * | kind * | model | volts * | phases * | rating_a * | capacity_kw * | outlets * | upstream_id * | feed_id *
MH-DC-001-RACK-A-PDU-A | MH-DC-001 | MH-DC-001-RACK-A | A | AC | Switched rack PDU · 3-ph 32 A · 400 V | 400 | 3 | 32 | 17 | 36 | MH-DC-001-UPS-2 | MH-DC-001-AC-1
MH-DC-001-RACK-A-PDU-B | MH-DC-001 | MH-DC-001-RACK-A | B | AC | Switched rack PDU · 3-ph 32 A · 400 V | 400 | 3 | 32 | 17 | 36 | MH-DC-001-UPS-1 | MH-DC-001-AC-2
MH-DC-001-RACK-A-BDFB-A | MH-DC-001 | MH-DC-001-RACK-A | A | DC | −48 V DC fuse panel (BDFB) · 2 × 125 A | 48 | 1 | 125 | 17 | 12 | MH-DC-001-RECT-01 | MH-DC-001-AC-1
MH-DC-001-RACK-A-BDFB-B | MH-DC-001 | MH-DC-001-RACK-A | B | DC | −48 V DC fuse panel (BDFB) · 2 × 125 A | 48 | 1 | 125 | 17 | 12 | MH-DC-001-RECT-01 | MH-DC-001-AC-2
MH-DC-001-RACK-B-PDU-A | MH-DC-001 | MH-DC-001-RACK-B | A | AC | Switched rack PDU · 3-ph 32 A · 400 V | 400 | 3 | 32 | 22 | 36 | MH-DC-001-UPS-2 | MH-DC-001-AC-1
MH-DC-001-RACK-B-PDU-B | MH-DC-001 | MH-DC-001-RACK-B | B | AC | Switched rack PDU · 3-ph 32 A · 400 V | 400 | 3 | 32 | 22 | 36 | MH-DC-001-UPS-1 | MH-DC-001-AC-2
MH-DC-001-RACK-C-PDU-A | MH-DC-001 | MH-DC-001-RACK-C | A | AC | Switched rack PDU · 3-ph 32 A · 400 V | 400 | 3 | 32 | 15 | 36 | MH-DC-001-UPS-2 | MH-DC-001-AC-1
MH-DC-001-RACK-C-PDU-B | MH-DC-001 | MH-DC-001-RACK-C | B | AC | Switched rack PDU · 3-ph 32 A · 400 V | 400 | 3 | 32 | 15 | 36 | MH-DC-001-UPS-1 | MH-DC-001-AC-2
MH-DC-001-RACK-C-BDFB-A | MH-DC-001 | MH-DC-001-RACK-C | A | DC | −48 V DC fuse panel (BDFB) · 2 × 125 A | 48 | 1 | 125 | 15 | 24 | MH-DC-001-RECT-01 | MH-DC-001-AC-1
MH-DC-001-RACK-C-BDFB-B | MH-DC-001 | MH-DC-001-RACK-C | B | DC | −48 V DC fuse panel (BDFB) · 2 × 125 A | 48 | 1 | 125 | 15 | 24 | MH-DC-001-RECT-01 | MH-DC-001-AC-2
MH-DC-001-RACK-D-PDU-A | MH-DC-001 | MH-DC-001-RACK-D | A | AC | Switched rack PDU · 3-ph 16 A · 400 V | 400 | 3 | 16 | 8 | 24 | MH-DC-001-UPS-2 | MH-DC-001-AC-1
MH-DC-001-RACK-D-PDU-B | MH-DC-001 | MH-DC-001-RACK-D | B | AC | Switched rack PDU · 3-ph 16 A · 400 V | 400 | 3 | 16 | 8 | 24 | MH-DC-001-UPS-1 | MH-DC-001-AC-2
MH-DC-001-RACK-D-BDFB-A | MH-DC-001 | MH-DC-001-RACK-D | A | DC | −48 V DC fuse panel (BDFB) · 2 × 125 A | 48 | 1 | 125 | 8 | 36 | MH-DC-001-RECT-01 | MH-DC-001-AC-1
MH-DC-001-RACK-D-BDFB-B | MH-DC-001 | MH-DC-001-RACK-D | B | DC | −48 V DC fuse panel (BDFB) · 2 × 125 A | 48 | 1 | 125 | 8 | 36 | MH-DC-001-RECT-01 | MH-DC-001-AC-2
MH-DC-001-RACK-E-PDU-A | MH-DC-001 | MH-DC-001-RACK-E | A | AC | Switched rack PDU · 3-ph 16 A · 400 V | 400 | 3 | 16 | 9 | 24 | MH-DC-001-UPS-2 | MH-DC-001-AC-1
MH-DC-001-RACK-E-PDU-B | MH-DC-001 | MH-DC-001-RACK-E | B | AC | Switched rack PDU · 3-ph 16 A · 400 V | 400 | 3 | 16 | 9 | 24 | MH-DC-001-UPS-1 | MH-DC-001-AC-2
MH-DC-001-RACK-E-BDFB-A | MH-DC-001 | MH-DC-001-RACK-E | A | DC | −48 V DC fuse panel (BDFB) · 2 × 125 A | 48 | 1 | 125 | 9 | 36 | MH-DC-001-RECT-01 | MH-DC-001-AC-1
MH-DC-001-RACK-E-BDFB-B | MH-DC-001 | MH-DC-001-RACK-E | B | DC | −48 V DC fuse panel (BDFB) · 2 × 125 A | 48 | 1 | 125 | 9 | 36 | MH-DC-001-RECT-01 | MH-DC-001-AC-2
MH-DC-001-RACK-F-PDU-A | MH-DC-001 | MH-DC-001-RACK-F | A | AC | Switched rack PDU · 3-ph 16 A · 400 V | 400 | 3 | 16 | 8 | 24 | MH-DC-001-UPS-2 | MH-DC-001-AC-1
MH-DC-001-RACK-F-PDU-B | MH-DC-001 | MH-DC-001-RACK-F | B | AC | Switched rack PDU · 3-ph 16 A · 400 V | 400 | 3 | 16 | 8 | 24 | MH-DC-001-UPS-1 | MH-DC-001-AC-2
MH-DC-001-RACK-F-BDFB-A | MH-DC-001 | MH-DC-001-RACK-F | A | DC | −48 V DC fuse panel (BDFB) · 2 × 125 A | 48 | 1 | 125 | 8 | 12 | MH-DC-001-RECT-01 | MH-DC-001-AC-1
MH-DC-001-RACK-F-BDFB-B | MH-DC-001 | MH-DC-001-RACK-F | B | DC | −48 V DC fuse panel (BDFB) · 2 × 125 A | 48 | 1 | 125 | 8 | 12 | MH-DC-001-RECT-01 | MH-DC-001-AC-2
MH-DC-001-RACK-G-PDU-A | MH-DC-001 | MH-DC-001-RACK-G | A | AC | Switched rack PDU · 3-ph 16 A · 400 V | 400 | 3 | 16 | 8 | 24 | MH-DC-001-UPS-2 | MH-DC-001-AC-1
MH-DC-001-RACK-G-PDU-B | MH-DC-001 | MH-DC-001-RACK-G | B | AC | Switched rack PDU · 3-ph 16 A · 400 V | 400 | 3 | 16 | 8 | 24 | MH-DC-001-UPS-1 | MH-DC-001-AC-2
MH-DC-001-RACK-H-PDU-A | MH-DC-001 | MH-DC-001-RACK-H | A | AC | Switched rack PDU · 3-ph 16 A · 400 V | 400 | 3 | 16 | 8 | 24 | MH-DC-001-UPS-2 | MH-DC-001-AC-1
MH-DC-001-RACK-H-PDU-B | MH-DC-001 | MH-DC-001-RACK-H | B | AC | Switched rack PDU · 3-ph 16 A · 400 V | 400 | 3 | 16 | 8 | 24 | MH-DC-001-UPS-1 | MH-DC-001-AC-2
MH-DC-001-RACK-I-PDU-A | MH-DC-001 | MH-DC-001-RACK-I | A | AC | Switched rack PDU · 3-ph 16 A · 400 V | 400 | 3 | 16 | 8 | 24 | MH-DC-001-UPS-2 | MH-DC-001-AC-1
MH-DC-001-RACK-I-PDU-B | MH-DC-001 | MH-DC-001-RACK-I | B | AC | Switched rack PDU · 3-ph 16 A · 400 V | 400 | 3 | 16 | 8 | 24 | MH-DC-001-UPS-1 | MH-DC-001-AC-2
MH-DC-001-RACK-J-PDU-A | MH-DC-001 | MH-DC-001-RACK-J | A | AC | Switched rack PDU · 3-ph 32 A · 400 V | 400 | 3 | 32 | 14 | 36 | MH-DC-001-UPS-2 | MH-DC-001-AC-1
MH-DC-001-RACK-J-PDU-B | MH-DC-001 | MH-DC-001-RACK-J | B | AC | Switched rack PDU · 3-ph 32 A · 400 V | 400 | 3 | 32 | 14 | 36 | MH-DC-001-UPS-1 | MH-DC-001-AC-2
MH-DC-001-RACK-K-PDU-A | MH-DC-001 | MH-DC-001-RACK-K | A | AC | Switched rack PDU · 3-ph 32 A · 400 V | 400 | 3 | 32 | 13 | 36 | MH-DC-001-UPS-2 | MH-DC-001-AC-1
MH-DC-001-RACK-K-PDU-B | MH-DC-001 | MH-DC-001-RACK-K | B | AC | Switched rack PDU · 3-ph 32 A · 400 V | 400 | 3 | 32 | 13 | 36 | MH-DC-001-UPS-1 | MH-DC-001-AC-2
MH-DC-001-RACK-L-PDU-A | MH-DC-001 | MH-DC-001-RACK-L | A | AC | Switched rack PDU · 3-ph 32 A · 400 V | 400 | 3 | 32 | 14 | 36 | MH-DC-001-UPS-2 | MH-DC-001-AC-1
MH-DC-001-RACK-L-PDU-B | MH-DC-001 | MH-DC-001-RACK-L | B | AC | Switched rack PDU · 3-ph 32 A · 400 V | 400 | 3 | 32 | 14 | 36 | MH-DC-001-UPS-1 | MH-DC-001-AC-2
MH-DC-001-RACK-M-PDU-A | MH-DC-001 | MH-DC-001-RACK-M | A | AC | Switched rack PDU · 3-ph 16 A · 400 V | 400 | 3 | 16 | 8 | 24 | MH-DC-001-UPS-2 | MH-DC-001-AC-1
MH-DC-001-RACK-M-PDU-B | MH-DC-001 | MH-DC-001-RACK-M | B | AC | Switched rack PDU · 3-ph 16 A · 400 V | 400 | 3 | 16 | 8 | 24 | MH-DC-001-UPS-1 | MH-DC-001-AC-2
MH-DC-002-RACK-A-PDU-A | MH-DC-002 | MH-DC-002-RACK-A | A | AC | Switched rack PDU · 3-ph 32 A · 400 V | 400 | 3 | 32 | 17 | 36 | MH-DC-002-UPS-2 | MH-DC-002-AC-1
MH-DC-002-RACK-A-PDU-B | MH-DC-002 | MH-DC-002-RACK-A | B | AC | Switched rack PDU · 3-ph 32 A · 400 V | 400 | 3 | 32 | 17 | 36 | MH-DC-002-UPS-1 | MH-DC-002-AC-2
MH-DC-002-RACK-A-BDFB-A | MH-DC-002 | MH-DC-002-RACK-A | A | DC | −48 V DC fuse panel (BDFB) · 2 × 125 A | 48 | 1 | 125 | 17 | 12 | MH-DC-002-RECT-01 | MH-DC-002-AC-1
MH-DC-002-RACK-A-BDFB-B | MH-DC-002 | MH-DC-002-RACK-A | B | DC | −48 V DC fuse panel (BDFB) · 2 × 125 A | 48 | 1 | 125 | 17 | 12 | MH-DC-002-RECT-01 | MH-DC-002-AC-2
MH-DC-002-RACK-B-PDU-A | MH-DC-002 | MH-DC-002-RACK-B | A | AC | Switched rack PDU · 3-ph 32 A · 400 V | 400 | 3 | 32 | 12 | 36 | MH-DC-002-UPS-2 | MH-DC-002-AC-1
MH-DC-002-RACK-B-PDU-B | MH-DC-002 | MH-DC-002-RACK-B | B | AC | Switched rack PDU · 3-ph 32 A · 400 V | 400 | 3 | 32 | 12 | 36 | MH-DC-002-UPS-1 | MH-DC-002-AC-2
MH-DC-002-RACK-B-BDFB-A | MH-DC-002 | MH-DC-002-RACK-B | A | DC | −48 V DC fuse panel (BDFB) · 2 × 125 A | 48 | 1 | 125 | 12 | 36 | MH-DC-002-RECT-01 | MH-DC-002-AC-1
MH-DC-002-RACK-B-BDFB-B | MH-DC-002 | MH-DC-002-RACK-B | B | DC | −48 V DC fuse panel (BDFB) · 2 × 125 A | 48 | 1 | 125 | 12 | 36 | MH-DC-002-RECT-01 | MH-DC-002-AC-2
MH-DC-002-RACK-C-PDU-A | MH-DC-002 | MH-DC-002-RACK-C | A | AC | Switched rack PDU · 3-ph 16 A · 400 V | 400 | 3 | 16 | 10 | 24 | MH-DC-002-UPS-2 | MH-DC-002-AC-1
MH-DC-002-RACK-C-PDU-B | MH-DC-002 | MH-DC-002-RACK-C | B | AC | Switched rack PDU · 3-ph 16 A · 400 V | 400 | 3 | 16 | 10 | 24 | MH-DC-002-UPS-1 | MH-DC-002-AC-2
MH-DC-002-RACK-C-BDFB-A | MH-DC-002 | MH-DC-002-RACK-C | A | DC | −48 V DC fuse panel (BDFB) · 2 × 125 A | 48 | 1 | 125 | 10 | 24 | MH-DC-002-RECT-01 | MH-DC-002-AC-1
MH-DC-002-RACK-C-BDFB-B | MH-DC-002 | MH-DC-002-RACK-C | B | DC | −48 V DC fuse panel (BDFB) · 2 × 125 A | 48 | 1 | 125 | 10 | 24 | MH-DC-002-RECT-01 | MH-DC-002-AC-2
MH-DC-002-RACK-D-PDU-A | MH-DC-002 | MH-DC-002-RACK-D | A | AC | Switched rack PDU · 3-ph 16 A · 400 V | 400 | 3 | 16 | 8 | 24 | MH-DC-002-UPS-2 | MH-DC-002-AC-1
MH-DC-002-RACK-D-PDU-B | MH-DC-002 | MH-DC-002-RACK-D | B | AC | Switched rack PDU · 3-ph 16 A · 400 V | 400 | 3 | 16 | 8 | 24 | MH-DC-002-UPS-1 | MH-DC-002-AC-2
MH-DC-002-RACK-E-PDU-A | MH-DC-002 | MH-DC-002-RACK-E | A | AC | Switched rack PDU · 3-ph 16 A · 400 V | 400 | 3 | 16 | 8 | 24 | MH-DC-002-UPS-2 | MH-DC-002-AC-1
MH-DC-002-RACK-E-PDU-B | MH-DC-002 | MH-DC-002-RACK-E | B | AC | Switched rack PDU · 3-ph 16 A · 400 V | 400 | 3 | 16 | 8 | 24 | MH-DC-002-UPS-1 | MH-DC-002-AC-2
MH-DC-002-RACK-F-PDU-A | MH-DC-002 | MH-DC-002-RACK-F | A | AC | Switched rack PDU · 3-ph 32 A · 400 V | 400 | 3 | 32 | 12 | 36 | MH-DC-002-UPS-2 | MH-DC-002-AC-1
MH-DC-002-RACK-F-PDU-B | MH-DC-002 | MH-DC-002-RACK-F | B | AC | Switched rack PDU · 3-ph 32 A · 400 V | 400 | 3 | 32 | 12 | 36 | MH-DC-002-UPS-1 | MH-DC-002-AC-2
MH-DC-002-RACK-G-PDU-A | MH-DC-002 | MH-DC-002-RACK-G | A | AC | Switched rack PDU · 3-ph 32 A · 400 V | 400 | 3 | 32 | 13 | 36 | MH-DC-002-UPS-2 | MH-DC-002-AC-1
MH-DC-002-RACK-G-PDU-B | MH-DC-002 | MH-DC-002-RACK-G | B | AC | Switched rack PDU · 3-ph 32 A · 400 V | 400 | 3 | 32 | 13 | 36 | MH-DC-002-UPS-1 | MH-DC-002-AC-2
Note on A1: Unique, for example MP-DC-001-A01-PDU-A. Required: yes Type: text System field: RackPdu.id
Note on B1: Required: yes Type: ref (from Sites) System field: RackPdu.dcId
Note on C1: Required: yes Type: ref (from Racks) System field: RackPdu.rackId
Note on D1: A or B. Each side should be rated for the whole cabinet, so the cabinet survives the loss of either side. Required: yes Type: list (from pdu_side) System field: RackPdu.side
Note on E1: AC rack PDU, or DC fuse panel fed from the rectifier plant. Required: yes Type: list (from pdu_kind) System field: RackPdu.kind
Note on F1: Vendor and model, for example "Raritan PX3-5902V". Required: no Type: text System field: RackPdu.model
Note on G1: 230, 400 (3-phase) or 48 (DC). Required: yes Type: decimal System field: RackPdu.volts
Note on H1: 1 or 3. Required: yes Type: integer System field: RackPdu.phases
Note on I1: Input breaker rating per phase (A). Required: yes Type: decimal System field: RackPdu.ratingA
Note on J1: What one side can carry. The tool checks the cabinet's draw against it for failover. Required: yes Type: decimal System field: RackPdu.capacityKw
Note on K1: Number of outlets (C13 / C19). Required: yes Type: integer System field: RackPdu.outlets
Note on L1: The UPS module (AC) or rectifier (DC) feeding this PDU: this is how a UPS fault is traced to devices. Required: yes Type: ref (from UPS / DC_Plant) System field: RackPdu.upstreamId
Note on M1: Utility feed behind that UPS. Required: yes Type: ref (from Power_Feeds) System field: RackPdu.feedId

## Power_Connections
device_id * | psu_slot * | pdu_id * | outlet * | breaker_bank | psu_rated_w
MH-DC-001-PE-T4-01 | PEM0 | MH-DC-001-RACK-A-PDU-A | 1 | L1
MH-DC-001-PE-T4-01 | PEM1 | MH-DC-001-RACK-A-PDU-B | 1 | L1
MH-DC-001-PE-T4-02 | PEM0 | MH-DC-001-RACK-A-PDU-A | 13 | L2
MH-DC-001-PE-T4-02 | PEM1 | MH-DC-001-RACK-A-PDU-B | 13 | L2
MH-DC-001-PE-T4-03 | PEM0 | MH-DC-001-RACK-A-PDU-A | 25 | L3
MH-DC-001-PE-T4-03 | PEM1 | MH-DC-001-RACK-A-PDU-B | 25 | L3
MH-DC-001-PE-T4-04 | PEM0 | MH-DC-001-RACK-A-PDU-A | 2 | L1
MH-DC-001-PE-T4-04 | PEM1 | MH-DC-001-RACK-A-PDU-B | 2 | L1
MH-DC-001-FW-01 | PSU1 | MH-DC-001-RACK-A-PDU-A | 14 | L2
MH-DC-001-FW-01 | PSU2 | MH-DC-001-RACK-A-PDU-B | 14 | L2
MH-DC-001-FW-02 | PSU1 | MH-DC-001-RACK-A-PDU-A | 26 | L3
MH-DC-001-FW-02 | PSU2 | MH-DC-001-RACK-A-PDU-B | 26 | L3
MH-DC-001-OLA-01 | PSU1 | MH-DC-001-RACK-A-BDFB-A | 1 | Fuse bank 1
MH-DC-001-OLA-01 | PSU2 | MH-DC-001-RACK-A-BDFB-B | 1 | Fuse bank 1
MH-DC-001-OLA-02 | PSU1 | MH-DC-001-RACK-A-BDFB-A | 7 | Fuse bank 2
MH-DC-001-OLA-02 | PSU2 | MH-DC-001-RACK-A-BDFB-B | 7 | Fuse bank 2
MH-DC-001-AGG-R01 | PEM0 | MH-DC-001-RACK-A-PDU-A | 3 | L1
MH-DC-001-AGG-R01 | PEM1 | MH-DC-001-RACK-A-PDU-B | 3 | L1
MH-DC-001-AGG-R02 | PEM0 | MH-DC-001-RACK-A-PDU-A | 15 | L2
MH-DC-001-AGG-R02 | PEM1 | MH-DC-001-RACK-A-PDU-B | 15 | L2
MH-DC-001-AGG-R03 | PEM0 | MH-DC-001-RACK-A-PDU-A | 27 | L3
MH-DC-001-AGG-R03 | PEM1 | MH-DC-001-RACK-A-PDU-B | 27 | L3
MH-DC-001-AGG-R04 | PEM0 | MH-DC-001-RACK-B-PDU-A | 1 | L1
MH-DC-001-AGG-R04 | PEM1 | MH-DC-001-RACK-B-PDU-B | 1 | L1
MH-DC-001-AGG-R05 | PEM0 | MH-DC-001-RACK-B-PDU-A | 13 | L2
MH-DC-001-AGG-R05 | PEM1 | MH-DC-001-RACK-B-PDU-B | 13 | L2
MH-DC-001-AGG-R06 | PEM0 | MH-DC-001-RACK-B-PDU-A | 25 | L3
MH-DC-001-AGG-R06 | PEM1 | MH-DC-001-RACK-B-PDU-B | 25 | L3
MH-DC-001-AGG-R07 | PEM0 | MH-DC-001-RACK-B-PDU-A | 2 | L1
MH-DC-001-AGG-R07 | PEM1 | MH-DC-001-RACK-B-PDU-B | 2 | L1
MH-DC-001-AGG-R08 | PEM0 | MH-DC-001-RACK-B-PDU-A | 14 | L2
MH-DC-001-AGG-R08 | PEM1 | MH-DC-001-RACK-B-PDU-B | 14 | L2
MH-DC-001-AGG-R09 | PEM0 | MH-DC-001-RACK-B-PDU-A | 26 | L3
MH-DC-001-AGG-R09 | PEM1 | MH-DC-001-RACK-B-PDU-B | 26 | L3
MH-DC-001-AGG-R10 | PEM0 | MH-DC-001-RACK-B-PDU-A | 3 | L1
MH-DC-001-AGG-R10 | PEM1 | MH-DC-001-RACK-B-PDU-B | 3 | L1
MH-DC-001-AGG-R11 | PEM0 | MH-DC-001-RACK-B-PDU-A | 15 | L2
MH-DC-001-AGG-R11 | PEM1 | MH-DC-001-RACK-B-PDU-B | 15 | L2
MH-DC-001-AGG-R12 | PEM0 | MH-DC-001-RACK-C-PDU-A | 1 | L1
MH-DC-001-AGG-R12 | PEM1 | MH-DC-001-RACK-C-PDU-B | 1 | L1
MH-DC-001-ACC-01 | PSU1 | MH-DC-001-RACK-C-PDU-A | 13 | L2
MH-DC-001-ACC-01 | PSU2 | MH-DC-001-RACK-C-PDU-B | 13 | L2
MH-DC-001-ACC-02 | PSU1 | MH-DC-001-RACK-C-PDU-A | 25 | L3
MH-DC-001-ACC-02 | PSU2 | MH-DC-001-RACK-C-PDU-A | 2 | L1
MH-DC-001-ACC-03 | PSU1 | MH-DC-001-RACK-C-PDU-A | 14 | L2
MH-DC-001-ACC-03 | PSU2 | MH-DC-001-RACK-C-PDU-B | 25 | L3
MH-DC-001-ACC-04 | PSU1 | MH-DC-001-RACK-C-PDU-A | 26 | L3
MH-DC-001-ACC-04 | PSU2 | MH-DC-001-RACK-C-PDU-B | 2 | L1
MH-DC-001-ACC-05 | PSU1 | MH-DC-001-RACK-C-PDU-A | 3 | L1
MH-DC-001-ACC-05 | PSU2 | MH-DC-001-RACK-C-PDU-B | 14 | L2
MH-DC-001-ACC-06 | PSU1 | MH-DC-001-RACK-C-PDU-A | 15 | L2
MH-DC-001-ACC-06 | PSU2 | MH-DC-001-RACK-C-PDU-B | 26 | L3
MH-DC-001-ACC-07 | PSU1 | MH-DC-001-RACK-C-PDU-A | 27 | L3
MH-DC-001-ACC-07 | PSU2 | MH-DC-001-RACK-C-PDU-B | 3 | L1
MH-DC-001-ACC-08 | PSU1 | MH-DC-001-RACK-C-PDU-A | 4 | L1
MH-DC-001-ACC-08 | PSU2 | MH-DC-001-RACK-C-PDU-B | 15 | L2
MH-DC-001-ACC-09 | PSU1 | MH-DC-001-RACK-C-PDU-A | 16 | L2
MH-DC-001-ACC-09 | PSU2 | MH-DC-001-RACK-C-PDU-B | 27 | L3
MH-DC-001-ACC-10 | PSU1 | MH-DC-001-RACK-C-PDU-A | 28 | L3
MH-DC-001-ACC-10 | PSU2 | MH-DC-001-RACK-C-PDU-B | 4 | L1
MH-DC-001-ACC-11 | PSU1 | MH-DC-001-RACK-C-PDU-A | 5 | L1
MH-DC-001-ACC-11 | PSU2 | MH-DC-001-RACK-C-PDU-B | 16 | L2
MH-DC-001-ACC-12 | PSU1 | MH-DC-001-RACK-C-PDU-A | 17 | L2
MH-DC-001-ACC-12 | PSU2 | MH-DC-001-RACK-C-PDU-B | 28 | L3
MH-DC-001-ACC-13 | PSU1 | MH-DC-001-RACK-C-PDU-A | 29 | L3
MH-DC-001-ACC-13 | PSU2 | MH-DC-001-RACK-C-PDU-B | 5 | L1
MH-DC-001-ACC-14 | PSU1 | MH-DC-001-RACK-C-PDU-A | 6 | L1
MH-DC-001-ACC-14 | PSU2 | MH-DC-001-RACK-C-PDU-B | 17 | L2
MH-DC-001-CSR-001 | PSU1 | MH-DC-001-RACK-C-BDFB-A | 1 | Fuse bank 1
MH-DC-001-CSR-001 | PSU2 | MH-DC-001-RACK-C-BDFB-B | 1 | Fuse bank 1
MH-DC-001-CSR-002 | PSU1 | MH-DC-001-RACK-C-BDFB-A | 13 | Fuse bank 2
MH-DC-001-CSR-002 | PSU2 | MH-DC-001-RACK-C-BDFB-B | 13 | Fuse bank 2
MH-DC-001-CSR-003 | PSU1 | MH-DC-001-RACK-C-BDFB-A | 2 | Fuse bank 1
MH-DC-001-CSR-003 | PSU2 | MH-DC-001-RACK-C-BDFB-B | 2 | Fuse bank 1
MH-DC-001-CSR-004 | PSU1 | MH-DC-001-RACK-C-BDFB-A | 14 | Fuse bank 2
MH-DC-001-CSR-004 | PSU2 | MH-DC-001-RACK-C-BDFB-B | 14 | Fuse bank 2
MH-DC-001-CSR-005 | PSU1 | MH-DC-001-RACK-C-BDFB-A | 3 | Fuse bank 1
MH-DC-001-CSR-005 | PSU2 | MH-DC-001-RACK-C-BDFB-B | 3 | Fuse bank 1
MH-DC-001-CSR-006 | PSU1 | MH-DC-001-RACK-C-BDFB-A | 15 | Fuse bank 2
MH-DC-001-CSR-006 | PSU2 | MH-DC-001-RACK-C-BDFB-B | 15 | Fuse bank 2
MH-DC-001-CSR-007 | PSU1 | MH-DC-001-RACK-C-BDFB-A | 4 | Fuse bank 1
MH-DC-001-CSR-007 | PSU2 | MH-DC-001-RACK-C-BDFB-B | 4 | Fuse bank 1
MH-DC-001-CSR-008 | PSU1 | MH-DC-001-RACK-C-BDFB-A | 16 | Fuse bank 2
MH-DC-001-CSR-008 | PSU2 | MH-DC-001-RACK-C-BDFB-B | 16 | Fuse bank 2
MH-DC-001-CSR-009 | PSU1 | MH-DC-001-RACK-C-BDFB-A | 5 | Fuse bank 1
MH-DC-001-CSR-009 | PSU2 | MH-DC-001-RACK-C-BDFB-B | 5 | Fuse bank 1
MH-DC-001-CSR-010 | PSU1 | MH-DC-001-RACK-C-BDFB-A | 17 | Fuse bank 2
MH-DC-001-CSR-010 | PSU2 | MH-DC-001-RACK-C-BDFB-B | 17 | Fuse bank 2
MH-DC-001-CSR-011 | PSU1 | MH-DC-001-RACK-C-BDFB-A | 6 | Fuse bank 1
MH-DC-001-CSR-011 | PSU2 | MH-DC-001-RACK-C-BDFB-B | 6 | Fuse bank 1
MH-DC-001-CSR-012 | PSU1 | MH-DC-001-RACK-C-BDFB-A | 18 | Fuse bank 2
MH-DC-001-CSR-012 | PSU2 | MH-DC-001-RACK-C-BDFB-B | 18 | Fuse bank 2
MH-DC-001-CSR-013 | PSU1 | MH-DC-001-RACK-C-BDFB-A | 7 | Fuse bank 1
MH-DC-001-CSR-013 | PSU2 | MH-DC-001-RACK-C-BDFB-B | 7 | Fuse bank 1
MH-DC-001-CSR-014 | PSU1 | MH-DC-001-RACK-C-BDFB-A | 19 | Fuse bank 2
MH-DC-001-CSR-014 | PSU2 | MH-DC-001-RACK-C-BDFB-B | 19 | Fuse bank 2
MH-DC-001-CSR-015 | PSU1 | MH-DC-001-RACK-C-BDFB-A | 8 | Fuse bank 1
MH-DC-001-CSR-015 | PSU2 | MH-DC-001-RACK-C-BDFB-B | 8 | Fuse bank 1
MH-DC-001-CSR-016 | PSU1 | MH-DC-001-RACK-C-BDFB-A | 20 | Fuse bank 2
MH-DC-001-CSR-016 | PSU2 | MH-DC-001-RACK-C-BDFB-B | 20 | Fuse bank 2
MH-DC-001-CSR-017 | PSU1 | MH-DC-001-RACK-C-BDFB-A | 9 | Fuse bank 1
MH-DC-001-CSR-017 | PSU2 | MH-DC-001-RACK-C-BDFB-B | 9 | Fuse bank 1
MH-DC-001-CSR-018 | PSU1 | MH-DC-001-RACK-D-BDFB-A | 1 | Fuse bank 1
MH-DC-001-CSR-018 | PSU2 | MH-DC-001-RACK-D-BDFB-B | 1 | Fuse bank 1
MH-DC-001-CSR-019 | PSU1 | MH-DC-001-RACK-D-BDFB-A | 19 | Fuse bank 2
MH-DC-001-CSR-019 | PSU2 | MH-DC-001-RACK-D-BDFB-B | 19 | Fuse bank 2
MH-DC-001-CSR-020 | PSU1 | MH-DC-001-RACK-D-BDFB-A | 2 | Fuse bank 1
MH-DC-001-CSR-020 | PSU2 | MH-DC-001-RACK-D-BDFB-B | 2 | Fuse bank 1
MH-DC-001-CSR-021 | PSU1 | MH-DC-001-RACK-D-BDFB-A | 20 | Fuse bank 2
MH-DC-001-CSR-021 | PSU2 | MH-DC-001-RACK-D-BDFB-B | 20 | Fuse bank 2
MH-DC-001-CSR-022 | PSU1 | MH-DC-001-RACK-D-BDFB-A | 3 | Fuse bank 1
MH-DC-001-CSR-022 | PSU2 | MH-DC-001-RACK-D-BDFB-B | 3 | Fuse bank 1
MH-DC-001-CSR-023 | PSU1 | MH-DC-001-RACK-D-BDFB-A | 21 | Fuse bank 2
MH-DC-001-CSR-023 | PSU2 | MH-DC-001-RACK-D-BDFB-B | 21 | Fuse bank 2
MH-DC-001-CSR-024 | PSU1 | MH-DC-001-RACK-D-BDFB-A | 4 | Fuse bank 1
MH-DC-001-CSR-024 | PSU2 | MH-DC-001-RACK-D-BDFB-B | 4 | Fuse bank 1
MH-DC-001-CSR-025 | PSU1 | MH-DC-001-RACK-D-BDFB-A | 22 | Fuse bank 2
MH-DC-001-CSR-025 | PSU2 | MH-DC-001-RACK-D-BDFB-B | 22 | Fuse bank 2
MH-DC-001-CSR-026 | PSU1 | MH-DC-001-RACK-D-BDFB-A | 5 | Fuse bank 1
MH-DC-001-CSR-026 | PSU2 | MH-DC-001-RACK-D-BDFB-B | 5 | Fuse bank 1
MH-DC-001-CSR-027 | PSU1 | MH-DC-001-RACK-D-BDFB-A | 23 | Fuse bank 2
MH-DC-001-CSR-027 | PSU2 | MH-DC-001-RACK-D-BDFB-B | 23 | Fuse bank 2
MH-DC-001-CSR-028 | PSU1 | MH-DC-001-RACK-D-BDFB-A | 6 | Fuse bank 1
MH-DC-001-CSR-028 | PSU2 | MH-DC-001-RACK-D-BDFB-B | 6 | Fuse bank 1
MH-DC-001-CSR-029 | PSU1 | MH-DC-001-RACK-D-BDFB-A | 24 | Fuse bank 2
MH-DC-001-CSR-029 | PSU2 | MH-DC-001-RACK-D-BDFB-B | 24 | Fuse bank 2
MH-DC-001-CSR-030 | PSU1 | MH-DC-001-RACK-D-BDFB-A | 7 | Fuse bank 1
MH-DC-001-CSR-030 | PSU2 | MH-DC-001-RACK-D-BDFB-B | 7 | Fuse bank 1
MH-DC-001-CSR-031 | PSU1 | MH-DC-001-RACK-D-BDFB-A | 25 | Fuse bank 2
MH-DC-001-CSR-031 | PSU2 | MH-DC-001-RACK-D-BDFB-B | 25 | Fuse bank 2
MH-DC-001-CSR-032 | PSU1 | MH-DC-001-RACK-D-BDFB-A | 8 | Fuse bank 1
MH-DC-001-CSR-032 | PSU2 | MH-DC-001-RACK-D-BDFB-B | 8 | Fuse bank 1
MH-DC-001-CSR-033 | PSU1 | MH-DC-001-RACK-D-BDFB-A | 26 | Fuse bank 2
MH-DC-001-CSR-033 | PSU2 | MH-DC-001-RACK-D-BDFB-B | 26 | Fuse bank 2
MH-DC-001-CSR-034 | PSU1 | MH-DC-001-RACK-D-BDFB-A | 9 | Fuse bank 1
MH-DC-001-CSR-034 | PSU2 | MH-DC-001-RACK-D-BDFB-B | 9 | Fuse bank 1
MH-DC-001-CSR-035 | PSU1 | MH-DC-001-RACK-D-BDFB-A | 27 | Fuse bank 2
MH-DC-001-CSR-035 | PSU2 | MH-DC-001-RACK-D-BDFB-B | 27 | Fuse bank 2
MH-DC-001-CSR-036 | PSU1 | MH-DC-001-RACK-D-BDFB-A | 10 | Fuse bank 1
MH-DC-001-CSR-036 | PSU2 | MH-DC-001-RACK-D-BDFB-B | 10 | Fuse bank 1
MH-DC-001-CSR-037 | PSU1 | MH-DC-001-RACK-D-BDFB-A | 28 | Fuse bank 2
MH-DC-001-CSR-037 | PSU2 | MH-DC-001-RACK-D-BDFB-B | 28 | Fuse bank 2
MH-DC-001-CSR-038 | PSU1 | MH-DC-001-RACK-D-BDFB-A | 11 | Fuse bank 1
MH-DC-001-CSR-038 | PSU2 | MH-DC-001-RACK-D-BDFB-B | 11 | Fuse bank 1
MH-DC-001-CSR-039 | PSU1 | MH-DC-001-RACK-D-BDFB-A | 29 | Fuse bank 2
MH-DC-001-CSR-039 | PSU2 | MH-DC-001-RACK-D-BDFB-B | 29 | Fuse bank 2
MH-DC-001-CSR-040 | PSU1 | MH-DC-001-RACK-D-BDFB-A | 12 | Fuse bank 1
MH-DC-001-CSR-040 | PSU2 | MH-DC-001-RACK-D-BDFB-B | 12 | Fuse bank 1
MH-DC-001-CSR-041 | PSU1 | MH-DC-001-RACK-D-BDFB-A | 30 | Fuse bank 2
MH-DC-001-CSR-041 | PSU2 | MH-DC-001-RACK-D-BDFB-B | 30 | Fuse bank 2
MH-DC-001-CSR-042 | PSU1 | MH-DC-001-RACK-D-BDFB-A | 13 | Fuse bank 1
MH-DC-001-CSR-042 | PSU2 | MH-DC-001-RACK-D-BDFB-B | 13 | Fuse bank 1
MH-DC-001-CSR-043 | PSU1 | MH-DC-001-RACK-D-BDFB-A | 31 | Fuse bank 2
MH-DC-001-CSR-043 | PSU2 | MH-DC-001-RACK-D-BDFB-B | 31 | Fuse bank 2
MH-DC-001-CSR-044 | PSU1 | MH-DC-001-RACK-D-BDFB-A | 14 | Fuse bank 1
MH-DC-001-CSR-044 | PSU2 | MH-DC-001-RACK-D-BDFB-B | 14 | Fuse bank 1
MH-DC-001-CSR-045 | PSU1 | MH-DC-001-RACK-D-BDFB-A | 32 | Fuse bank 2
MH-DC-001-CSR-045 | PSU2 | MH-DC-001-RACK-D-BDFB-B | 32 | Fuse bank 2
MH-DC-001-CSR-046 | PSU1 | MH-DC-001-RACK-D-BDFB-A | 15 | Fuse bank 1
MH-DC-001-CSR-046 | PSU2 | MH-DC-001-RACK-D-BDFB-B | 15 | Fuse bank 1
MH-DC-001-CSR-047 | PSU1 | MH-DC-001-RACK-D-BDFB-A | 33 | Fuse bank 2
MH-DC-001-CSR-047 | PSU2 | MH-DC-001-RACK-D-BDFB-B | 33 | Fuse bank 2
MH-DC-001-CSR-048 | PSU1 | MH-DC-001-RACK-D-BDFB-A | 16 | Fuse bank 1
MH-DC-001-CSR-048 | PSU2 | MH-DC-001-RACK-D-BDFB-B | 16 | Fuse bank 1
MH-DC-001-CSR-049 | PSU1 | MH-DC-001-RACK-D-BDFB-A | 34 | Fuse bank 2
MH-DC-001-CSR-049 | PSU2 | MH-DC-001-RACK-D-BDFB-B | 34 | Fuse bank 2
MH-DC-001-CSR-050 | PSU1 | MH-DC-001-RACK-D-BDFB-A | 17 | Fuse bank 1
MH-DC-001-CSR-050 | PSU2 | MH-DC-001-RACK-D-BDFB-B | 17 | Fuse bank 1
MH-DC-001-CSR-051 | PSU1 | MH-DC-001-RACK-D-BDFB-A | 35 | Fuse bank 2
MH-DC-001-CSR-051 | PSU2 | MH-DC-001-RACK-D-BDFB-B | 35 | Fuse bank 2
MH-DC-001-CSR-052 | PSU1 | MH-DC-001-RACK-D-BDFB-A | 18 | Fuse bank 1
MH-DC-001-CSR-052 | PSU2 | MH-DC-001-RACK-D-BDFB-B | 18 | Fuse bank 1
MH-DC-001-CSR-053 | PSU1 | MH-DC-001-RACK-E-BDFB-A | 1 | Fuse bank 1
MH-DC-001-CSR-053 | PSU2 | MH-DC-001-RACK-E-BDFB-B | 1 | Fuse bank 1
MH-DC-001-CSR-054 | PSU1 | MH-DC-001-RACK-E-BDFB-A | 19 | Fuse bank 2
MH-DC-001-CSR-054 | PSU2 | MH-DC-001-RACK-E-BDFB-B | 19 | Fuse bank 2
MH-DC-001-CSR-055 | PSU1 | MH-DC-001-RACK-E-BDFB-A | 2 | Fuse bank 1
MH-DC-001-CSR-055 | PSU2 | MH-DC-001-RACK-E-BDFB-B | 2 | Fuse bank 1
MH-DC-001-CSR-056 | PSU1 | MH-DC-001-RACK-E-BDFB-A | 20 | Fuse bank 2
MH-DC-001-CSR-056 | PSU2 | MH-DC-001-RACK-E-BDFB-B | 20 | Fuse bank 2
MH-DC-001-CSR-057 | PSU1 | MH-DC-001-RACK-E-BDFB-A | 3 | Fuse bank 1
MH-DC-001-CSR-057 | PSU2 | MH-DC-001-RACK-E-BDFB-B | 3 | Fuse bank 1
MH-DC-001-CSR-058 | PSU1 | MH-DC-001-RACK-E-BDFB-A | 21 | Fuse bank 2
MH-DC-001-CSR-058 | PSU2 | MH-DC-001-RACK-E-BDFB-B | 21 | Fuse bank 2
MH-DC-001-CSR-059 | PSU1 | MH-DC-001-RACK-E-BDFB-A | 4 | Fuse bank 1
MH-DC-001-CSR-059 | PSU2 | MH-DC-001-RACK-E-BDFB-B | 4 | Fuse bank 1
MH-DC-001-CSR-060 | PSU1 | MH-DC-001-RACK-E-BDFB-A | 22 | Fuse bank 2
MH-DC-001-CSR-060 | PSU2 | MH-DC-001-RACK-E-BDFB-B | 22 | Fuse bank 2
MH-DC-001-CSR-061 | PSU1 | MH-DC-001-RACK-E-BDFB-A | 5 | Fuse bank 1
MH-DC-001-CSR-061 | PSU2 | MH-DC-001-RACK-E-BDFB-B | 5 | Fuse bank 1
MH-DC-001-CSR-062 | PSU1 | MH-DC-001-RACK-E-BDFB-A | 23 | Fuse bank 2
MH-DC-001-CSR-062 | PSU2 | MH-DC-001-RACK-E-BDFB-B | 23 | Fuse bank 2
MH-DC-001-CSR-063 | PSU1 | MH-DC-001-RACK-E-BDFB-A | 6 | Fuse bank 1
MH-DC-001-CSR-063 | PSU2 | MH-DC-001-RACK-E-BDFB-B | 6 | Fuse bank 1
MH-DC-001-CSR-064 | PSU1 | MH-DC-001-RACK-E-BDFB-A | 24 | Fuse bank 2
MH-DC-001-CSR-064 | PSU2 | MH-DC-001-RACK-E-BDFB-B | 24 | Fuse bank 2
MH-DC-001-CSR-065 | PSU1 | MH-DC-001-RACK-E-BDFB-A | 7 | Fuse bank 1
MH-DC-001-CSR-065 | PSU2 | MH-DC-001-RACK-E-BDFB-B | 7 | Fuse bank 1
MH-DC-001-CSR-066 | PSU1 | MH-DC-001-RACK-E-BDFB-A | 25 | Fuse bank 2
MH-DC-001-CSR-066 | PSU2 | MH-DC-001-RACK-E-BDFB-B | 25 | Fuse bank 2
MH-DC-001-CSR-067 | PSU1 | MH-DC-001-RACK-E-BDFB-A | 8 | Fuse bank 1
MH-DC-001-CSR-067 | PSU2 | MH-DC-001-RACK-E-BDFB-B | 8 | Fuse bank 1
MH-DC-001-CSR-068 | PSU1 | MH-DC-001-RACK-E-BDFB-A | 26 | Fuse bank 2
MH-DC-001-CSR-068 | PSU2 | MH-DC-001-RACK-E-BDFB-B | 26 | Fuse bank 2
MH-DC-001-CSR-069 | PSU1 | MH-DC-001-RACK-E-BDFB-A | 9 | Fuse bank 1
MH-DC-001-CSR-069 | PSU2 | MH-DC-001-RACK-E-BDFB-B | 9 | Fuse bank 1
MH-DC-001-CSR-070 | PSU1 | MH-DC-001-RACK-E-BDFB-A | 27 | Fuse bank 2
MH-DC-001-CSR-070 | PSU2 | MH-DC-001-RACK-E-BDFB-B | 27 | Fuse bank 2
MH-DC-001-CSR-071 | PSU1 | MH-DC-001-RACK-E-BDFB-A | 10 | Fuse bank 1
MH-DC-001-CSR-071 | PSU2 | MH-DC-001-RACK-E-BDFB-B | 10 | Fuse bank 1
MH-DC-001-CSR-072 | PSU1 | MH-DC-001-RACK-E-BDFB-A | 28 | Fuse bank 2
MH-DC-001-CSR-072 | PSU2 | MH-DC-001-RACK-E-BDFB-B | 28 | Fuse bank 2
MH-DC-001-CSR-073 | PSU1 | MH-DC-001-RACK-E-BDFB-A | 11 | Fuse bank 1
MH-DC-001-CSR-073 | PSU2 | MH-DC-001-RACK-E-BDFB-B | 11 | Fuse bank 1
MH-DC-001-CSR-074 | PSU1 | MH-DC-001-RACK-E-BDFB-A | 29 | Fuse bank 2
MH-DC-001-CSR-074 | PSU2 | MH-DC-001-RACK-E-BDFB-B | 29 | Fuse bank 2
MH-DC-001-CSR-075 | PSU1 | MH-DC-001-RACK-E-BDFB-A | 12 | Fuse bank 1
MH-DC-001-CSR-075 | PSU2 | MH-DC-001-RACK-E-BDFB-B | 12 | Fuse bank 1
MH-DC-001-CSR-076 | PSU1 | MH-DC-001-RACK-E-BDFB-A | 30 | Fuse bank 2
MH-DC-001-CSR-076 | PSU2 | MH-DC-001-RACK-E-BDFB-B | 30 | Fuse bank 2
MH-DC-001-CSR-077 | PSU1 | MH-DC-001-RACK-E-BDFB-A | 13 | Fuse bank 1
MH-DC-001-CSR-077 | PSU2 | MH-DC-001-RACK-E-BDFB-B | 13 | Fuse bank 1
MH-DC-001-CSR-078 | PSU1 | MH-DC-001-RACK-E-BDFB-A | 31 | Fuse bank 2
MH-DC-001-CSR-078 | PSU2 | MH-DC-001-RACK-E-BDFB-B | 31 | Fuse bank 2
MH-DC-001-CSR-079 | PSU1 | MH-DC-001-RACK-E-BDFB-A | 14 | Fuse bank 1
MH-DC-001-CSR-079 | PSU2 | MH-DC-001-RACK-E-BDFB-B | 14 | Fuse bank 1
MH-DC-001-CSR-080 | PSU1 | MH-DC-001-RACK-E-BDFB-A | 32 | Fuse bank 2
MH-DC-001-CSR-080 | PSU2 | MH-DC-001-RACK-E-BDFB-B | 32 | Fuse bank 2
MH-DC-001-CSR-081 | PSU1 | MH-DC-001-RACK-E-BDFB-A | 15 | Fuse bank 1
MH-DC-001-CSR-081 | PSU2 | MH-DC-001-RACK-E-BDFB-B | 15 | Fuse bank 1
MH-DC-001-CSR-082 | PSU1 | MH-DC-001-RACK-E-BDFB-A | 33 | Fuse bank 2
MH-DC-001-CSR-082 | PSU2 | MH-DC-001-RACK-E-BDFB-B | 33 | Fuse bank 2
MH-DC-001-CSR-083 | PSU1 | MH-DC-001-RACK-E-BDFB-A | 16 | Fuse bank 1
MH-DC-001-CSR-083 | PSU2 | MH-DC-001-RACK-E-BDFB-B | 16 | Fuse bank 1
MH-DC-001-CSR-084 | PSU1 | MH-DC-001-RACK-E-BDFB-A | 34 | Fuse bank 2
MH-DC-001-CSR-084 | PSU2 | MH-DC-001-RACK-E-BDFB-B | 34 | Fuse bank 2
MH-DC-001-CSR-085 | PSU1 | MH-DC-001-RACK-F-BDFB-A | 1 | Fuse bank 1
MH-DC-001-CSR-085 | PSU2 | MH-DC-001-RACK-F-BDFB-B | 1 | Fuse bank 1
MH-DC-001-CSR-086 | PSU1 | MH-DC-001-RACK-F-BDFB-A | 7 | Fuse bank 2
MH-DC-001-CSR-086 | PSU2 | MH-DC-001-RACK-F-BDFB-B | 7 | Fuse bank 2
MH-DC-001-CSR-087 | PSU1 | MH-DC-001-RACK-F-BDFB-A | 2 | Fuse bank 1
MH-DC-001-CSR-087 | PSU2 | MH-DC-001-RACK-F-BDFB-B | 2 | Fuse bank 1
MH-DC-001-CSR-088 | PSU1 | MH-DC-001-RACK-F-BDFB-A | 8 | Fuse bank 2
MH-DC-001-CSR-088 | PSU2 | MH-DC-001-RACK-F-BDFB-B | 8 | Fuse bank 2
MH-DC-001-CSR-089 | PSU1 | MH-DC-001-RACK-F-BDFB-A | 3 | Fuse bank 1
MH-DC-001-CSR-089 | PSU2 | MH-DC-001-RACK-F-BDFB-B | 3 | Fuse bank 1
MH-DC-001-CSR-090 | PSU1 | MH-DC-001-RACK-F-BDFB-A | 9 | Fuse bank 2
MH-DC-001-CSR-090 | PSU2 | MH-DC-001-RACK-F-BDFB-B | 9 | Fuse bank 2
MH-DC-001-TOR-001 | PSU1 | MH-DC-001-RACK-F-PDU-A | 1 | L1
MH-DC-001-TOR-001 | PSU2 | MH-DC-001-RACK-F-PDU-B | 1 | L1
MH-DC-001-TOR-002 | PSU1 | MH-DC-001-RACK-F-PDU-A | 9 | L2
MH-DC-001-TOR-002 | PSU2 | MH-DC-001-RACK-F-PDU-B | 9 | L2
MH-DC-001-TOR-003 | PSU1 | MH-DC-001-RACK-F-PDU-A | 17 | L3
MH-DC-001-TOR-003 | PSU2 | MH-DC-001-RACK-F-PDU-B | 17 | L3
MH-DC-001-TOR-004 | PSU1 | MH-DC-001-RACK-F-PDU-A | 2 | L1
MH-DC-001-TOR-004 | PSU2 | MH-DC-001-RACK-F-PDU-B | 2 | L1
MH-DC-001-TOR-005 | PSU1 | MH-DC-001-RACK-F-PDU-A | 10 | L2
MH-DC-001-TOR-005 | PSU2 | MH-DC-001-RACK-F-PDU-B | 10 | L2
MH-DC-001-TOR-006 | PSU1 | MH-DC-001-RACK-F-PDU-A | 18 | L3
MH-DC-001-TOR-006 | PSU2 | MH-DC-001-RACK-F-PDU-B | 18 | L3
MH-DC-001-TOR-007 | PSU1 | MH-DC-001-RACK-F-PDU-A | 3 | L1
MH-DC-001-TOR-007 | PSU2 | MH-DC-001-RACK-F-PDU-B | 3 | L1
MH-DC-001-NMS-01 | PSU1 | MH-DC-001-RACK-J-PDU-A | 1 | L1
MH-DC-001-NMS-01 | PSU2 | MH-DC-001-RACK-J-PDU-B | 1 | L1
MH-DC-001-NMS-02 | PSU1 | MH-DC-001-RACK-J-PDU-A | 13 | L2
MH-DC-001-NMS-02 | PSU2 | MH-DC-001-RACK-J-PDU-B | 13 | L2
MH-DC-001-AAA-01 | PSU1 | MH-DC-001-RACK-J-PDU-A | 25 | L3
MH-DC-001-AAA-01 | PSU2 | MH-DC-001-RACK-J-PDU-B | 25 | L3
MH-DC-001-AAA-02 | PSU1 | MH-DC-001-RACK-J-PDU-A | 2 | L1
MH-DC-001-AAA-02 | PSU2 | MH-DC-001-RACK-J-PDU-B | 2 | L1
MH-DC-001-DNS-01 | PSU1 | MH-DC-001-RACK-J-PDU-A | 14 | L2
MH-DC-001-DNS-01 | PSU2 | MH-DC-001-RACK-J-PDU-B | 14 | L2
MH-DC-001-DNS-02 | PSU1 | MH-DC-001-RACK-J-PDU-A | 26 | L3
MH-DC-001-DNS-02 | PSU2 | MH-DC-001-RACK-J-PDU-B | 26 | L3
MH-DC-001-JMP-01 | PSU1 | MH-DC-001-RACK-J-PDU-A | 3 | L1
MH-DC-001-JMP-01 | PSU2 | MH-DC-001-RACK-J-PDU-B | 3 | L1
MH-DC-001-JMP-02 | PSU1 | MH-DC-001-RACK-J-PDU-A | 15 | L2
MH-DC-001-JMP-02 | PSU2 | MH-DC-001-RACK-J-PDU-B | 15 | L2
MH-DC-001-BKP-01 | PSU1 | MH-DC-001-RACK-J-PDU-A | 27 | L3
MH-DC-001-BKP-01 | PSU2 | MH-DC-001-RACK-J-PDU-B | 27 | L3
MH-DC-001-BKP-02 | PSU1 | MH-DC-001-RACK-J-PDU-A | 4 | L1
MH-DC-001-BKP-02 | PSU2 | MH-DC-001-RACK-J-PDU-B | 4 | L1
MH-DC-001-OSS-01 | PSU1 | MH-DC-001-RACK-J-PDU-A | 16 | L2
MH-DC-001-OSS-01 | PSU2 | MH-DC-001-RACK-J-PDU-B | 16 | L2
MH-DC-001-OSS-02 | PSU1 | MH-DC-001-RACK-J-PDU-A | 28 | L3
MH-DC-001-OSS-02 | PSU2 | MH-DC-001-RACK-J-PDU-B | 28 | L3
MH-DC-001-OSS-03 | PSU1 | MH-DC-001-RACK-J-PDU-A | 5 | L1
MH-DC-001-OSS-03 | PSU2 | MH-DC-001-RACK-J-PDU-B | 5 | L1
MH-DC-001-OSS-04 | PSU1 | MH-DC-001-RACK-J-PDU-A | 17 | L2
MH-DC-001-OSS-04 | PSU2 | MH-DC-001-RACK-J-PDU-B | 17 | L2
MH-DC-001-BSS-01 | PSU1 | MH-DC-001-RACK-J-PDU-A | 29 | L3
MH-DC-001-BSS-01 | PSU2 | MH-DC-001-RACK-J-PDU-B | 29 | L3
MH-DC-001-BSS-02 | PSU1 | MH-DC-001-RACK-J-PDU-A | 6 | L1
MH-DC-001-BSS-02 | PSU2 | MH-DC-001-RACK-J-PDU-B | 6 | L1
MH-DC-001-BSS-03 | PSU1 | MH-DC-001-RACK-J-PDU-A | 18 | L2
MH-DC-001-BSS-03 | PSU2 | MH-DC-001-RACK-J-PDU-B | 18 | L2
MH-DC-001-BSS-04 | PSU1 | MH-DC-001-RACK-J-PDU-A | 30 | L3
MH-DC-001-BSS-04 | PSU2 | MH-DC-001-RACK-J-PDU-B | 30 | L3
MH-DC-001-IMS-01 | PSU1 | MH-DC-001-RACK-K-PDU-A | 1 | L1
MH-DC-001-IMS-01 | PSU2 | MH-DC-001-RACK-K-PDU-B | 1 | L1
MH-DC-001-IMS-02 | PSU1 | MH-DC-001-RACK-K-PDU-A | 13 | L2
MH-DC-001-IMS-02 | PSU2 | MH-DC-001-RACK-K-PDU-B | 13 | L2
MH-DC-001-IMS-03 | PSU1 | MH-DC-001-RACK-K-PDU-A | 25 | L3
MH-DC-001-IMS-03 | PSU2 | MH-DC-001-RACK-K-PDU-B | 25 | L3
MH-DC-001-IMS-04 | PSU1 | MH-DC-001-RACK-K-PDU-A | 2 | L1
MH-DC-001-IMS-04 | PSU2 | MH-DC-001-RACK-K-PDU-B | 2 | L1
MH-DC-001-NFVI-CP-01 | PSU1 | MH-DC-001-RACK-K-PDU-A | 14 | L2
MH-DC-001-NFVI-CP-01 | PSU2 | MH-DC-001-RACK-K-PDU-B | 14 | L2
MH-DC-001-NFVI-CP-02 | PSU1 | MH-DC-001-RACK-K-PDU-A | 26 | L3
MH-DC-001-NFVI-CP-02 | PSU2 | MH-DC-001-RACK-K-PDU-B | 26 | L3
MH-DC-001-NFVI-CP-03 | PSU1 | MH-DC-001-RACK-K-PDU-A | 3 | L1
MH-DC-001-NFVI-CP-03 | PSU2 | MH-DC-001-RACK-K-PDU-B | 3 | L1
MH-DC-001-NFVI-CP-04 | PSU1 | MH-DC-001-RACK-K-PDU-A | 15 | L2
MH-DC-001-NFVI-CP-04 | PSU2 | MH-DC-001-RACK-K-PDU-B | 15 | L2
MH-DC-001-NFVI-CP-05 | PSU1 | MH-DC-001-RACK-K-PDU-A | 27 | L3
MH-DC-001-NFVI-CP-05 | PSU2 | MH-DC-001-RACK-K-PDU-B | 27 | L3
MH-DC-001-NFVI-CP-06 | PSU1 | MH-DC-001-RACK-K-PDU-A | 4 | L1
MH-DC-001-NFVI-CP-06 | PSU2 | MH-DC-001-RACK-K-PDU-B | 4 | L1
MH-DC-001-NFVI-CP-07 | PSU1 | MH-DC-001-RACK-K-PDU-A | 16 | L2
MH-DC-001-NFVI-CP-07 | PSU2 | MH-DC-001-RACK-K-PDU-B | 16 | L2
MH-DC-001-NFVI-CP-08 | PSU1 | MH-DC-001-RACK-K-PDU-A | 28 | L3
MH-DC-001-NFVI-CP-08 | PSU2 | MH-DC-001-RACK-K-PDU-B | 28 | L3
MH-DC-001-NFVI-UP-01 | PSU1 | MH-DC-001-RACK-K-PDU-A | 5 | L1
MH-DC-001-NFVI-UP-01 | PSU2 | MH-DC-001-RACK-K-PDU-B | 5 | L1
MH-DC-001-NFVI-UP-02 | PSU1 | MH-DC-001-RACK-K-PDU-A | 17 | L2
MH-DC-001-NFVI-UP-02 | PSU2 | MH-DC-001-RACK-K-PDU-B | 17 | L2
MH-DC-001-NFVI-UP-03 | PSU1 | MH-DC-001-RACK-L-PDU-A | 1 | L1
MH-DC-001-NFVI-UP-03 | PSU2 | MH-DC-001-RACK-L-PDU-B | 1 | L1
MH-DC-001-NFVI-UP-04 | PSU1 | MH-DC-001-RACK-L-PDU-A | 13 | L2
MH-DC-001-NFVI-UP-04 | PSU2 | MH-DC-001-RACK-L-PDU-B | 13 | L2
MH-DC-001-NFVI-UP-05 | PSU1 | MH-DC-001-RACK-L-PDU-A | 25 | L3
MH-DC-001-NFVI-UP-05 | PSU2 | MH-DC-001-RACK-L-PDU-B | 25 | L3
MH-DC-001-NFVI-UP-06 | PSU1 | MH-DC-001-RACK-L-PDU-A | 2 | L1
MH-DC-001-NFVI-UP-06 | PSU2 | MH-DC-001-RACK-L-PDU-B | 2 | L1
MH-DC-001-NFVI-UP-07 | PSU1 | MH-DC-001-RACK-L-PDU-A | 14 | L2
MH-DC-001-NFVI-UP-07 | PSU2 | MH-DC-001-RACK-L-PDU-B | 14 | L2
MH-DC-001-NFVI-UP-08 | PSU1 | MH-DC-001-RACK-L-PDU-A | 26 | L3
MH-DC-001-NFVI-UP-08 | PSU2 | MH-DC-001-RACK-L-PDU-B | 26 | L3
MH-DC-001-NFVI-UP-09 | PSU1 | MH-DC-001-RACK-L-PDU-A | 3 | L1
MH-DC-001-NFVI-UP-09 | PSU2 | MH-DC-001-RACK-L-PDU-B | 3 | L1
MH-DC-001-NFVI-UP-10 | PSU1 | MH-DC-001-RACK-L-PDU-A | 15 | L2
MH-DC-001-NFVI-UP-10 | PSU2 | MH-DC-001-RACK-L-PDU-B | 15 | L2
MH-DC-001-NFVI-UP-11 | PSU1 | MH-DC-001-RACK-L-PDU-A | 27 | L3
MH-DC-001-NFVI-UP-11 | PSU2 | MH-DC-001-RACK-L-PDU-B | 27 | L3
MH-DC-001-NFVI-UP-12 | PSU1 | MH-DC-001-RACK-L-PDU-A | 4 | L1
MH-DC-001-NFVI-UP-12 | PSU2 | MH-DC-001-RACK-L-PDU-B | 4 | L1
MH-DC-001-NFVI-UP-13 | PSU1 | MH-DC-001-RACK-L-PDU-A | 16 | L2
MH-DC-001-NFVI-UP-13 | PSU2 | MH-DC-001-RACK-L-PDU-B | 16 | L2
MH-DC-001-NFVI-UP-14 | PSU1 | MH-DC-001-RACK-M-PDU-A | 1 | L1
MH-DC-001-NFVI-UP-14 | PSU2 | MH-DC-001-RACK-M-PDU-B | 1 | L1
MH-DC-001-VRAN-CU-01 | PSU1 | MH-DC-001-RACK-M-PDU-A | 9 | L2
MH-DC-001-VRAN-CU-01 | PSU2 | MH-DC-001-RACK-M-PDU-B | 9 | L2
MH-DC-001-VRAN-CU-02 | PSU1 | MH-DC-001-RACK-M-PDU-A | 17 | L3
MH-DC-001-VRAN-CU-02 | PSU2 | MH-DC-001-RACK-M-PDU-B | 17 | L3
MH-DC-001-VRAN-CU-03 | PSU1 | MH-DC-001-RACK-M-PDU-A | 2 | L1
MH-DC-001-VRAN-CU-03 | PSU2 | MH-DC-001-RACK-M-PDU-B | 2 | L1
MH-DC-001-VRAN-CU-04 | PSU1 | MH-DC-001-RACK-M-PDU-A | 10 | L2
MH-DC-001-VRAN-CU-04 | PSU2 | MH-DC-001-RACK-M-PDU-B | 10 | L2
MH-DC-001-VRAN-CU-05 | PSU1 | MH-DC-001-RACK-M-PDU-A | 18 | L3
MH-DC-001-VRAN-CU-05 | PSU2 | MH-DC-001-RACK-M-PDU-B | 18 | L3
MH-DC-001-VRAN-CU-06 | PSU1 | MH-DC-001-RACK-M-PDU-A | 3 | L1
MH-DC-001-VRAN-CU-06 | PSU2 | MH-DC-001-RACK-M-PDU-B | 3 | L1
MH-DC-002-PE-T4-01 | PEM0 | MH-DC-002-RACK-A-PDU-A | 1 | L1
MH-DC-002-PE-T4-01 | PEM1 | MH-DC-002-RACK-A-PDU-B | 1 | L1
MH-DC-002-PE-T4-02 | PEM0 | MH-DC-002-RACK-A-PDU-A | 13 | L2
MH-DC-002-PE-T4-02 | PEM1 | MH-DC-002-RACK-A-PDU-B | 13 | L2
MH-DC-002-PE-T4-03 | PEM0 | MH-DC-002-RACK-A-PDU-A | 25 | L3
MH-DC-002-PE-T4-03 | PEM1 | MH-DC-002-RACK-A-PDU-B | 25 | L3
MH-DC-002-PE-T4-04 | PEM0 | MH-DC-002-RACK-A-PDU-A | 2 | L1
MH-DC-002-PE-T4-04 | PEM1 | MH-DC-002-RACK-A-PDU-B | 2 | L1
MH-DC-002-OLA-01 | PSU1 | MH-DC-002-RACK-A-BDFB-A | 1 | Fuse bank 1
MH-DC-002-OLA-01 | PSU2 | MH-DC-002-RACK-A-BDFB-B | 1 | Fuse bank 1
MH-DC-002-AGG-R01 | PEM0 | MH-DC-002-RACK-A-PDU-A | 14 | L2
MH-DC-002-AGG-R01 | PEM1 | MH-DC-002-RACK-A-PDU-B | 14 | L2
MH-DC-002-AGG-R02 | PEM0 | MH-DC-002-RACK-A-PDU-A | 26 | L3
MH-DC-002-AGG-R02 | PEM1 | MH-DC-002-RACK-A-PDU-B | 26 | L3
MH-DC-002-AGG-R03 | PEM0 | MH-DC-002-RACK-A-PDU-A | 3 | L1
MH-DC-002-AGG-R03 | PEM1 | MH-DC-002-RACK-A-PDU-B | 3 | L1
MH-DC-002-AGG-R04 | PEM0 | MH-DC-002-RACK-A-PDU-A | 15 | L2
MH-DC-002-AGG-R04 | PEM1 | MH-DC-002-RACK-A-PDU-B | 15 | L2
MH-DC-002-AGG-R05 | PEM0 | MH-DC-002-RACK-A-PDU-A | 27 | L3
MH-DC-002-AGG-R05 | PEM1 | MH-DC-002-RACK-A-PDU-B | 27 | L3
MH-DC-002-AGG-R06 | PEM0 | MH-DC-002-RACK-A-PDU-A | 4 | L1
MH-DC-002-AGG-R06 | PEM1 | MH-DC-002-RACK-A-PDU-B | 4 | L1
MH-DC-002-ACC-01 | PSU1 | MH-DC-002-RACK-A-PDU-A | 16 | L2
MH-DC-002-ACC-01 | PSU2 | MH-DC-002-RACK-A-PDU-B | 16 | L2
MH-DC-002-ACC-02 | PSU1 | MH-DC-002-RACK-B-PDU-A | 1 | L1
MH-DC-002-ACC-02 | PSU2 | MH-DC-002-RACK-B-PDU-B | 1 | L1
MH-DC-002-ACC-03 | PSU1 | MH-DC-002-RACK-B-PDU-A | 13 | L2
MH-DC-002-ACC-03 | PSU2 | MH-DC-002-RACK-B-PDU-B | 13 | L2
MH-DC-002-ACC-04 | PSU1 | MH-DC-002-RACK-B-PDU-A | 25 | L3
MH-DC-002-ACC-04 | PSU2 | MH-DC-002-RACK-B-PDU-B | 25 | L3
MH-DC-002-ACC-05 | PSU1 | MH-DC-002-RACK-B-PDU-A | 2 | L1
MH-DC-002-ACC-05 | PSU2 | MH-DC-002-RACK-B-PDU-B | 2 | L1
MH-DC-002-ACC-06 | PSU1 | MH-DC-002-RACK-B-PDU-A | 14 | L2
MH-DC-002-ACC-06 | PSU2 | MH-DC-002-RACK-B-PDU-B | 14 | L2
MH-DC-002-ACC-07 | PSU1 | MH-DC-002-RACK-B-PDU-A | 26 | L3
MH-DC-002-ACC-07 | PSU2 | MH-DC-002-RACK-B-PDU-B | 26 | L3
MH-DC-002-CSR-001 | PSU1 | MH-DC-002-RACK-B-BDFB-A | 1 | Fuse bank 1
MH-DC-002-CSR-001 | PSU2 | MH-DC-002-RACK-B-BDFB-B | 1 | Fuse bank 1
MH-DC-002-CSR-002 | PSU1 | MH-DC-002-RACK-B-BDFB-A | 19 | Fuse bank 2
MH-DC-002-CSR-002 | PSU2 | MH-DC-002-RACK-B-BDFB-B | 19 | Fuse bank 2
MH-DC-002-CSR-003 | PSU1 | MH-DC-002-RACK-B-BDFB-A | 2 | Fuse bank 1
MH-DC-002-CSR-003 | PSU2 | MH-DC-002-RACK-B-BDFB-B | 2 | Fuse bank 1
MH-DC-002-CSR-004 | PSU1 | MH-DC-002-RACK-B-BDFB-A | 20 | Fuse bank 2
MH-DC-002-CSR-004 | PSU2 | MH-DC-002-RACK-B-BDFB-B | 20 | Fuse bank 2
MH-DC-002-CSR-005 | PSU1 | MH-DC-002-RACK-B-BDFB-A | 3 | Fuse bank 1
MH-DC-002-CSR-005 | PSU2 | MH-DC-002-RACK-B-BDFB-B | 3 | Fuse bank 1
MH-DC-002-CSR-006 | PSU1 | MH-DC-002-RACK-B-BDFB-A | 21 | Fuse bank 2
MH-DC-002-CSR-006 | PSU2 | MH-DC-002-RACK-B-BDFB-B | 21 | Fuse bank 2
MH-DC-002-CSR-007 | PSU1 | MH-DC-002-RACK-B-BDFB-A | 4 | Fuse bank 1
MH-DC-002-CSR-007 | PSU2 | MH-DC-002-RACK-B-BDFB-B | 4 | Fuse bank 1
MH-DC-002-CSR-008 | PSU1 | MH-DC-002-RACK-B-BDFB-A | 22 | Fuse bank 2
MH-DC-002-CSR-008 | PSU2 | MH-DC-002-RACK-B-BDFB-B | 22 | Fuse bank 2
MH-DC-002-CSR-009 | PSU1 | MH-DC-002-RACK-B-BDFB-A | 5 | Fuse bank 1
MH-DC-002-CSR-009 | PSU2 | MH-DC-002-RACK-B-BDFB-B | 5 | Fuse bank 1
MH-DC-002-CSR-010 | PSU1 | MH-DC-002-RACK-B-BDFB-A | 23 | Fuse bank 2
MH-DC-002-CSR-010 | PSU2 | MH-DC-002-RACK-B-BDFB-B | 23 | Fuse bank 2
MH-DC-002-CSR-011 | PSU1 | MH-DC-002-RACK-B-BDFB-A | 6 | Fuse bank 1
MH-DC-002-CSR-011 | PSU2 | MH-DC-002-RACK-B-BDFB-B | 6 | Fuse bank 1
MH-DC-002-CSR-012 | PSU1 | MH-DC-002-RACK-B-BDFB-A | 24 | Fuse bank 2
MH-DC-002-CSR-012 | PSU2 | MH-DC-002-RACK-B-BDFB-B | 24 | Fuse bank 2
MH-DC-002-CSR-013 | PSU1 | MH-DC-002-RACK-B-BDFB-A | 7 | Fuse bank 1
MH-DC-002-CSR-013 | PSU2 | MH-DC-002-RACK-B-BDFB-B | 7 | Fuse bank 1
MH-DC-002-CSR-014 | PSU1 | MH-DC-002-RACK-B-BDFB-A | 25 | Fuse bank 2
MH-DC-002-CSR-014 | PSU2 | MH-DC-002-RACK-B-BDFB-B | 25 | Fuse bank 2
MH-DC-002-CSR-015 | PSU1 | MH-DC-002-RACK-B-BDFB-A | 8 | Fuse bank 1
MH-DC-002-CSR-015 | PSU2 | MH-DC-002-RACK-B-BDFB-B | 8 | Fuse bank 1
MH-DC-002-CSR-016 | PSU1 | MH-DC-002-RACK-B-BDFB-A | 26 | Fuse bank 2
MH-DC-002-CSR-016 | PSU2 | MH-DC-002-RACK-B-BDFB-B | 26 | Fuse bank 2
MH-DC-002-CSR-017 | PSU1 | MH-DC-002-RACK-B-BDFB-A | 9 | Fuse bank 1
MH-DC-002-CSR-017 | PSU2 | MH-DC-002-RACK-B-BDFB-B | 9 | Fuse bank 1
MH-DC-002-CSR-018 | PSU1 | MH-DC-002-RACK-B-BDFB-A | 27 | Fuse bank 2
MH-DC-002-CSR-018 | PSU2 | MH-DC-002-RACK-B-BDFB-B | 27 | Fuse bank 2
MH-DC-002-CSR-019 | PSU1 | MH-DC-002-RACK-B-BDFB-A | 10 | Fuse bank 1
MH-DC-002-CSR-019 | PSU2 | MH-DC-002-RACK-B-BDFB-B | 10 | Fuse bank 1
MH-DC-002-CSR-020 | PSU1 | MH-DC-002-RACK-B-BDFB-A | 28 | Fuse bank 2
MH-DC-002-CSR-020 | PSU2 | MH-DC-002-RACK-B-BDFB-B | 28 | Fuse bank 2
MH-DC-002-CSR-021 | PSU1 | MH-DC-002-RACK-B-BDFB-A | 11 | Fuse bank 1
MH-DC-002-CSR-021 | PSU2 | MH-DC-002-RACK-B-BDFB-B | 11 | Fuse bank 1
MH-DC-002-CSR-022 | PSU1 | MH-DC-002-RACK-B-BDFB-A | 29 | Fuse bank 2
MH-DC-002-CSR-022 | PSU2 | MH-DC-002-RACK-B-BDFB-B | 29 | Fuse bank 2
MH-DC-002-CSR-023 | PSU1 | MH-DC-002-RACK-B-BDFB-A | 12 | Fuse bank 1
MH-DC-002-CSR-023 | PSU2 | MH-DC-002-RACK-B-BDFB-B | 12 | Fuse bank 1
MH-DC-002-CSR-024 | PSU1 | MH-DC-002-RACK-B-BDFB-A | 30 | Fuse bank 2
MH-DC-002-CSR-024 | PSU2 | MH-DC-002-RACK-B-BDFB-B | 30 | Fuse bank 2
MH-DC-002-CSR-025 | PSU1 | MH-DC-002-RACK-B-BDFB-A | 13 | Fuse bank 1
MH-DC-002-CSR-025 | PSU2 | MH-DC-002-RACK-B-BDFB-B | 13 | Fuse bank 1
MH-DC-002-CSR-026 | PSU1 | MH-DC-002-RACK-B-BDFB-A | 31 | Fuse bank 2
MH-DC-002-CSR-026 | PSU2 | MH-DC-002-RACK-B-BDFB-B | 31 | Fuse bank 2
MH-DC-002-CSR-027 | PSU1 | MH-DC-002-RACK-C-BDFB-A | 1 | Fuse bank 1
MH-DC-002-CSR-027 | PSU2 | MH-DC-002-RACK-C-BDFB-B | 1 | Fuse bank 1
MH-DC-002-CSR-028 | PSU1 | MH-DC-002-RACK-C-BDFB-A | 13 | Fuse bank 2
MH-DC-002-CSR-028 | PSU2 | MH-DC-002-RACK-C-BDFB-B | 13 | Fuse bank 2
MH-DC-002-CSR-029 | PSU1 | MH-DC-002-RACK-C-BDFB-A | 2 | Fuse bank 1
MH-DC-002-CSR-029 | PSU2 | MH-DC-002-RACK-C-BDFB-B | 2 | Fuse bank 1
MH-DC-002-CSR-030 | PSU1 | MH-DC-002-RACK-C-BDFB-A | 14 | Fuse bank 2
MH-DC-002-CSR-030 | PSU2 | MH-DC-002-RACK-C-BDFB-B | 14 | Fuse bank 2
MH-DC-002-CSR-031 | PSU1 | MH-DC-002-RACK-C-BDFB-A | 3 | Fuse bank 1
MH-DC-002-CSR-031 | PSU2 | MH-DC-002-RACK-C-BDFB-B | 3 | Fuse bank 1
MH-DC-002-CSR-032 | PSU1 | MH-DC-002-RACK-C-BDFB-A | 15 | Fuse bank 2
MH-DC-002-CSR-032 | PSU2 | MH-DC-002-RACK-C-BDFB-B | 15 | Fuse bank 2
MH-DC-002-CSR-033 | PSU1 | MH-DC-002-RACK-C-BDFB-A | 4 | Fuse bank 1
MH-DC-002-CSR-033 | PSU2 | MH-DC-002-RACK-C-BDFB-B | 4 | Fuse bank 1
MH-DC-002-CSR-034 | PSU1 | MH-DC-002-RACK-C-BDFB-A | 16 | Fuse bank 2
MH-DC-002-CSR-034 | PSU2 | MH-DC-002-RACK-C-BDFB-B | 16 | Fuse bank 2
MH-DC-002-CSR-035 | PSU1 | MH-DC-002-RACK-C-BDFB-A | 5 | Fuse bank 1
MH-DC-002-CSR-035 | PSU2 | MH-DC-002-RACK-C-BDFB-B | 5 | Fuse bank 1
MH-DC-002-CSR-036 | PSU1 | MH-DC-002-RACK-C-BDFB-A | 17 | Fuse bank 2
MH-DC-002-CSR-036 | PSU2 | MH-DC-002-RACK-C-BDFB-B | 17 | Fuse bank 2
MH-DC-002-CSR-037 | PSU1 | MH-DC-002-RACK-C-BDFB-A | 6 | Fuse bank 1
MH-DC-002-CSR-037 | PSU2 | MH-DC-002-RACK-C-BDFB-B | 6 | Fuse bank 1
MH-DC-002-CSR-038 | PSU1 | MH-DC-002-RACK-C-BDFB-A | 18 | Fuse bank 2
MH-DC-002-CSR-038 | PSU2 | MH-DC-002-RACK-C-BDFB-B | 18 | Fuse bank 2
MH-DC-002-CSR-039 | PSU1 | MH-DC-002-RACK-C-BDFB-A | 7 | Fuse bank 1
MH-DC-002-CSR-039 | PSU2 | MH-DC-002-RACK-C-BDFB-B | 7 | Fuse bank 1
MH-DC-002-CSR-040 | PSU1 | MH-DC-002-RACK-C-BDFB-A | 19 | Fuse bank 2
MH-DC-002-CSR-040 | PSU2 | MH-DC-002-RACK-C-BDFB-B | 19 | Fuse bank 2
MH-DC-002-CSR-041 | PSU1 | MH-DC-002-RACK-C-BDFB-A | 8 | Fuse bank 1
MH-DC-002-CSR-041 | PSU2 | MH-DC-002-RACK-C-BDFB-B | 8 | Fuse bank 1
MH-DC-002-CSR-042 | PSU1 | MH-DC-002-RACK-C-BDFB-A | 20 | Fuse bank 2
MH-DC-002-CSR-042 | PSU2 | MH-DC-002-RACK-C-BDFB-B | 20 | Fuse bank 2
MH-DC-002-CSR-043 | PSU1 | MH-DC-002-RACK-C-BDFB-A | 9 | Fuse bank 1
MH-DC-002-CSR-043 | PSU2 | MH-DC-002-RACK-C-BDFB-B | 9 | Fuse bank 1
MH-DC-002-TOR-001 | PSU1 | MH-DC-002-RACK-C-PDU-A | 1 | L1
MH-DC-002-TOR-001 | PSU2 | MH-DC-002-RACK-C-PDU-B | 1 | L1
MH-DC-002-TOR-002 | PSU1 | MH-DC-002-RACK-C-PDU-A | 9 | L2
MH-DC-002-TOR-002 | PSU2 | MH-DC-002-RACK-C-PDU-B | 9 | L2
MH-DC-002-TOR-003 | PSU1 | MH-DC-002-RACK-C-PDU-A | 17 | L3
MH-DC-002-TOR-003 | PSU2 | MH-DC-002-RACK-C-PDU-B | 17 | L3
MH-DC-002-TOR-004 | PSU1 | MH-DC-002-RACK-C-PDU-A | 2 | L1
MH-DC-002-TOR-004 | PSU2 | MH-DC-002-RACK-C-PDU-B | 2 | L1
MH-DC-002-TOR-005 | PSU1 | MH-DC-002-RACK-C-PDU-A | 10 | L2
MH-DC-002-TOR-005 | PSU2 | MH-DC-002-RACK-C-PDU-B | 10 | L2
MH-DC-002-TOR-006 | PSU1 | MH-DC-002-RACK-C-PDU-A | 18 | L3
MH-DC-002-TOR-006 | PSU2 | MH-DC-002-RACK-C-PDU-A | 3 | L1
MH-DC-002-TOR-007 | PSU1 | MH-DC-002-RACK-C-PDU-A | 11 | L2
MH-DC-002-TOR-007 | PSU2 | MH-DC-002-RACK-C-PDU-B | 18 | L3
MH-DC-002-TOR-008 | PSU1 | MH-DC-002-RACK-C-PDU-A | 19 | L3
MH-DC-002-TOR-008 | PSU2 | MH-DC-002-RACK-C-PDU-B | 3 | L1
MH-DC-002-TOR-009 | PSU1 | MH-DC-002-RACK-C-PDU-A | 4 | L1
MH-DC-002-TOR-009 | PSU2 | MH-DC-002-RACK-C-PDU-B | 11 | L2
MH-DC-002-TOR-010 | PSU1 | MH-DC-002-RACK-C-PDU-A | 12 | L2
MH-DC-002-TOR-010 | PSU2 | MH-DC-002-RACK-C-PDU-B | 19 | L3
MH-DC-002-TOR-011 | PSU1 | MH-DC-002-RACK-C-PDU-A | 20 | L3
MH-DC-002-TOR-011 | PSU2 | MH-DC-002-RACK-C-PDU-B | 4 | L1
MH-DC-002-TOR-012 | PSU1 | MH-DC-002-RACK-C-PDU-A | 5 | L1
MH-DC-002-TOR-012 | PSU2 | MH-DC-002-RACK-C-PDU-B | 12 | L2
MH-DC-002-TOR-013 | PSU1 | MH-DC-002-RACK-C-PDU-A | 13 | L2
MH-DC-002-TOR-013 | PSU2 | MH-DC-002-RACK-C-PDU-B | 20 | L3
MH-DC-002-TOR-014 | PSU1 | MH-DC-002-RACK-C-PDU-A | 21 | L3
MH-DC-002-TOR-014 | PSU2 | MH-DC-002-RACK-C-PDU-B | 5 | L1
MH-DC-002-TOR-015 | PSU1 | MH-DC-002-RACK-C-PDU-A | 6 | L1
MH-DC-002-TOR-015 | PSU2 | MH-DC-002-RACK-C-PDU-B | 13 | L2
MH-DC-002-TOR-016 | PSU1 | MH-DC-002-RACK-C-PDU-A | 14 | L2
MH-DC-002-TOR-016 | PSU2 | MH-DC-002-RACK-C-PDU-B | 21 | L3
MH-DC-002-TOR-017 | PSU1 | MH-DC-002-RACK-C-PDU-A | 22 | L3
MH-DC-002-TOR-017 | PSU2 | MH-DC-002-RACK-C-PDU-B | 6 | L1
MH-DC-002-TOR-018 | PSU1 | MH-DC-002-RACK-C-PDU-A | 7 | L1
MH-DC-002-TOR-018 | PSU2 | MH-DC-002-RACK-C-PDU-B | 14 | L2
MH-DC-002-TOR-019 | PSU1 | MH-DC-002-RACK-D-PDU-A | 1 | L1
MH-DC-002-TOR-019 | PSU2 | MH-DC-002-RACK-D-PDU-B | 1 | L1
MH-DC-002-TOR-020 | PSU1 | MH-DC-002-RACK-D-PDU-A | 9 | L2
MH-DC-002-TOR-020 | PSU2 | MH-DC-002-RACK-D-PDU-B | 9 | L2
MH-DC-002-TOR-021 | PSU1 | MH-DC-002-RACK-D-PDU-A | 17 | L3
MH-DC-002-TOR-021 | PSU2 | MH-DC-002-RACK-D-PDU-B | 17 | L3
MH-DC-002-TOR-022 | PSU1 | MH-DC-002-RACK-D-PDU-A | 2 | L1
MH-DC-002-TOR-022 | PSU2 | MH-DC-002-RACK-D-PDU-B | 2 | L1
MH-DC-002-TOR-023 | PSU1 | MH-DC-002-RACK-D-PDU-A | 10 | L2
MH-DC-002-TOR-023 | PSU2 | MH-DC-002-RACK-D-PDU-B | 10 | L2
MH-DC-002-TOR-024 | PSU1 | MH-DC-002-RACK-D-PDU-A | 18 | L3
MH-DC-002-TOR-024 | PSU2 | MH-DC-002-RACK-D-PDU-B | 18 | L3
MH-DC-002-TOR-025 | PSU1 | MH-DC-002-RACK-D-PDU-A | 3 | L1
MH-DC-002-TOR-025 | PSU2 | MH-DC-002-RACK-D-PDU-B | 3 | L1
MH-DC-002-TOR-026 | PSU1 | MH-DC-002-RACK-D-PDU-A | 11 | L2
MH-DC-002-TOR-026 | PSU2 | MH-DC-002-RACK-D-PDU-B | 11 | L2
MH-DC-002-TOR-027 | PSU1 | MH-DC-002-RACK-D-PDU-A | 19 | L3
MH-DC-002-TOR-027 | PSU2 | MH-DC-002-RACK-D-PDU-B | 19 | L3
MH-DC-002-TOR-028 | PSU1 | MH-DC-002-RACK-D-PDU-A | 4 | L1
MH-DC-002-TOR-028 | PSU2 | MH-DC-002-RACK-D-PDU-B | 4 | L1
MH-DC-002-TOR-029 | PSU1 | MH-DC-002-RACK-D-PDU-A | 12 | L2
MH-DC-002-TOR-029 | PSU2 | MH-DC-002-RACK-D-PDU-B | 12 | L2
MH-DC-002-NMS-01 | PSU1 | MH-DC-002-RACK-F-PDU-A | 1 | L1
MH-DC-002-NMS-01 | PSU2 | MH-DC-002-RACK-F-PDU-B | 1 | L1
MH-DC-002-NMS-02 | PSU1 | MH-DC-002-RACK-F-PDU-A | 13 | L2
MH-DC-002-NMS-02 | PSU2 | MH-DC-002-RACK-F-PDU-B | 13 | L2
MH-DC-002-AAA-01 | PSU1 | MH-DC-002-RACK-F-PDU-A | 25 | L3
MH-DC-002-AAA-01 | PSU2 | MH-DC-002-RACK-F-PDU-B | 25 | L3
MH-DC-002-AAA-02 | PSU1 | MH-DC-002-RACK-F-PDU-A | 2 | L1
MH-DC-002-AAA-02 | PSU2 | MH-DC-002-RACK-F-PDU-B | 2 | L1
MH-DC-002-DNS-01 | PSU1 | MH-DC-002-RACK-F-PDU-A | 14 | L2
MH-DC-002-DNS-01 | PSU2 | MH-DC-002-RACK-F-PDU-B | 14 | L2
MH-DC-002-DNS-02 | PSU1 | MH-DC-002-RACK-F-PDU-A | 26 | L3
MH-DC-002-DNS-02 | PSU2 | MH-DC-002-RACK-F-PDU-B | 26 | L3
MH-DC-002-JMP-01 | PSU1 | MH-DC-002-RACK-F-PDU-A | 3 | L1
MH-DC-002-JMP-01 | PSU2 | MH-DC-002-RACK-F-PDU-B | 3 | L1
MH-DC-002-BKP-01 | PSU1 | MH-DC-002-RACK-F-PDU-A | 15 | L2
MH-DC-002-BKP-01 | PSU2 | MH-DC-002-RACK-F-PDU-B | 15 | L2
MH-DC-002-OSS-01 | PSU1 | MH-DC-002-RACK-F-PDU-A | 27 | L3
MH-DC-002-OSS-01 | PSU2 | MH-DC-002-RACK-F-PDU-B | 27 | L3
MH-DC-002-OSS-02 | PSU1 | MH-DC-002-RACK-F-PDU-A | 4 | L1
MH-DC-002-OSS-02 | PSU2 | MH-DC-002-RACK-F-PDU-B | 4 | L1
MH-DC-002-IMS-01 | PSU1 | MH-DC-002-RACK-F-PDU-A | 16 | L2
MH-DC-002-IMS-01 | PSU2 | MH-DC-002-RACK-F-PDU-B | 16 | L2
MH-DC-002-IMS-02 | PSU1 | MH-DC-002-RACK-F-PDU-A | 28 | L3
MH-DC-002-IMS-02 | PSU2 | MH-DC-002-RACK-F-PDU-B | 28 | L3
MH-DC-002-NFVI-CP-01 | PSU1 | MH-DC-002-RACK-F-PDU-A | 5 | L1
MH-DC-002-NFVI-CP-01 | PSU2 | MH-DC-002-RACK-F-PDU-B | 5 | L1
MH-DC-002-NFVI-CP-02 | PSU1 | MH-DC-002-RACK-F-PDU-A | 17 | L2
MH-DC-002-NFVI-CP-02 | PSU2 | MH-DC-002-RACK-F-PDU-B | 17 | L2
MH-DC-002-NFVI-CP-03 | PSU1 | MH-DC-002-RACK-F-PDU-A | 29 | L3
MH-DC-002-NFVI-CP-03 | PSU2 | MH-DC-002-RACK-F-PDU-B | 29 | L3
MH-DC-002-NFVI-CP-04 | PSU1 | MH-DC-002-RACK-F-PDU-A | 6 | L1
MH-DC-002-NFVI-CP-04 | PSU2 | MH-DC-002-RACK-F-PDU-B | 6 | L1
MH-DC-002-NFVI-UP-01 | PSU1 | MH-DC-002-RACK-F-PDU-A | 18 | L2
MH-DC-002-NFVI-UP-01 | PSU2 | MH-DC-002-RACK-F-PDU-B | 18 | L2
MH-DC-002-NFVI-UP-02 | PSU1 | MH-DC-002-RACK-G-PDU-A | 1 | L1
MH-DC-002-NFVI-UP-02 | PSU2 | MH-DC-002-RACK-G-PDU-B | 1 | L1
MH-DC-002-NFVI-UP-03 | PSU1 | MH-DC-002-RACK-G-PDU-A | 13 | L2
MH-DC-002-NFVI-UP-03 | PSU2 | MH-DC-002-RACK-G-PDU-B | 13 | L2
MH-DC-002-NFVI-UP-04 | PSU1 | MH-DC-002-RACK-G-PDU-A | 25 | L3
MH-DC-002-NFVI-UP-04 | PSU2 | MH-DC-002-RACK-G-PDU-B | 25 | L3
MH-DC-002-NFVI-UP-05 | PSU1 | MH-DC-002-RACK-G-PDU-A | 2 | L1
MH-DC-002-NFVI-UP-05 | PSU2 | MH-DC-002-RACK-G-PDU-B | 2 | L1
MH-DC-002-NFVI-UP-06 | PSU1 | MH-DC-002-RACK-G-PDU-A | 14 | L2
MH-DC-002-NFVI-UP-06 | PSU2 | MH-DC-002-RACK-G-PDU-B | 14 | L2
MH-DC-002-NFVI-UP-07 | PSU1 | MH-DC-002-RACK-G-PDU-A | 26 | L3
MH-DC-002-NFVI-UP-07 | PSU2 | MH-DC-002-RACK-G-PDU-B | 26 | L3
MH-DC-002-VRAN-CU-01 | PSU1 | MH-DC-002-RACK-G-PDU-A | 3 | L1
MH-DC-002-VRAN-CU-01 | PSU2 | MH-DC-002-RACK-G-PDU-B | 3 | L1
MH-DC-002-VRAN-CU-02 | PSU1 | MH-DC-002-RACK-G-PDU-A | 15 | L2
MH-DC-002-VRAN-CU-02 | PSU2 | MH-DC-002-RACK-G-PDU-B | 15 | L2
MH-DC-002-VRAN-CU-03 | PSU1 | MH-DC-002-RACK-G-PDU-A | 27 | L3
MH-DC-002-VRAN-CU-03 | PSU2 | MH-DC-002-RACK-G-PDU-B | 27 | L3
Note on A1: Required: yes Type: ref (from Devices) System field: PowerCord.neId
Note on B1: As the device names it (PSU1, PEM0). Tenant gear: Feed A / Feed B. Required: yes Type: text System field: PowerCord.psu
Note on C1: A PDU in the same rack as the device. Required: yes Type: ref (from Rack_PDUs) System field: PowerCord.pduId
Note on D1: Outlet number on that PDU. Required: yes Type: integer System field: PowerCord.outlet
Note on E1: Phase or bank (L1, L2, L3). Leave blank to derive it from the outlet. Required: no Type: text System field: PowerCord.bankId
Note on F1: Nameplate rating of the supply. Required: no Type: decimal System field: (reference only)

## Patch_Panels
panel_id * | site_id * | rack_id * | name * | kind * | role * | ports *
MH-DC-001-RACK-B-PP-F1 | MH-DC-001 | MH-DC-001-RACK-B | PP-F1 | LC duplex | rack | 24
MH-DC-001-RACK-B-PP-F2 | MH-DC-001 | MH-DC-001-RACK-B | PP-F2 | LC duplex | rack | 24
MH-DC-001-RACK-B-PP-F3 | MH-DC-001 | MH-DC-001-RACK-B | PP-F3 | LC duplex | rack | 24
MH-DC-001-RACK-B-PP-F4 | MH-DC-001 | MH-DC-001-RACK-B | PP-F4 | LC duplex | rack | 24
MH-DC-001-RACK-B-PP-F5 | MH-DC-001 | MH-DC-001-RACK-B | PP-F5 | LC duplex | rack | 24
MH-DC-001-RACK-A-PP-F1 | MH-DC-001 | MH-DC-001-RACK-A | PP-F1 | LC duplex | rack | 24
MH-DC-001-RACK-A-PP-F2 | MH-DC-001 | MH-DC-001-RACK-A | PP-F2 | LC duplex | rack | 24
MH-DC-001-RACK-A-PP-F3 | MH-DC-001 | MH-DC-001-RACK-A | PP-F3 | LC duplex | rack | 24
MH-DC-001-RACK-C-PP-F1 | MH-DC-001 | MH-DC-001-RACK-C | PP-F1 | LC duplex | rack | 24
MH-DC-001-RACK-C-PP-F2 | MH-DC-001 | MH-DC-001-RACK-C | PP-F2 | LC duplex | rack | 24
MH-DC-001-RACK-C-PP-F3 | MH-DC-001 | MH-DC-001-RACK-C | PP-F3 | LC duplex | rack | 24
MH-DC-001-RACK-C-PP-F4 | MH-DC-001 | MH-DC-001-RACK-C | PP-F4 | LC duplex | rack | 24
MH-DC-001-RACK-C-PP-F5 | MH-DC-001 | MH-DC-001-RACK-C | PP-F5 | LC duplex | rack | 24
MH-DC-001-RACK-C-PP-F6 | MH-DC-001 | MH-DC-001-RACK-C | PP-F6 | LC duplex | rack | 24
MH-DC-001-RACK-C-PP-F7 | MH-DC-001 | MH-DC-001-RACK-C | PP-F7 | LC duplex | rack | 24
MH-DC-001-RACK-D-PP-F1 | MH-DC-001 | MH-DC-001-RACK-D | PP-F1 | LC duplex | rack | 24
MH-DC-001-RACK-D-PP-F2 | MH-DC-001 | MH-DC-001-RACK-D | PP-F2 | LC duplex | rack | 24
MH-DC-001-RACK-D-PP-F3 | MH-DC-001 | MH-DC-001-RACK-D | PP-F3 | LC duplex | rack | 24
MH-DC-001-RACK-E-PP-F1 | MH-DC-001 | MH-DC-001-RACK-E | PP-F1 | LC duplex | rack | 24
MH-DC-001-RACK-E-PP-F2 | MH-DC-001 | MH-DC-001-RACK-E | PP-F2 | LC duplex | rack | 24
MH-DC-001-RACK-J-PP-F1 | MH-DC-001 | MH-DC-001-RACK-J | PP-F1 | LC duplex | rack | 24
MH-DC-001-RACK-J-PP-F2 | MH-DC-001 | MH-DC-001-RACK-J | PP-F2 | LC duplex | rack | 24
MH-DC-001-RACK-K-PP-F1 | MH-DC-001 | MH-DC-001-RACK-K | PP-F1 | LC duplex | rack | 24
MH-DC-001-RACK-K-PP-F2 | MH-DC-001 | MH-DC-001-RACK-K | PP-F2 | LC duplex | rack | 24
MH-DC-001-RACK-L-PP-F1 | MH-DC-001 | MH-DC-001-RACK-L | PP-F1 | LC duplex | rack | 24
MH-DC-001-RACK-M-PP-F1 | MH-DC-001 | MH-DC-001-RACK-M | PP-F1 | LC duplex | rack | 24
MH-DC-001-RACK-I-ODF-1 | MH-DC-001 | MH-DC-001-RACK-I | ODF-1 | LC duplex | odf | 24
MH-DC-001-RACK-I-ODF-2 | MH-DC-001 | MH-DC-001-RACK-I | ODF-2 | LC duplex | odf | 24
MH-DC-001-RACK-I-ODF-3 | MH-DC-001 | MH-DC-001-RACK-I | ODF-3 | LC duplex | odf | 24
MH-DC-001-RACK-I-ODF-4 | MH-DC-001 | MH-DC-001-RACK-I | ODF-4 | LC duplex | odf | 24
MH-DC-001-RACK-I-ODF-5 | MH-DC-001 | MH-DC-001-RACK-I | ODF-5 | LC duplex | odf | 24
MH-DC-001-RACK-I-ODF-6 | MH-DC-001 | MH-DC-001-RACK-I | ODF-6 | LC duplex | odf | 24
MH-DC-001-RACK-I-ODF-7 | MH-DC-001 | MH-DC-001-RACK-I | ODF-7 | LC duplex | odf | 24
MH-DC-001-RACK-I-ODF-8 | MH-DC-001 | MH-DC-001-RACK-I | ODF-8 | LC duplex | odf | 24
MH-DC-001-RACK-I-ODF-9 | MH-DC-001 | MH-DC-001-RACK-I | ODF-9 | LC duplex | odf | 24
MH-DC-001-RACK-I-ODF-10 | MH-DC-001 | MH-DC-001-RACK-I | ODF-10 | LC duplex | odf | 24
MH-DC-001-RACK-I-ODF-11 | MH-DC-001 | MH-DC-001-RACK-I | ODF-11 | LC duplex | odf | 24
MH-DC-001-RACK-I-ODF-12 | MH-DC-001 | MH-DC-001-RACK-I | ODF-12 | LC duplex | odf | 24
MH-DC-001-RACK-I-ODF-13 | MH-DC-001 | MH-DC-001-RACK-I | ODF-13 | LC duplex | odf | 24
MH-DC-001-RACK-I-ODF-14 | MH-DC-001 | MH-DC-001-RACK-I | ODF-14 | LC duplex | odf | 24
MH-DC-001-RACK-I-ODF-15 | MH-DC-001 | MH-DC-001-RACK-I | ODF-15 | LC duplex | odf | 24
MH-DC-001-RACK-I-ODF-16 | MH-DC-001 | MH-DC-001-RACK-I | ODF-16 | LC duplex | odf | 24
MH-DC-001-RACK-I-ODF-17 | MH-DC-001 | MH-DC-001-RACK-I | ODF-17 | LC duplex | odf | 24
MH-DC-001-RACK-I-ODF-18 | MH-DC-001 | MH-DC-001-RACK-I | ODF-18 | LC duplex | odf | 24
MH-DC-001-RACK-I-ODF-19 | MH-DC-001 | MH-DC-001-RACK-I | ODF-19 | LC duplex | odf | 24
MH-DC-001-RACK-I-ODF-20 | MH-DC-001 | MH-DC-001-RACK-I | ODF-20 | LC duplex | odf | 24
MH-DC-001-RACK-I-ODF-21 | MH-DC-001 | MH-DC-001-RACK-I | ODF-21 | LC duplex | odf | 24
MH-DC-001-RACK-I-ODF-22 | MH-DC-001 | MH-DC-001-RACK-I | ODF-22 | LC duplex | odf | 24
MH-DC-002-RACK-B-PP-F1 | MH-DC-002 | MH-DC-002-RACK-B | PP-F1 | LC duplex | rack | 24
MH-DC-002-RACK-B-PP-F2 | MH-DC-002 | MH-DC-002-RACK-B | PP-F2 | LC duplex | rack | 24
MH-DC-002-RACK-B-PP-F3 | MH-DC-002 | MH-DC-002-RACK-B | PP-F3 | LC duplex | rack | 24
MH-DC-002-RACK-B-PP-F4 | MH-DC-002 | MH-DC-002-RACK-B | PP-F4 | LC duplex | rack | 24
MH-DC-002-RACK-B-PP-F5 | MH-DC-002 | MH-DC-002-RACK-B | PP-F5 | LC duplex | rack | 24
MH-DC-002-RACK-A-PP-F1 | MH-DC-002 | MH-DC-002-RACK-A | PP-F1 | LC duplex | rack | 24
MH-DC-002-RACK-A-PP-F2 | MH-DC-002 | MH-DC-002-RACK-A | PP-F2 | LC duplex | rack | 24
MH-DC-002-RACK-A-PP-F3 | MH-DC-002 | MH-DC-002-RACK-A | PP-F3 | LC duplex | rack | 24
MH-DC-002-RACK-A-PP-F4 | MH-DC-002 | MH-DC-002-RACK-A | PP-F4 | LC duplex | rack | 24
MH-DC-002-RACK-A-PP-F5 | MH-DC-002 | MH-DC-002-RACK-A | PP-F5 | LC duplex | rack | 24
MH-DC-002-RACK-C-PP-F1 | MH-DC-002 | MH-DC-002-RACK-C | PP-F1 | LC duplex | rack | 24
MH-DC-002-RACK-C-PP-F2 | MH-DC-002 | MH-DC-002-RACK-C | PP-F2 | LC duplex | rack | 24
MH-DC-002-RACK-C-PP-F3 | MH-DC-002 | MH-DC-002-RACK-C | PP-F3 | LC duplex | rack | 24
MH-DC-002-RACK-C-PP-F4 | MH-DC-002 | MH-DC-002-RACK-C | PP-F4 | LC duplex | rack | 24
MH-DC-002-RACK-C-PP-F5 | MH-DC-002 | MH-DC-002-RACK-C | PP-F5 | LC duplex | rack | 24
MH-DC-002-RACK-D-PP-F1 | MH-DC-002 | MH-DC-002-RACK-D | PP-F1 | LC duplex | rack | 24
MH-DC-002-RACK-F-PP-F1 | MH-DC-002 | MH-DC-002-RACK-F | PP-F1 | LC duplex | rack | 24
MH-DC-002-RACK-F-PP-F2 | MH-DC-002 | MH-DC-002-RACK-F | PP-F2 | LC duplex | rack | 24
MH-DC-002-RACK-G-PP-F1 | MH-DC-002 | MH-DC-002-RACK-G | PP-F1 | LC duplex | rack | 24
MH-DC-002-RACK-E-ODF-1 | MH-DC-002 | MH-DC-002-RACK-E | ODF-1 | LC duplex | odf | 24
MH-DC-002-RACK-E-ODF-2 | MH-DC-002 | MH-DC-002-RACK-E | ODF-2 | LC duplex | odf | 24
MH-DC-002-RACK-E-ODF-3 | MH-DC-002 | MH-DC-002-RACK-E | ODF-3 | LC duplex | odf | 24
MH-DC-002-RACK-E-ODF-4 | MH-DC-002 | MH-DC-002-RACK-E | ODF-4 | LC duplex | odf | 24
MH-DC-002-RACK-E-ODF-5 | MH-DC-002 | MH-DC-002-RACK-E | ODF-5 | LC duplex | odf | 24
MH-DC-002-RACK-E-ODF-6 | MH-DC-002 | MH-DC-002-RACK-E | ODF-6 | LC duplex | odf | 24
MH-DC-002-RACK-E-ODF-7 | MH-DC-002 | MH-DC-002-RACK-E | ODF-7 | LC duplex | odf | 24
MH-DC-002-RACK-E-ODF-8 | MH-DC-002 | MH-DC-002-RACK-E | ODF-8 | LC duplex | odf | 24
MH-DC-002-RACK-E-ODF-9 | MH-DC-002 | MH-DC-002-RACK-E | ODF-9 | LC duplex | odf | 24
MH-DC-002-RACK-E-ODF-10 | MH-DC-002 | MH-DC-002-RACK-E | ODF-10 | LC duplex | odf | 24
MH-DC-002-RACK-E-ODF-11 | MH-DC-002 | MH-DC-002-RACK-E | ODF-11 | LC duplex | odf | 24
MH-DC-002-RACK-E-ODF-12 | MH-DC-002 | MH-DC-002-RACK-E | ODF-12 | LC duplex | odf | 24
MH-DC-002-RACK-E-ODF-13 | MH-DC-002 | MH-DC-002-RACK-E | ODF-13 | LC duplex | odf | 24
MH-DC-002-RACK-E-ODF-14 | MH-DC-002 | MH-DC-002-RACK-E | ODF-14 | LC duplex | odf | 24
MH-DC-002-RACK-E-ODF-15 | MH-DC-002 | MH-DC-002-RACK-E | ODF-15 | LC duplex | odf | 24
MH-DC-002-RACK-E-ODF-16 | MH-DC-002 | MH-DC-002-RACK-E | ODF-16 | LC duplex | odf | 24
MH-DC-002-RACK-E-ODF-17 | MH-DC-002 | MH-DC-002-RACK-E | ODF-17 | LC duplex | odf | 24
Note on A1: Unique, for example MP-DC-001-A01-PP-F1. Required: yes Type: text System field: PatchPanel.id
Note on B1: Required: yes Type: ref (from Sites) System field: PatchPanel.dcId
Note on C1: Required: yes Type: ref (from Racks) System field: PatchPanel.rackId
Note on D1: Label on the panel. Required: yes Type: text System field: PatchPanel.name
Note on E1: LC duplex (fibre), MPO (high-density fibre) or RJ45 (copper). Required: yes Type: list (from panel_kind) System field: PatchPanel.kind
Note on F1: rack = top of a cabinet; odf = in the site's patching / main distribution rack. Required: yes Type: list (from panel_role) System field: PatchPanel.role
Note on G1: Required: yes Type: integer System field: PatchPanel.ports

## Trunk_Cables
trunk_id * | site_id * | a_panel_id * | z_panel_id * | kind * | pairs * | route * | length_m
MH-DC-001-RACK-B-TRK-1 | MH-DC-001 | MH-DC-001-RACK-B-PP-F1 | MH-DC-001-RACK-I-ODF-1 | MPO-24 OM4 trunk × 5 | 60 | Tray route 1 | 50
MH-DC-001-RACK-A-TRK-1 | MH-DC-001 | MH-DC-001-RACK-A-PP-F1 | MH-DC-001-RACK-I-ODF-1 | MPO-24 OM4 trunk × 3 | 36 | Tray route 1 | 56
MH-DC-001-RACK-B-TRK-2 | MH-DC-001 | MH-DC-001-RACK-B-PP-F1 | MH-DC-001-RACK-I-ODF-1 | MPO-24 OM4 trunk × 5 | 60 | Tray route 2 | 58
MH-DC-001-RACK-A-TRK-2 | MH-DC-001 | MH-DC-001-RACK-A-PP-F1 | MH-DC-001-RACK-I-ODF-1 | MPO-24 OM4 trunk × 3 | 36 | Tray route 2 | 56
MH-DC-001-RACK-C-TRK-1 | MH-DC-001 | MH-DC-001-RACK-C-PP-F1 | MH-DC-001-RACK-I-ODF-1 | MPO-24 OM4 trunk × 8 | 96 | Tray route 1 | 86
MH-DC-001-RACK-C-TRK-2 | MH-DC-001 | MH-DC-001-RACK-C-PP-F1 | MH-DC-001-RACK-I-ODF-1 | MPO-24 OM4 trunk × 7 | 84 | Tray route 2 | 75
MH-DC-001-RACK-D-TRK-1 | MH-DC-001 | MH-DC-001-RACK-D-PP-F1 | MH-DC-001-RACK-I-ODF-1 | MPO-24 OM4 trunk × 3 | 36 | Tray route 1 | 73
MH-DC-001-RACK-D-TRK-2 | MH-DC-001 | MH-DC-001-RACK-D-PP-F1 | MH-DC-001-RACK-I-ODF-1 | MPO-24 OM4 trunk × 2 | 24 | Tray route 2 | 87
MH-DC-001-RACK-E-TRK-1 | MH-DC-001 | MH-DC-001-RACK-E-PP-F1 | MH-DC-001-RACK-I-ODF-1 | MPO-24 OM4 trunk × 2 | 24 | Tray route 1 | 66
MH-DC-001-RACK-E-TRK-2 | MH-DC-001 | MH-DC-001-RACK-E-PP-F1 | MH-DC-001-RACK-I-ODF-1 | MPO-24 OM4 trunk × 1 | 12 | Tray route 2 | 64
MH-DC-001-RACK-J-TRK-1 | MH-DC-001 | MH-DC-001-RACK-J-PP-F1 | MH-DC-001-RACK-I-ODF-1 | MPO-24 OM4 trunk × 2 | 24 | Tray route 1 | 44
MH-DC-001-RACK-J-TRK-2 | MH-DC-001 | MH-DC-001-RACK-J-PP-F1 | MH-DC-001-RACK-I-ODF-1 | MPO-24 OM4 trunk × 2 | 24 | Tray route 2 | 51
MH-DC-001-RACK-K-TRK-1 | MH-DC-001 | MH-DC-001-RACK-K-PP-F1 | MH-DC-001-RACK-I-ODF-1 | MPO-24 OM4 trunk × 2 | 24 | Tray route 1 | 79
MH-DC-001-RACK-K-TRK-2 | MH-DC-001 | MH-DC-001-RACK-K-PP-F1 | MH-DC-001-RACK-I-ODF-1 | MPO-24 OM4 trunk × 2 | 24 | Tray route 2 | 78
MH-DC-001-RACK-L-TRK-1 | MH-DC-001 | MH-DC-001-RACK-L-PP-F1 | MH-DC-001-RACK-I-ODF-1 | MPO-24 OM4 trunk × 1 | 12 | Tray route 1 | 81
MH-DC-001-RACK-L-TRK-2 | MH-DC-001 | MH-DC-001-RACK-L-PP-F1 | MH-DC-001-RACK-I-ODF-1 | MPO-24 OM4 trunk × 1 | 12 | Tray route 2 | 84
MH-DC-001-RACK-M-TRK-1 | MH-DC-001 | MH-DC-001-RACK-M-PP-F1 | MH-DC-001-RACK-I-ODF-1 | MPO-24 OM4 trunk × 1 | 12 | Tray route 1 | 92
MH-DC-001-RACK-M-TRK-2 | MH-DC-001 | MH-DC-001-RACK-M-PP-F1 | MH-DC-001-RACK-I-ODF-1 | MPO-24 OM4 trunk × 1 | 12 | Tray route 2 | 81
MH-DC-002-RACK-B-TRK-1 | MH-DC-002 | MH-DC-002-RACK-B-PP-F1 | MH-DC-002-RACK-E-ODF-1 | MPO-24 OM4 trunk × 5 | 60 | Tray route 1 | 71
MH-DC-002-RACK-A-TRK-1 | MH-DC-002 | MH-DC-002-RACK-A-PP-F1 | MH-DC-002-RACK-E-ODF-1 | MPO-24 OM4 trunk × 5 | 60 | Tray route 1 | 41
MH-DC-002-RACK-B-TRK-2 | MH-DC-002 | MH-DC-002-RACK-B-PP-F1 | MH-DC-002-RACK-E-ODF-1 | MPO-24 OM4 trunk × 4 | 48 | Tray route 2 | 73
MH-DC-002-RACK-A-TRK-2 | MH-DC-002 | MH-DC-002-RACK-A-PP-F1 | MH-DC-002-RACK-E-ODF-1 | MPO-24 OM4 trunk × 5 | 60 | Tray route 2 | 42
MH-DC-002-RACK-C-TRK-1 | MH-DC-002 | MH-DC-002-RACK-C-PP-F1 | MH-DC-002-RACK-E-ODF-1 | MPO-24 OM4 trunk × 6 | 72 | Tray route 1 | 44
MH-DC-002-RACK-C-TRK-2 | MH-DC-002 | MH-DC-002-RACK-C-PP-F1 | MH-DC-002-RACK-E-ODF-1 | MPO-24 OM4 trunk × 5 | 60 | Tray route 2 | 45
MH-DC-002-RACK-D-TRK-1 | MH-DC-002 | MH-DC-002-RACK-D-PP-F1 | MH-DC-002-RACK-E-ODF-1 | MPO-24 OM4 trunk × 1 | 12 | Tray route 1 | 27
MH-DC-002-RACK-D-TRK-2 | MH-DC-002 | MH-DC-002-RACK-D-PP-F1 | MH-DC-002-RACK-E-ODF-1 | MPO-24 OM4 trunk × 1 | 12 | Tray route 2 | 13
MH-DC-002-RACK-F-TRK-1 | MH-DC-002 | MH-DC-002-RACK-F-PP-F1 | MH-DC-002-RACK-E-ODF-1 | MPO-24 OM4 trunk × 2 | 24 | Tray route 1 | 20
MH-DC-002-RACK-F-TRK-2 | MH-DC-002 | MH-DC-002-RACK-F-PP-F1 | MH-DC-002-RACK-E-ODF-1 | MPO-24 OM4 trunk × 2 | 24 | Tray route 2 | 19
MH-DC-002-RACK-G-TRK-1 | MH-DC-002 | MH-DC-002-RACK-G-PP-F1 | MH-DC-002-RACK-E-ODF-1 | MPO-24 OM4 trunk × 1 | 12 | Tray route 1 | 14
MH-DC-002-RACK-G-TRK-2 | MH-DC-002 | MH-DC-002-RACK-G-PP-F1 | MH-DC-002-RACK-E-ODF-1 | MPO-24 OM4 trunk × 1 | 12 | Tray route 2 | 20
Note on A1: Required: yes Type: text System field: Trunk.id
Note on B1: Required: yes Type: ref (from Sites) System field: Trunk.dcId
Note on C1: Required: yes Type: ref (from Patch_Panels) System field: Trunk.aPanel
Note on D1: Required: yes Type: ref (from Patch_Panels) System field: Trunk.zPanel
Note on E1: For example "MPO-24 OM4 trunk" or "Cat6A 24-cable bundle". Required: yes Type: text System field: Trunk.kind
Note on F1: Duplex pairs (fibre) or cables (copper). Required: yes Type: integer System field: Trunk.pairs
Note on G1: Tray route. Two diverse routes let dual-homed devices survive one cut tray. Required: yes Type: list (from tray_route) System field: Trunk.route
Note on H1: Required: no Type: decimal System field: Trunk.lengthM

## Cable_Paths
link_id * | end * | device_id * | patch_cord_id | panel_id | panel_port | trunk_id | odf_panel_id | odf_port | osp_core
LNK-00001 | A | MH-DC-001-PE-T4-01 | MH-DC-001-PC-00001
LNK-00001 | Z | MH-DC-001-PE-T4-02 | MH-DC-001-PC-00002
LNK-00006 | A | MH-DC-001-PE-T4-01 | MH-DC-001-PC-00003
LNK-00006 | Z | MH-DC-001-PE-T4-03 | MH-DC-001-PC-00004
LNK-00011 | A | MH-DC-001-PE-T4-01 | MH-DC-001-PC-00005
LNK-00011 | Z | MH-DC-001-PE-T4-04 | MH-DC-001-PC-00006
LNK-00016 | A | MH-DC-001-PE-T4-02 | MH-DC-001-PC-00007
LNK-00016 | Z | MH-DC-001-PE-T4-03 | MH-DC-001-PC-00008
LNK-00021 | A | MH-DC-001-PE-T4-02 | MH-DC-001-PC-00009
LNK-00021 | Z | MH-DC-001-PE-T4-04 | MH-DC-001-PC-00010
LNK-00026 | A | MH-DC-001-PE-T4-03 | MH-DC-001-PC-00011
LNK-00026 | Z | MH-DC-001-PE-T4-04 | MH-DC-001-PC-00012
LNK-00031 | A | MH-DC-001-AGG-R01 | MH-DC-001-PC-00013
LNK-00031 | Z | MH-DC-001-PE-T4-01 | MH-DC-001-PC-00014
LNK-00034 | A | MH-DC-001-AGG-R01 | MH-DC-001-PC-00015
LNK-00034 | Z | MH-DC-001-PE-T4-02 | MH-DC-001-PC-00016
LNK-00037 | A | MH-DC-001-AGG-R02 | MH-DC-001-PC-00017
LNK-00037 | Z | MH-DC-001-PE-T4-02 | MH-DC-001-PC-00018
LNK-00040 | A | MH-DC-001-AGG-R02 | MH-DC-001-PC-00019
LNK-00040 | Z | MH-DC-001-PE-T4-03 | MH-DC-001-PC-00020
LNK-00043 | A | MH-DC-001-AGG-R03 | MH-DC-001-PC-00021
LNK-00043 | Z | MH-DC-001-PE-T4-03 | MH-DC-001-PC-00022
LNK-00046 | A | MH-DC-001-AGG-R03 | MH-DC-001-PC-00023
LNK-00046 | Z | MH-DC-001-PE-T4-04 | MH-DC-001-PC-00024
LNK-00049 | A | MH-DC-001-AGG-R04 | MH-DC-001-PC-00025 | MH-DC-001-RACK-B-PP-F1 | 1 | MH-DC-001-RACK-B-TRK-1 | MH-DC-001-RACK-I-ODF-1 | 1
LNK-00049 | Z | MH-DC-001-PE-T4-04 | MH-DC-001-PC-00026 | MH-DC-001-RACK-A-PP-F1 | 1 | MH-DC-001-RACK-A-TRK-1 | MH-DC-001-RACK-I-ODF-1 | 2
LNK-00052 | A | MH-DC-001-AGG-R04 | MH-DC-001-PC-00027 | MH-DC-001-RACK-B-PP-F1 | 2 | MH-DC-001-RACK-B-TRK-2 | MH-DC-001-RACK-I-ODF-1 | 3
LNK-00052 | Z | MH-DC-001-PE-T4-01 | MH-DC-001-PC-00028 | MH-DC-001-RACK-A-PP-F1 | 2 | MH-DC-001-RACK-A-TRK-1 | MH-DC-001-RACK-I-ODF-1 | 4
LNK-00055 | A | MH-DC-001-AGG-R05 | MH-DC-001-PC-00029 | MH-DC-001-RACK-B-PP-F1 | 3 | MH-DC-001-RACK-B-TRK-1 | MH-DC-001-RACK-I-ODF-1 | 5
LNK-00055 | Z | MH-DC-001-PE-T4-01 | MH-DC-001-PC-00030 | MH-DC-001-RACK-A-PP-F1 | 3 | MH-DC-001-RACK-A-TRK-2 | MH-DC-001-RACK-I-ODF-1 | 6
LNK-00058 | A | MH-DC-001-AGG-R05 | MH-DC-001-PC-00031 | MH-DC-001-RACK-B-PP-F1 | 4 | MH-DC-001-RACK-B-TRK-2 | MH-DC-001-RACK-I-ODF-1 | 7
LNK-00058 | Z | MH-DC-001-PE-T4-02 | MH-DC-001-PC-00032 | MH-DC-001-RACK-A-PP-F1 | 4 | MH-DC-001-RACK-A-TRK-2 | MH-DC-001-RACK-I-ODF-1 | 8
LNK-00061 | A | MH-DC-001-AGG-R06 | MH-DC-001-PC-00033 | MH-DC-001-RACK-B-PP-F1 | 5 | MH-DC-001-RACK-B-TRK-1 | MH-DC-001-RACK-I-ODF-1 | 9
LNK-00061 | Z | MH-DC-001-PE-T4-02 | MH-DC-001-PC-00034 | MH-DC-001-RACK-A-PP-F1 | 5 | MH-DC-001-RACK-A-TRK-1 | MH-DC-001-RACK-I-ODF-1 | 10
LNK-00064 | A | MH-DC-001-AGG-R06 | MH-DC-001-PC-00035 | MH-DC-001-RACK-B-PP-F1 | 6 | MH-DC-001-RACK-B-TRK-2 | MH-DC-001-RACK-I-ODF-1 | 11
LNK-00064 | Z | MH-DC-001-PE-T4-03 | MH-DC-001-PC-00036 | MH-DC-001-RACK-A-PP-F1 | 6 | MH-DC-001-RACK-A-TRK-2 | MH-DC-001-RACK-I-ODF-1 | 12
LNK-00067 | A | MH-DC-001-AGG-R07 | MH-DC-001-PC-00037 | MH-DC-001-RACK-B-PP-F1 | 7 | MH-DC-001-RACK-B-TRK-1 | MH-DC-001-RACK-I-ODF-1 | 13
LNK-00067 | Z | MH-DC-001-PE-T4-03 | MH-DC-001-PC-00038 | MH-DC-001-RACK-A-PP-F1 | 7 | MH-DC-001-RACK-A-TRK-1 | MH-DC-001-RACK-I-ODF-1 | 14
LNK-00070 | A | MH-DC-001-AGG-R07 | MH-DC-001-PC-00039 | MH-DC-001-RACK-B-PP-F1 | 8 | MH-DC-001-RACK-B-TRK-2 | MH-DC-001-RACK-I-ODF-1 | 15
LNK-00070 | Z | MH-DC-001-PE-T4-04 | MH-DC-001-PC-00040 | MH-DC-001-RACK-A-PP-F1 | 8 | MH-DC-001-RACK-A-TRK-2 | MH-DC-001-RACK-I-ODF-1 | 16
LNK-00073 | A | MH-DC-001-AGG-R08 | MH-DC-001-PC-00041 | MH-DC-001-RACK-B-PP-F1 | 9 | MH-DC-001-RACK-B-TRK-1 | MH-DC-001-RACK-I-ODF-1 | 17
LNK-00073 | Z | MH-DC-001-PE-T4-04 | MH-DC-001-PC-00042 | MH-DC-001-RACK-A-PP-F1 | 9 | MH-DC-001-RACK-A-TRK-1 | MH-DC-001-RACK-I-ODF-1 | 18
LNK-00076 | A | MH-DC-001-AGG-R08 | MH-DC-001-PC-00043 | MH-DC-001-RACK-B-PP-F1 | 10 | MH-DC-001-RACK-B-TRK-2 | MH-DC-001-RACK-I-ODF-1 | 19
LNK-00076 | Z | MH-DC-001-PE-T4-01 | MH-DC-001-PC-00044 | MH-DC-001-RACK-A-PP-F1 | 10 | MH-DC-001-RACK-A-TRK-1 | MH-DC-001-RACK-I-ODF-1 | 20
LNK-00079 | A | MH-DC-001-AGG-R09 | MH-DC-001-PC-00045 | MH-DC-001-RACK-B-PP-F1 | 11 | MH-DC-001-RACK-B-TRK-1 | MH-DC-001-RACK-I-ODF-1 | 21
LNK-00079 | Z | MH-DC-001-PE-T4-01 | MH-DC-001-PC-00046 | MH-DC-001-RACK-A-PP-F1 | 11 | MH-DC-001-RACK-A-TRK-2 | MH-DC-001-RACK-I-ODF-1 | 22
LNK-00082 | A | MH-DC-001-AGG-R09 | MH-DC-001-PC-00047 | MH-DC-001-RACK-B-PP-F1 | 12 | MH-DC-001-RACK-B-TRK-2 | MH-DC-001-RACK-I-ODF-1 | 23
LNK-00082 | Z | MH-DC-001-PE-T4-02 | MH-DC-001-PC-00048 | MH-DC-001-RACK-A-PP-F1 | 12 | MH-DC-001-RACK-A-TRK-2 | MH-DC-001-RACK-I-ODF-1 | 24
LNK-00085 | A | MH-DC-001-AGG-R10 | MH-DC-001-PC-00049 | MH-DC-001-RACK-B-PP-F1 | 13 | MH-DC-001-RACK-B-TRK-1 | MH-DC-001-RACK-I-ODF-2 | 1
LNK-00085 | Z | MH-DC-001-PE-T4-02 | MH-DC-001-PC-00050 | MH-DC-001-RACK-A-PP-F1 | 13 | MH-DC-001-RACK-A-TRK-1 | MH-DC-001-RACK-I-ODF-2 | 2
LNK-00088 | A | MH-DC-001-AGG-R10 | MH-DC-001-PC-00051 | MH-DC-001-RACK-B-PP-F1 | 14 | MH-DC-001-RACK-B-TRK-2 | MH-DC-001-RACK-I-ODF-2 | 3
LNK-00088 | Z | MH-DC-001-PE-T4-03 | MH-DC-001-PC-00052 | MH-DC-001-RACK-A-PP-F1 | 14 | MH-DC-001-RACK-A-TRK-2 | MH-DC-001-RACK-I-ODF-2 | 4
LNK-00091 | A | MH-DC-001-AGG-R11 | MH-DC-001-PC-00053 | MH-DC-001-RACK-B-PP-F1 | 15 | MH-DC-001-RACK-B-TRK-1 | MH-DC-001-RACK-I-ODF-2 | 5
LNK-00091 | Z | MH-DC-001-PE-T4-03 | MH-DC-001-PC-00054 | MH-DC-001-RACK-A-PP-F1 | 15 | MH-DC-001-RACK-A-TRK-1 | MH-DC-001-RACK-I-ODF-2 | 6
LNK-00094 | A | MH-DC-001-AGG-R11 | MH-DC-001-PC-00055 | MH-DC-001-RACK-B-PP-F1 | 16 | MH-DC-001-RACK-B-TRK-2 | MH-DC-001-RACK-I-ODF-2 | 7
LNK-00094 | Z | MH-DC-001-PE-T4-04 | MH-DC-001-PC-00056 | MH-DC-001-RACK-A-PP-F1 | 16 | MH-DC-001-RACK-A-TRK-2 | MH-DC-001-RACK-I-ODF-2 | 8
LNK-00097 | A | MH-DC-001-AGG-R12 | MH-DC-001-PC-00057 | MH-DC-001-RACK-C-PP-F1 | 1 | MH-DC-001-RACK-C-TRK-1 | MH-DC-001-RACK-I-ODF-2 | 9
LNK-00097 | Z | MH-DC-001-PE-T4-04 | MH-DC-001-PC-00058 | MH-DC-001-RACK-A-PP-F1 | 17 | MH-DC-001-RACK-A-TRK-1 | MH-DC-001-RACK-I-ODF-2 | 10
LNK-00100 | A | MH-DC-001-AGG-R12 | MH-DC-001-PC-00059 | MH-DC-001-RACK-C-PP-F1 | 2 | MH-DC-001-RACK-C-TRK-2 | MH-DC-001-RACK-I-ODF-2 | 11
LNK-00100 | Z | MH-DC-001-PE-T4-01 | MH-DC-001-PC-00060 | MH-DC-001-RACK-A-PP-F1 | 18 | MH-DC-001-RACK-A-TRK-1 | MH-DC-001-RACK-I-ODF-2 | 12
LNK-00103 | A | MH-DC-001-OLA-01 | MH-DC-001-PC-00061
LNK-00103 | Z | MH-DC-001-AGG-R01 | MH-DC-001-PC-00062
LNK-00104 | A | MH-DC-001-OLA-02 | MH-DC-001-PC-00063
LNK-00104 | Z | MH-DC-001-AGG-R02 | MH-DC-001-PC-00064
LNK-00105 | A | MH-DC-001-FW-01 | MH-DC-001-PC-00065
LNK-00105 | Z | MH-DC-001-AGG-R01 | MH-DC-001-PC-00066
LNK-00106 | A | MH-DC-001-FW-01 | MH-DC-001-PC-00067
LNK-00106 | Z | MH-DC-001-AGG-R02 | MH-DC-001-PC-00068
LNK-00107 | A | MH-DC-001-FW-02 | MH-DC-001-PC-00069
LNK-00107 | Z | MH-DC-001-AGG-R02 | MH-DC-001-PC-00070
LNK-00108 | A | MH-DC-001-FW-02 | MH-DC-001-PC-00071
LNK-00108 | Z | MH-DC-001-AGG-R03 | MH-DC-001-PC-00072
LNK-00109 | A | MH-DC-001-ACC-01 | MH-DC-001-PC-00073 | MH-DC-001-RACK-C-PP-F1 | 3 | MH-DC-001-RACK-C-TRK-1 | MH-DC-001-RACK-I-ODF-2 | 13
LNK-00109 | Z | MH-DC-001-AGG-R01 | MH-DC-001-PC-00074 | MH-DC-001-RACK-A-PP-F1 | 19 | MH-DC-001-RACK-A-TRK-1 | MH-DC-001-RACK-I-ODF-2 | 14
LNK-00110 | A | MH-DC-001-ACC-01 | MH-DC-001-PC-00075 | MH-DC-001-RACK-C-PP-F1 | 4 | MH-DC-001-RACK-C-TRK-2 | MH-DC-001-RACK-I-ODF-2 | 15
LNK-00110 | Z | MH-DC-001-AGG-R04 | MH-DC-001-PC-00076 | MH-DC-001-RACK-B-PP-F1 | 17 | MH-DC-001-RACK-B-TRK-1 | MH-DC-001-RACK-I-ODF-2 | 16
LNK-00111 | A | MH-DC-001-ACC-02 | MH-DC-001-PC-00077 | MH-DC-001-RACK-C-PP-F1 | 5 | MH-DC-001-RACK-C-TRK-1 | MH-DC-001-RACK-I-ODF-2 | 17
LNK-00111 | Z | MH-DC-001-AGG-R02 | MH-DC-001-PC-00078 | MH-DC-001-RACK-A-PP-F1 | 20 | MH-DC-001-RACK-A-TRK-2 | MH-DC-001-RACK-I-ODF-2 | 18
LNK-00112 | A | MH-DC-001-ACC-02 | MH-DC-001-PC-00079 | MH-DC-001-RACK-C-PP-F1 | 6 | MH-DC-001-RACK-C-TRK-2 | MH-DC-001-RACK-I-ODF-2 | 19
LNK-00112 | Z | MH-DC-001-AGG-R05 | MH-DC-001-PC-00080 | MH-DC-001-RACK-B-PP-F1 | 18 | MH-DC-001-RACK-B-TRK-1 | MH-DC-001-RACK-I-ODF-2 | 20
LNK-00113 | A | MH-DC-001-ACC-03 | MH-DC-001-PC-00081 | MH-DC-001-RACK-C-PP-F1 | 7 | MH-DC-001-RACK-C-TRK-1 | MH-DC-001-RACK-I-ODF-2 | 21
LNK-00113 | Z | MH-DC-001-AGG-R03 | MH-DC-001-PC-00082 | MH-DC-001-RACK-A-PP-F1 | 21 | MH-DC-001-RACK-A-TRK-2 | MH-DC-001-RACK-I-ODF-2 | 22
LNK-00114 | A | MH-DC-001-ACC-03 | MH-DC-001-PC-00083 | MH-DC-001-RACK-C-PP-F1 | 8 | MH-DC-001-RACK-C-TRK-2 | MH-DC-001-RACK-I-ODF-2 | 23
LNK-00114 | Z | MH-DC-001-AGG-R06 | MH-DC-001-PC-00084 | MH-DC-001-RACK-B-PP-F1 | 19 | MH-DC-001-RACK-B-TRK-1 | MH-DC-001-RACK-I-ODF-2 | 24
LNK-00115 | A | MH-DC-001-ACC-04 | MH-DC-001-PC-00085 | MH-DC-001-RACK-C-PP-F1 | 9 | MH-DC-001-RACK-C-TRK-1 | MH-DC-001-RACK-I-ODF-3 | 1
LNK-00115 | Z | MH-DC-001-AGG-R04 | MH-DC-001-PC-00086 | MH-DC-001-RACK-B-PP-F1 | 20 | MH-DC-001-RACK-B-TRK-2 | MH-DC-001-RACK-I-ODF-3 | 2
LNK-00116 | A | MH-DC-001-ACC-04 | MH-DC-001-PC-00087 | MH-DC-001-RACK-C-PP-F1 | 10 | MH-DC-001-RACK-C-TRK-2 | MH-DC-001-RACK-I-ODF-3 | 3
LNK-00116 | Z | MH-DC-001-AGG-R07 | MH-DC-001-PC-00088 | MH-DC-001-RACK-B-PP-F1 | 21 | MH-DC-001-RACK-B-TRK-1 | MH-DC-001-RACK-I-ODF-3 | 4
LNK-00117 | A | MH-DC-001-ACC-05 | MH-DC-001-PC-00089 | MH-DC-001-RACK-C-PP-F1 | 11 | MH-DC-001-RACK-C-TRK-1 | MH-DC-001-RACK-I-ODF-3 | 5
LNK-00117 | Z | MH-DC-001-AGG-R05 | MH-DC-001-PC-00090 | MH-DC-001-RACK-B-PP-F1 | 22 | MH-DC-001-RACK-B-TRK-2 | MH-DC-001-RACK-I-ODF-3 | 6
LNK-00118 | A | MH-DC-001-ACC-05 | MH-DC-001-PC-00091 | MH-DC-001-RACK-C-PP-F1 | 12 | MH-DC-001-RACK-C-TRK-2 | MH-DC-001-RACK-I-ODF-3 | 7
LNK-00118 | Z | MH-DC-001-AGG-R08 | MH-DC-001-PC-00092 | MH-DC-001-RACK-B-PP-F1 | 23 | MH-DC-001-RACK-B-TRK-1 | MH-DC-001-RACK-I-ODF-3 | 8
LNK-00119 | A | MH-DC-001-ACC-06 | MH-DC-001-PC-00093 | MH-DC-001-RACK-C-PP-F1 | 13 | MH-DC-001-RACK-C-TRK-1 | MH-DC-001-RACK-I-ODF-3 | 9
LNK-00119 | Z | MH-DC-001-AGG-R06 | MH-DC-001-PC-00094 | MH-DC-001-RACK-B-PP-F1 | 24 | MH-DC-001-RACK-B-TRK-2 | MH-DC-001-RACK-I-ODF-3 | 10
LNK-00120 | A | MH-DC-001-ACC-06 | MH-DC-001-PC-00095 | MH-DC-001-RACK-C-PP-F1 | 14 | MH-DC-001-RACK-C-TRK-2 | MH-DC-001-RACK-I-ODF-3 | 11
LNK-00120 | Z | MH-DC-001-AGG-R09 | MH-DC-001-PC-00096 | MH-DC-001-RACK-B-PP-F2 | 1 | MH-DC-001-RACK-B-TRK-1 | MH-DC-001-RACK-I-ODF-3 | 12
LNK-00121 | A | MH-DC-001-ACC-07 | MH-DC-001-PC-00097 | MH-DC-001-RACK-C-PP-F1 | 15 | MH-DC-001-RACK-C-TRK-1 | MH-DC-001-RACK-I-ODF-3 | 13
LNK-00121 | Z | MH-DC-001-AGG-R07 | MH-DC-001-PC-00098 | MH-DC-001-RACK-B-PP-F2 | 2 | MH-DC-001-RACK-B-TRK-2 | MH-DC-001-RACK-I-ODF-3 | 14
LNK-00122 | A | MH-DC-001-ACC-07 | MH-DC-001-PC-00099 | MH-DC-001-RACK-C-PP-F1 | 16 | MH-DC-001-RACK-C-TRK-2 | MH-DC-001-RACK-I-ODF-3 | 15
LNK-00122 | Z | MH-DC-001-AGG-R10 | MH-DC-001-PC-00100 | MH-DC-001-RACK-B-PP-F2 | 3 | MH-DC-001-RACK-B-TRK-1 | MH-DC-001-RACK-I-ODF-3 | 16
LNK-00123 | A | MH-DC-001-ACC-08 | MH-DC-001-PC-00101 | MH-DC-001-RACK-C-PP-F1 | 17 | MH-DC-001-RACK-C-TRK-1 | MH-DC-001-RACK-I-ODF-3 | 17
LNK-00123 | Z | MH-DC-001-AGG-R08 | MH-DC-001-PC-00102 | MH-DC-001-RACK-B-PP-F2 | 4 | MH-DC-001-RACK-B-TRK-2 | MH-DC-001-RACK-I-ODF-3 | 18
LNK-00124 | A | MH-DC-001-ACC-08 | MH-DC-001-PC-00103 | MH-DC-001-RACK-C-PP-F1 | 18 | MH-DC-001-RACK-C-TRK-2 | MH-DC-001-RACK-I-ODF-3 | 19
LNK-00124 | Z | MH-DC-001-AGG-R11 | MH-DC-001-PC-00104 | MH-DC-001-RACK-B-PP-F2 | 5 | MH-DC-001-RACK-B-TRK-1 | MH-DC-001-RACK-I-ODF-3 | 20
LNK-00125 | A | MH-DC-001-ACC-09 | MH-DC-001-PC-00105 | MH-DC-001-RACK-C-PP-F1 | 19 | MH-DC-001-RACK-C-TRK-1 | MH-DC-001-RACK-I-ODF-3 | 21
LNK-00125 | Z | MH-DC-001-AGG-R09 | MH-DC-001-PC-00106 | MH-DC-001-RACK-B-PP-F2 | 6 | MH-DC-001-RACK-B-TRK-2 | MH-DC-001-RACK-I-ODF-3 | 22
LNK-00126 | A | MH-DC-001-ACC-09 | MH-DC-001-PC-00107
LNK-00126 | Z | MH-DC-001-AGG-R12 | MH-DC-001-PC-00108
LNK-00127 | A | MH-DC-001-ACC-10 | MH-DC-001-PC-00109 | MH-DC-001-RACK-C-PP-F1 | 20 | MH-DC-001-RACK-C-TRK-1 | MH-DC-001-RACK-I-ODF-3 | 23
LNK-00127 | Z | MH-DC-001-AGG-R10 | MH-DC-001-PC-00110 | MH-DC-001-RACK-B-PP-F2 | 7 | MH-DC-001-RACK-B-TRK-2 | MH-DC-001-RACK-I-ODF-3 | 24
LNK-00128 | A | MH-DC-001-ACC-10 | MH-DC-001-PC-00111 | MH-DC-001-RACK-C-PP-F1 | 21 | MH-DC-001-RACK-C-TRK-2 | MH-DC-001-RACK-I-ODF-4 | 1
LNK-00128 | Z | MH-DC-001-AGG-R01 | MH-DC-001-PC-00112 | MH-DC-001-RACK-A-PP-F1 | 22 | MH-DC-001-RACK-A-TRK-2 | MH-DC-001-RACK-I-ODF-4 | 2
LNK-00129 | A | MH-DC-001-ACC-11 | MH-DC-001-PC-00113 | MH-DC-001-RACK-C-PP-F1 | 22 | MH-DC-001-RACK-C-TRK-1 | MH-DC-001-RACK-I-ODF-4 | 3
LNK-00129 | Z | MH-DC-001-AGG-R11 | MH-DC-001-PC-00114 | MH-DC-001-RACK-B-PP-F2 | 8 | MH-DC-001-RACK-B-TRK-2 | MH-DC-001-RACK-I-ODF-4 | 4
LNK-00130 | A | MH-DC-001-ACC-11 | MH-DC-001-PC-00115 | MH-DC-001-RACK-C-PP-F1 | 23 | MH-DC-001-RACK-C-TRK-2 | MH-DC-001-RACK-I-ODF-4 | 5
LNK-00130 | Z | MH-DC-001-AGG-R02 | MH-DC-001-PC-00116 | MH-DC-001-RACK-A-PP-F1 | 23 | MH-DC-001-RACK-A-TRK-1 | MH-DC-001-RACK-I-ODF-4 | 6
LNK-00131 | A | MH-DC-001-ACC-12 | MH-DC-001-PC-00117
LNK-00131 | Z | MH-DC-001-AGG-R12 | MH-DC-001-PC-00118
LNK-00132 | A | MH-DC-001-ACC-12 | MH-DC-001-PC-00119 | MH-DC-001-RACK-C-PP-F1 | 24 | MH-DC-001-RACK-C-TRK-2 | MH-DC-001-RACK-I-ODF-4 | 7
LNK-00132 | Z | MH-DC-001-AGG-R03 | MH-DC-001-PC-00120 | MH-DC-001-RACK-A-PP-F1 | 24 | MH-DC-001-RACK-A-TRK-1 | MH-DC-001-RACK-I-ODF-4 | 8
LNK-00133 | A | MH-DC-001-ACC-13 | MH-DC-001-PC-00121 | MH-DC-001-RACK-C-PP-F2 | 1 | MH-DC-001-RACK-C-TRK-1 | MH-DC-001-RACK-I-ODF-4 | 9
LNK-00133 | Z | MH-DC-001-AGG-R01 | MH-DC-001-PC-00122 | MH-DC-001-RACK-A-PP-F2 | 1 | MH-DC-001-RACK-A-TRK-1 | MH-DC-001-RACK-I-ODF-4 | 10
LNK-00134 | A | MH-DC-001-ACC-13 | MH-DC-001-PC-00123 | MH-DC-001-RACK-C-PP-F2 | 2 | MH-DC-001-RACK-C-TRK-2 | MH-DC-001-RACK-I-ODF-4 | 11
LNK-00134 | Z | MH-DC-001-AGG-R04 | MH-DC-001-PC-00124 | MH-DC-001-RACK-B-PP-F2 | 9 | MH-DC-001-RACK-B-TRK-1 | MH-DC-001-RACK-I-ODF-4 | 12
LNK-00135 | A | MH-DC-001-ACC-14 | MH-DC-001-PC-00125 | MH-DC-001-RACK-C-PP-F2 | 3 | MH-DC-001-RACK-C-TRK-1 | MH-DC-001-RACK-I-ODF-4 | 13
LNK-00135 | Z | MH-DC-001-AGG-R02 | MH-DC-001-PC-00126 | MH-DC-001-RACK-A-PP-F2 | 2 | MH-DC-001-RACK-A-TRK-2 | MH-DC-001-RACK-I-ODF-4 | 14
LNK-00136 | A | MH-DC-001-ACC-14 | MH-DC-001-PC-00127 | MH-DC-001-RACK-C-PP-F2 | 4 | MH-DC-001-RACK-C-TRK-2 | MH-DC-001-RACK-I-ODF-4 | 15
LNK-00136 | Z | MH-DC-001-AGG-R05 | MH-DC-001-PC-00128 | MH-DC-001-RACK-B-PP-F2 | 10 | MH-DC-001-RACK-B-TRK-1 | MH-DC-001-RACK-I-ODF-4 | 16
LNK-00137 | A | MH-DC-001-CSR-001 | MH-DC-001-PC-00129 | MH-DC-001-RACK-C-PP-F2 | 5 | MH-DC-001-RACK-C-TRK-1 | MH-DC-001-RACK-I-ODF-4 | 17
LNK-00137 | Z | MH-DC-001-AGG-R01 | MH-DC-001-PC-00130 | MH-DC-001-RACK-A-PP-F2 | 3 | MH-DC-001-RACK-A-TRK-2 | MH-DC-001-RACK-I-ODF-4 | 18
LNK-00139 | A | MH-DC-001-CSR-001 | MH-DC-001-PC-00131 | MH-DC-001-RACK-C-PP-F2 | 6 | MH-DC-001-RACK-C-TRK-2 | MH-DC-001-RACK-I-ODF-4 | 19
LNK-00139 | Z | MH-DC-001-AGG-R06 | MH-DC-001-PC-00132 | MH-DC-001-RACK-B-PP-F2 | 11 | MH-DC-001-RACK-B-TRK-1 | MH-DC-001-RACK-I-ODF-4 | 20
LNK-00141 | A | MH-DC-001-CSR-002 | MH-DC-001-PC-00133 | MH-DC-001-RACK-C-PP-F2 | 7 | MH-DC-001-RACK-C-TRK-1 | MH-DC-001-RACK-I-ODF-4 | 21
LNK-00141 | Z | MH-DC-001-AGG-R02 | MH-DC-001-PC-00134 | MH-DC-001-RACK-A-PP-F2 | 4 | MH-DC-001-RACK-A-TRK-1 | MH-DC-001-RACK-I-ODF-4 | 22
LNK-00143 | A | MH-DC-001-CSR-003 | MH-DC-001-PC-00135 | MH-DC-001-RACK-C-PP-F2 | 8 | MH-DC-001-RACK-C-TRK-1 | MH-DC-001-RACK-I-ODF-4 | 23
LNK-00143 | Z | MH-DC-001-AGG-R03 | MH-DC-001-PC-00136 | MH-DC-001-RACK-A-PP-F2 | 5 | MH-DC-001-RACK-A-TRK-2 | MH-DC-001-RACK-I-ODF-4 | 24
LNK-00145 | A | MH-DC-001-CSR-003 | MH-DC-001-PC-00137 | MH-DC-001-RACK-C-PP-F2 | 9 | MH-DC-001-RACK-C-TRK-2 | MH-DC-001-RACK-I-ODF-5 | 1
LNK-00145 | Z | MH-DC-001-AGG-R08 | MH-DC-001-PC-00138 | MH-DC-001-RACK-B-PP-F2 | 12 | MH-DC-001-RACK-B-TRK-1 | MH-DC-001-RACK-I-ODF-5 | 2
LNK-00147 | A | MH-DC-001-CSR-004 | MH-DC-001-PC-00139 | MH-DC-001-RACK-C-PP-F2 | 10 | MH-DC-001-RACK-C-TRK-1 | MH-DC-001-RACK-I-ODF-5 | 3
LNK-00147 | Z | MH-DC-001-AGG-R04 | MH-DC-001-PC-00140 | MH-DC-001-RACK-B-PP-F2 | 13 | MH-DC-001-RACK-B-TRK-2 | MH-DC-001-RACK-I-ODF-5 | 4
LNK-00149 | A | MH-DC-001-CSR-005 | MH-DC-001-PC-00141 | MH-DC-001-RACK-C-PP-F2 | 11 | MH-DC-001-RACK-C-TRK-1 | MH-DC-001-RACK-I-ODF-5 | 5
LNK-00149 | Z | MH-DC-001-AGG-R05 | MH-DC-001-PC-00142 | MH-DC-001-RACK-B-PP-F2 | 14 | MH-DC-001-RACK-B-TRK-2 | MH-DC-001-RACK-I-ODF-5 | 6
LNK-00151 | A | MH-DC-001-CSR-005 | MH-DC-001-PC-00143 | MH-DC-001-RACK-C-PP-F2 | 12 | MH-DC-001-RACK-C-TRK-2 | MH-DC-001-RACK-I-ODF-5 | 7
LNK-00151 | Z | MH-DC-001-AGG-R10 | MH-DC-001-PC-00144 | MH-DC-001-RACK-B-PP-F2 | 15 | MH-DC-001-RACK-B-TRK-1 | MH-DC-001-RACK-I-ODF-5 | 8
LNK-00153 | A | MH-DC-001-CSR-006 | MH-DC-001-PC-00145 | MH-DC-001-RACK-C-PP-F2 | 13 | MH-DC-001-RACK-C-TRK-1 | MH-DC-001-RACK-I-ODF-5 | 9
LNK-00153 | Z | MH-DC-001-AGG-R06 | MH-DC-001-PC-00146 | MH-DC-001-RACK-B-PP-F2 | 16 | MH-DC-001-RACK-B-TRK-2 | MH-DC-001-RACK-I-ODF-5 | 10
LNK-00155 | A | MH-DC-001-CSR-007 | MH-DC-001-PC-00147 | MH-DC-001-RACK-C-PP-F2 | 14 | MH-DC-001-RACK-C-TRK-1 | MH-DC-001-RACK-I-ODF-5 | 11
LNK-00155 | Z | MH-DC-001-AGG-R07 | MH-DC-001-PC-00148 | MH-DC-001-RACK-B-PP-F2 | 17 | MH-DC-001-RACK-B-TRK-1 | MH-DC-001-RACK-I-ODF-5 | 12
LNK-00157 | A | MH-DC-001-CSR-007 | MH-DC-001-PC-00149
LNK-00157 | Z | MH-DC-001-AGG-R12 | MH-DC-001-PC-00150
LNK-00159 | A | MH-DC-001-CSR-008 | MH-DC-001-PC-00151 | MH-DC-001-RACK-C-PP-F2 | 15 | MH-DC-001-RACK-C-TRK-1 | MH-DC-001-RACK-I-ODF-5 | 13
LNK-00159 | Z | MH-DC-001-AGG-R08 | MH-DC-001-PC-00152 | MH-DC-001-RACK-B-PP-F2 | 18 | MH-DC-001-RACK-B-TRK-2 | MH-DC-001-RACK-I-ODF-5 | 14
LNK-00161 | A | MH-DC-001-CSR-009 | MH-DC-001-PC-00153 | MH-DC-001-RACK-C-PP-F2 | 16 | MH-DC-001-RACK-C-TRK-1 | MH-DC-001-RACK-I-ODF-5 | 15
LNK-00161 | Z | MH-DC-001-AGG-R09 | MH-DC-001-PC-00154 | MH-DC-001-RACK-B-PP-F2 | 19 | MH-DC-001-RACK-B-TRK-1 | MH-DC-001-RACK-I-ODF-5 | 16
LNK-00163 | A | MH-DC-001-CSR-009 | MH-DC-001-PC-00155 | MH-DC-001-RACK-C-PP-F2 | 17 | MH-DC-001-RACK-C-TRK-2 | MH-DC-001-RACK-I-ODF-5 | 17
LNK-00163 | Z | MH-DC-001-AGG-R02 | MH-DC-001-PC-00156 | MH-DC-001-RACK-A-PP-F2 | 6 | MH-DC-001-RACK-A-TRK-2 | MH-DC-001-RACK-I-ODF-5 | 18
LNK-00165 | A | MH-DC-001-CSR-010 | MH-DC-001-PC-00157 | MH-DC-001-RACK-C-PP-F2 | 18 | MH-DC-001-RACK-C-TRK-1 | MH-DC-001-RACK-I-ODF-5 | 19
LNK-00165 | Z | MH-DC-001-AGG-R10 | MH-DC-001-PC-00158 | MH-DC-001-RACK-B-PP-F2 | 20 | MH-DC-001-RACK-B-TRK-2 | MH-DC-001-RACK-I-ODF-5 | 20
LNK-00167 | A | MH-DC-001-CSR-011 | MH-DC-001-PC-00159 | MH-DC-001-RACK-C-PP-F2 | 19 | MH-DC-001-RACK-C-TRK-1 | MH-DC-001-RACK-I-ODF-5 | 21
LNK-00167 | Z | MH-DC-001-AGG-R11 | MH-DC-001-PC-00160 | MH-DC-001-RACK-B-PP-F2 | 21 | MH-DC-001-RACK-B-TRK-1 | MH-DC-001-RACK-I-ODF-5 | 22
LNK-00169 | A | MH-DC-001-CSR-011 | MH-DC-001-PC-00161 | MH-DC-001-RACK-C-PP-F2 | 20 | MH-DC-001-RACK-C-TRK-2 | MH-DC-001-RACK-I-ODF-5 | 23
LNK-00169 | Z | MH-DC-001-AGG-R04 | MH-DC-001-PC-00162 | MH-DC-001-RACK-B-PP-F2 | 22 | MH-DC-001-RACK-B-TRK-1 | MH-DC-001-RACK-I-ODF-5 | 24
LNK-00171 | A | MH-DC-001-CSR-012 | MH-DC-001-PC-00163
LNK-00171 | Z | MH-DC-001-AGG-R12 | MH-DC-001-PC-00164
LNK-00173 | A | MH-DC-001-CSR-013 | MH-DC-001-PC-00165 | MH-DC-001-RACK-C-PP-F2 | 21 | MH-DC-001-RACK-C-TRK-1 | MH-DC-001-RACK-I-ODF-6 | 1
LNK-00173 | Z | MH-DC-001-AGG-R01 | MH-DC-001-PC-00166 | MH-DC-001-RACK-A-PP-F2 | 7 | MH-DC-001-RACK-A-TRK-1 | MH-DC-001-RACK-I-ODF-6 | 2
LNK-00175 | A | MH-DC-001-CSR-013 | MH-DC-001-PC-00167 | MH-DC-001-RACK-C-PP-F2 | 22 | MH-DC-001-RACK-C-TRK-2 | MH-DC-001-RACK-I-ODF-6 | 3
LNK-00175 | Z | MH-DC-001-AGG-R06 | MH-DC-001-PC-00168 | MH-DC-001-RACK-B-PP-F2 | 23 | MH-DC-001-RACK-B-TRK-1 | MH-DC-001-RACK-I-ODF-6 | 4
LNK-00177 | A | MH-DC-001-CSR-014 | MH-DC-001-PC-00169 | MH-DC-001-RACK-C-PP-F2 | 23 | MH-DC-001-RACK-C-TRK-1 | MH-DC-001-RACK-I-ODF-6 | 5
LNK-00177 | Z | MH-DC-001-AGG-R02 | MH-DC-001-PC-00170 | MH-DC-001-RACK-A-PP-F2 | 8 | MH-DC-001-RACK-A-TRK-1 | MH-DC-001-RACK-I-ODF-6 | 6
LNK-00179 | A | MH-DC-001-CSR-015 | MH-DC-001-PC-00171 | MH-DC-001-RACK-C-PP-F2 | 24 | MH-DC-001-RACK-C-TRK-1 | MH-DC-001-RACK-I-ODF-6 | 7
LNK-00179 | Z | MH-DC-001-AGG-R03 | MH-DC-001-PC-00172 | MH-DC-001-RACK-A-PP-F2 | 9 | MH-DC-001-RACK-A-TRK-1 | MH-DC-001-RACK-I-ODF-6 | 8
LNK-00181 | A | MH-DC-001-CSR-015 | MH-DC-001-PC-00173 | MH-DC-001-RACK-C-PP-F3 | 1 | MH-DC-001-RACK-C-TRK-2 | MH-DC-001-RACK-I-ODF-6 | 9
LNK-00181 | Z | MH-DC-001-AGG-R08 | MH-DC-001-PC-00174 | MH-DC-001-RACK-B-PP-F2 | 24 | MH-DC-001-RACK-B-TRK-1 | MH-DC-001-RACK-I-ODF-6 | 10
LNK-00183 | A | MH-DC-001-CSR-016 | MH-DC-001-PC-00175 | MH-DC-001-RACK-C-PP-F3 | 2 | MH-DC-001-RACK-C-TRK-1 | MH-DC-001-RACK-I-ODF-6 | 11
LNK-00183 | Z | MH-DC-001-AGG-R04 | MH-DC-001-PC-00176 | MH-DC-001-RACK-B-PP-F3 | 1 | MH-DC-001-RACK-B-TRK-2 | MH-DC-001-RACK-I-ODF-6 | 12
LNK-00185 | A | MH-DC-001-CSR-017 | MH-DC-001-PC-00177 | MH-DC-001-RACK-C-PP-F3 | 3 | MH-DC-001-RACK-C-TRK-1 | MH-DC-001-RACK-I-ODF-6 | 13
LNK-00185 | Z | MH-DC-001-AGG-R05 | MH-DC-001-PC-00178 | MH-DC-001-RACK-B-PP-F3 | 2 | MH-DC-001-RACK-B-TRK-1 | MH-DC-001-RACK-I-ODF-6 | 14
LNK-00187 | A | MH-DC-001-CSR-017 | MH-DC-001-PC-00179 | MH-DC-001-RACK-C-PP-F3 | 4 | MH-DC-001-RACK-C-TRK-2 | MH-DC-001-RACK-I-ODF-6 | 15
LNK-00187 | Z | MH-DC-001-AGG-R10 | MH-DC-001-PC-00180 | MH-DC-001-RACK-B-PP-F3 | 3 | MH-DC-001-RACK-B-TRK-1 | MH-DC-001-RACK-I-ODF-6 | 16
LNK-00189 | A | MH-DC-001-CSR-018 | MH-DC-001-PC-00181 | MH-DC-001-RACK-D-PP-F1 | 1 | MH-DC-001-RACK-D-TRK-1 | MH-DC-001-RACK-I-ODF-6 | 17
LNK-00189 | Z | MH-DC-001-AGG-R06 | MH-DC-001-PC-00182 | MH-DC-001-RACK-B-PP-F3 | 4 | MH-DC-001-RACK-B-TRK-2 | MH-DC-001-RACK-I-ODF-6 | 18
LNK-00191 | A | MH-DC-001-CSR-019 | MH-DC-001-PC-00183 | MH-DC-001-RACK-D-PP-F1 | 2 | MH-DC-001-RACK-D-TRK-1 | MH-DC-001-RACK-I-ODF-6 | 19
LNK-00191 | Z | MH-DC-001-AGG-R07 | MH-DC-001-PC-00184 | MH-DC-001-RACK-B-PP-F3 | 5 | MH-DC-001-RACK-B-TRK-2 | MH-DC-001-RACK-I-ODF-6 | 20
LNK-00193 | A | MH-DC-001-CSR-019 | MH-DC-001-PC-00185 | MH-DC-001-RACK-D-PP-F1 | 3 | MH-DC-001-RACK-D-TRK-2 | MH-DC-001-RACK-I-ODF-6 | 21
LNK-00193 | Z | MH-DC-001-AGG-R12 | MH-DC-001-PC-00186 | MH-DC-001-RACK-C-PP-F3 | 5 | MH-DC-001-RACK-C-TRK-1 | MH-DC-001-RACK-I-ODF-6 | 22
LNK-00195 | A | MH-DC-001-CSR-020 | MH-DC-001-PC-00187 | MH-DC-001-RACK-D-PP-F1 | 4 | MH-DC-001-RACK-D-TRK-1 | MH-DC-001-RACK-I-ODF-6 | 23
LNK-00195 | Z | MH-DC-001-AGG-R08 | MH-DC-001-PC-00188 | MH-DC-001-RACK-B-PP-F3 | 6 | MH-DC-001-RACK-B-TRK-2 | MH-DC-001-RACK-I-ODF-6 | 24
LNK-00197 | A | MH-DC-001-CSR-021 | MH-DC-001-PC-00189 | MH-DC-001-RACK-D-PP-F1 | 5 | MH-DC-001-RACK-D-TRK-1 | MH-DC-001-RACK-I-ODF-7 | 1
LNK-00197 | Z | MH-DC-001-AGG-R09 | MH-DC-001-PC-00190 | MH-DC-001-RACK-B-PP-F3 | 7 | MH-DC-001-RACK-B-TRK-2 | MH-DC-001-RACK-I-ODF-7 | 2
LNK-00199 | A | MH-DC-001-CSR-021 | MH-DC-001-PC-00191 | MH-DC-001-RACK-D-PP-F1 | 6 | MH-DC-001-RACK-D-TRK-2 | MH-DC-001-RACK-I-ODF-7 | 3
LNK-00199 | Z | MH-DC-001-AGG-R02 | MH-DC-001-PC-00192 | MH-DC-001-RACK-A-PP-F2 | 10 | MH-DC-001-RACK-A-TRK-2 | MH-DC-001-RACK-I-ODF-7 | 4
LNK-00201 | A | MH-DC-001-CSR-022 | MH-DC-001-PC-00193 | MH-DC-001-RACK-D-PP-F1 | 7 | MH-DC-001-RACK-D-TRK-1 | MH-DC-001-RACK-I-ODF-7 | 5
LNK-00201 | Z | MH-DC-001-AGG-R10 | MH-DC-001-PC-00194 | MH-DC-001-RACK-B-PP-F3 | 8 | MH-DC-001-RACK-B-TRK-2 | MH-DC-001-RACK-I-ODF-7 | 6
LNK-00203 | A | MH-DC-001-CSR-023 | MH-DC-001-PC-00195 | MH-DC-001-RACK-D-PP-F1 | 8 | MH-DC-001-RACK-D-TRK-1 | MH-DC-001-RACK-I-ODF-7 | 7
LNK-00203 | Z | MH-DC-001-AGG-R11 | MH-DC-001-PC-00196 | MH-DC-001-RACK-B-PP-F3 | 9 | MH-DC-001-RACK-B-TRK-2 | MH-DC-001-RACK-I-ODF-7 | 8
LNK-00205 | A | MH-DC-001-CSR-023 | MH-DC-001-PC-00197 | MH-DC-001-RACK-D-PP-F1 | 9 | MH-DC-001-RACK-D-TRK-2 | MH-DC-001-RACK-I-ODF-7 | 9
LNK-00205 | Z | MH-DC-001-AGG-R04 | MH-DC-001-PC-00198 | MH-DC-001-RACK-B-PP-F3 | 10 | MH-DC-001-RACK-B-TRK-1 | MH-DC-001-RACK-I-ODF-7 | 10
LNK-00207 | A | MH-DC-001-CSR-024 | MH-DC-001-PC-00199 | MH-DC-001-RACK-D-PP-F1 | 10 | MH-DC-001-RACK-D-TRK-1 | MH-DC-001-RACK-I-ODF-7 | 11
LNK-00207 | Z | MH-DC-001-AGG-R12 | MH-DC-001-PC-00200 | MH-DC-001-RACK-C-PP-F3 | 6 | MH-DC-001-RACK-C-TRK-2 | MH-DC-001-RACK-I-ODF-7 | 12
LNK-00209 | A | MH-DC-001-CSR-025 | MH-DC-001-PC-00201 | MH-DC-001-RACK-D-PP-F1 | 11 | MH-DC-001-RACK-D-TRK-1 | MH-DC-001-RACK-I-ODF-7 | 13
LNK-00209 | Z | MH-DC-001-AGG-R01 | MH-DC-001-PC-00202 | MH-DC-001-RACK-A-PP-F2 | 11 | MH-DC-001-RACK-A-TRK-2 | MH-DC-001-RACK-I-ODF-7 | 14
LNK-00211 | A | MH-DC-001-CSR-025 | MH-DC-001-PC-00203 | MH-DC-001-RACK-D-PP-F1 | 12 | MH-DC-001-RACK-D-TRK-2 | MH-DC-001-RACK-I-ODF-7 | 15
LNK-00211 | Z | MH-DC-001-AGG-R06 | MH-DC-001-PC-00204 | MH-DC-001-RACK-B-PP-F3 | 11 | MH-DC-001-RACK-B-TRK-1 | MH-DC-001-RACK-I-ODF-7 | 16
LNK-00213 | A | MH-DC-001-CSR-026 | MH-DC-001-PC-00205 | MH-DC-001-RACK-D-PP-F1 | 13 | MH-DC-001-RACK-D-TRK-1 | MH-DC-001-RACK-I-ODF-7 | 17
LNK-00213 | Z | MH-DC-001-AGG-R02 | MH-DC-001-PC-00206 | MH-DC-001-RACK-A-PP-F2 | 12 | MH-DC-001-RACK-A-TRK-1 | MH-DC-001-RACK-I-ODF-7 | 18
LNK-00215 | A | MH-DC-001-CSR-027 | MH-DC-001-PC-00207 | MH-DC-001-RACK-D-PP-F1 | 14 | MH-DC-001-RACK-D-TRK-1 | MH-DC-001-RACK-I-ODF-7 | 19
LNK-00215 | Z | MH-DC-001-AGG-R03 | MH-DC-001-PC-00208 | MH-DC-001-RACK-A-PP-F2 | 13 | MH-DC-001-RACK-A-TRK-2 | MH-DC-001-RACK-I-ODF-7 | 20
LNK-00217 | A | MH-DC-001-CSR-027 | MH-DC-001-PC-00209 | MH-DC-001-RACK-D-PP-F1 | 15 | MH-DC-001-RACK-D-TRK-2 | MH-DC-001-RACK-I-ODF-7 | 21
LNK-00217 | Z | MH-DC-001-AGG-R08 | MH-DC-001-PC-00210 | MH-DC-001-RACK-B-PP-F3 | 12 | MH-DC-001-RACK-B-TRK-1 | MH-DC-001-RACK-I-ODF-7 | 22
LNK-00219 | A | MH-DC-001-CSR-028 | MH-DC-001-PC-00211 | MH-DC-001-RACK-D-PP-F1 | 16 | MH-DC-001-RACK-D-TRK-1 | MH-DC-001-RACK-I-ODF-7 | 23
LNK-00219 | Z | MH-DC-001-AGG-R04 | MH-DC-001-PC-00212 | MH-DC-001-RACK-B-PP-F3 | 13 | MH-DC-001-RACK-B-TRK-2 | MH-DC-001-RACK-I-ODF-7 | 24
LNK-00221 | A | MH-DC-001-CSR-029 | MH-DC-001-PC-00213 | MH-DC-001-RACK-D-PP-F1 | 17 | MH-DC-001-RACK-D-TRK-1 | MH-DC-001-RACK-I-ODF-8 | 1
LNK-00221 | Z | MH-DC-001-AGG-R05 | MH-DC-001-PC-00214 | MH-DC-001-RACK-B-PP-F3 | 14 | MH-DC-001-RACK-B-TRK-2 | MH-DC-001-RACK-I-ODF-8 | 2
LNK-00223 | A | MH-DC-001-CSR-029 | MH-DC-001-PC-00215 | MH-DC-001-RACK-D-PP-F1 | 18 | MH-DC-001-RACK-D-TRK-2 | MH-DC-001-RACK-I-ODF-8 | 3
LNK-00223 | Z | MH-DC-001-AGG-R10 | MH-DC-001-PC-00216 | MH-DC-001-RACK-B-PP-F3 | 15 | MH-DC-001-RACK-B-TRK-1 | MH-DC-001-RACK-I-ODF-8 | 4
LNK-00225 | A | MH-DC-001-CSR-030 | MH-DC-001-PC-00217 | MH-DC-001-RACK-D-PP-F1 | 19 | MH-DC-001-RACK-D-TRK-1 | MH-DC-001-RACK-I-ODF-8 | 5
LNK-00225 | Z | MH-DC-001-AGG-R06 | MH-DC-001-PC-00218 | MH-DC-001-RACK-B-PP-F3 | 16 | MH-DC-001-RACK-B-TRK-2 | MH-DC-001-RACK-I-ODF-8 | 6
LNK-00227 | A | MH-DC-001-CSR-031 | MH-DC-001-PC-00219 | MH-DC-001-RACK-D-PP-F1 | 20 | MH-DC-001-RACK-D-TRK-1 | MH-DC-001-RACK-I-ODF-8 | 7
LNK-00227 | Z | MH-DC-001-AGG-R07 | MH-DC-001-PC-00220 | MH-DC-001-RACK-B-PP-F3 | 17 | MH-DC-001-RACK-B-TRK-1 | MH-DC-001-RACK-I-ODF-8 | 8
LNK-00229 | A | MH-DC-001-CSR-031 | MH-DC-001-PC-00221 | MH-DC-001-RACK-D-PP-F1 | 21 | MH-DC-001-RACK-D-TRK-2 | MH-DC-001-RACK-I-ODF-8 | 9
LNK-00229 | Z | MH-DC-001-AGG-R12 | MH-DC-001-PC-00222 | MH-DC-001-RACK-C-PP-F3 | 7 | MH-DC-001-RACK-C-TRK-1 | MH-DC-001-RACK-I-ODF-8 | 10
LNK-00231 | A | MH-DC-001-CSR-032 | MH-DC-001-PC-00223 | MH-DC-001-RACK-D-PP-F1 | 22 | MH-DC-001-RACK-D-TRK-1 | MH-DC-001-RACK-I-ODF-8 | 11
LNK-00231 | Z | MH-DC-001-AGG-R08 | MH-DC-001-PC-00224 | MH-DC-001-RACK-B-PP-F3 | 18 | MH-DC-001-RACK-B-TRK-2 | MH-DC-001-RACK-I-ODF-8 | 12
LNK-00233 | A | MH-DC-001-CSR-033 | MH-DC-001-PC-00225 | MH-DC-001-RACK-D-PP-F1 | 23 | MH-DC-001-RACK-D-TRK-1 | MH-DC-001-RACK-I-ODF-8 | 13
LNK-00233 | Z | MH-DC-001-AGG-R09 | MH-DC-001-PC-00226 | MH-DC-001-RACK-B-PP-F3 | 19 | MH-DC-001-RACK-B-TRK-1 | MH-DC-001-RACK-I-ODF-8 | 14
LNK-00235 | A | MH-DC-001-CSR-033 | MH-DC-001-PC-00227 | MH-DC-001-RACK-D-PP-F1 | 24 | MH-DC-001-RACK-D-TRK-2 | MH-DC-001-RACK-I-ODF-8 | 15
LNK-00235 | Z | MH-DC-001-AGG-R02 | MH-DC-001-PC-00228 | MH-DC-001-RACK-A-PP-F2 | 14 | MH-DC-001-RACK-A-TRK-2 | MH-DC-001-RACK-I-ODF-8 | 16
LNK-00237 | A | MH-DC-001-CSR-034 | MH-DC-001-PC-00229 | MH-DC-001-RACK-D-PP-F2 | 1 | MH-DC-001-RACK-D-TRK-1 | MH-DC-001-RACK-I-ODF-8 | 17
LNK-00237 | Z | MH-DC-001-AGG-R10 | MH-DC-001-PC-00230 | MH-DC-001-RACK-B-PP-F3 | 20 | MH-DC-001-RACK-B-TRK-2 | MH-DC-001-RACK-I-ODF-8 | 18
LNK-00239 | A | MH-DC-001-CSR-035 | MH-DC-001-PC-00231 | MH-DC-001-RACK-D-PP-F2 | 2 | MH-DC-001-RACK-D-TRK-1 | MH-DC-001-RACK-I-ODF-8 | 19
LNK-00239 | Z | MH-DC-001-AGG-R11 | MH-DC-001-PC-00232 | MH-DC-001-RACK-B-PP-F3 | 21 | MH-DC-001-RACK-B-TRK-1 | MH-DC-001-RACK-I-ODF-8 | 20
LNK-00241 | A | MH-DC-001-CSR-035 | MH-DC-001-PC-00233 | MH-DC-001-RACK-D-PP-F2 | 3 | MH-DC-001-RACK-D-TRK-2 | MH-DC-001-RACK-I-ODF-8 | 21
LNK-00241 | Z | MH-DC-001-AGG-R04 | MH-DC-001-PC-00234 | MH-DC-001-RACK-B-PP-F3 | 22 | MH-DC-001-RACK-B-TRK-1 | MH-DC-001-RACK-I-ODF-8 | 22
LNK-00243 | A | MH-DC-001-CSR-036 | MH-DC-001-PC-00235 | MH-DC-001-RACK-D-PP-F2 | 4 | MH-DC-001-RACK-D-TRK-1 | MH-DC-001-RACK-I-ODF-8 | 23
LNK-00243 | Z | MH-DC-001-AGG-R12 | MH-DC-001-PC-00236 | MH-DC-001-RACK-C-PP-F3 | 8 | MH-DC-001-RACK-C-TRK-2 | MH-DC-001-RACK-I-ODF-8 | 24
LNK-00245 | A | MH-DC-001-CSR-037 | MH-DC-001-PC-00237 | MH-DC-001-RACK-D-PP-F2 | 5 | MH-DC-001-RACK-D-TRK-1 | MH-DC-001-RACK-I-ODF-9 | 1
LNK-00245 | Z | MH-DC-001-AGG-R01 | MH-DC-001-PC-00238 | MH-DC-001-RACK-A-PP-F2 | 15 | MH-DC-001-RACK-A-TRK-1 | MH-DC-001-RACK-I-ODF-9 | 2
LNK-00247 | A | MH-DC-001-CSR-037 | MH-DC-001-PC-00239 | MH-DC-001-RACK-D-PP-F2 | 6 | MH-DC-001-RACK-D-TRK-2 | MH-DC-001-RACK-I-ODF-9 | 3
LNK-00247 | Z | MH-DC-001-AGG-R06 | MH-DC-001-PC-00240 | MH-DC-001-RACK-B-PP-F3 | 23 | MH-DC-001-RACK-B-TRK-1 | MH-DC-001-RACK-I-ODF-9 | 4
LNK-00249 | A | MH-DC-001-CSR-038 | MH-DC-001-PC-00241 | MH-DC-001-RACK-D-PP-F2 | 7 | MH-DC-001-RACK-D-TRK-1 | MH-DC-001-RACK-I-ODF-9 | 5
LNK-00249 | Z | MH-DC-001-AGG-R02 | MH-DC-001-PC-00242 | MH-DC-001-RACK-A-PP-F2 | 16 | MH-DC-001-RACK-A-TRK-1 | MH-DC-001-RACK-I-ODF-9 | 6
LNK-00251 | A | MH-DC-001-CSR-039 | MH-DC-001-PC-00243 | MH-DC-001-RACK-D-PP-F2 | 8 | MH-DC-001-RACK-D-TRK-1 | MH-DC-001-RACK-I-ODF-9 | 7
LNK-00251 | Z | MH-DC-001-AGG-R03 | MH-DC-001-PC-00244 | MH-DC-001-RACK-A-PP-F2 | 17 | MH-DC-001-RACK-A-TRK-1 | MH-DC-001-RACK-I-ODF-9 | 8
LNK-00253 | A | MH-DC-001-CSR-039 | MH-DC-001-PC-00245 | MH-DC-001-RACK-D-PP-F2 | 9 | MH-DC-001-RACK-D-TRK-2 | MH-DC-001-RACK-I-ODF-9 | 9
LNK-00253 | Z | MH-DC-001-AGG-R08 | MH-DC-001-PC-00246 | MH-DC-001-RACK-B-PP-F3 | 24 | MH-DC-001-RACK-B-TRK-1 | MH-DC-001-RACK-I-ODF-9 | 10
LNK-00255 | A | MH-DC-001-CSR-040 | MH-DC-001-PC-00247 | MH-DC-001-RACK-D-PP-F2 | 10 | MH-DC-001-RACK-D-TRK-1 | MH-DC-001-RACK-I-ODF-9 | 11
LNK-00255 | Z | MH-DC-001-AGG-R04 | MH-DC-001-PC-00248 | MH-DC-001-RACK-B-PP-F4 | 1 | MH-DC-001-RACK-B-TRK-2 | MH-DC-001-RACK-I-ODF-9 | 12
LNK-00257 | A | MH-DC-001-CSR-041 | MH-DC-001-PC-00249 | MH-DC-001-RACK-D-PP-F2 | 11 | MH-DC-001-RACK-D-TRK-1 | MH-DC-001-RACK-I-ODF-9 | 13
LNK-00257 | Z | MH-DC-001-AGG-R05 | MH-DC-001-PC-00250 | MH-DC-001-RACK-B-PP-F4 | 2 | MH-DC-001-RACK-B-TRK-1 | MH-DC-001-RACK-I-ODF-9 | 14
LNK-00259 | A | MH-DC-001-CSR-041 | MH-DC-001-PC-00251 | MH-DC-001-RACK-D-PP-F2 | 12 | MH-DC-001-RACK-D-TRK-2 | MH-DC-001-RACK-I-ODF-9 | 15
LNK-00259 | Z | MH-DC-001-AGG-R10 | MH-DC-001-PC-00252 | MH-DC-001-RACK-B-PP-F4 | 3 | MH-DC-001-RACK-B-TRK-1 | MH-DC-001-RACK-I-ODF-9 | 16
LNK-00261 | A | MH-DC-001-CSR-042 | MH-DC-001-PC-00253 | MH-DC-001-RACK-D-PP-F2 | 13 | MH-DC-001-RACK-D-TRK-1 | MH-DC-001-RACK-I-ODF-9 | 17
LNK-00261 | Z | MH-DC-001-AGG-R06 | MH-DC-001-PC-00254 | MH-DC-001-RACK-B-PP-F4 | 4 | MH-DC-001-RACK-B-TRK-2 | MH-DC-001-RACK-I-ODF-9 | 18
LNK-00263 | A | MH-DC-001-CSR-043 | MH-DC-001-PC-00255 | MH-DC-001-RACK-D-PP-F2 | 14 | MH-DC-001-RACK-D-TRK-1 | MH-DC-001-RACK-I-ODF-9 | 19
LNK-00263 | Z | MH-DC-001-AGG-R07 | MH-DC-001-PC-00256 | MH-DC-001-RACK-B-PP-F4 | 5 | MH-DC-001-RACK-B-TRK-2 | MH-DC-001-RACK-I-ODF-9 | 20
LNK-00265 | A | MH-DC-001-CSR-043 | MH-DC-001-PC-00257 | MH-DC-001-RACK-D-PP-F2 | 15 | MH-DC-001-RACK-D-TRK-2 | MH-DC-001-RACK-I-ODF-9 | 21
LNK-00265 | Z | MH-DC-001-AGG-R12 | MH-DC-001-PC-00258 | MH-DC-001-RACK-C-PP-F3 | 9 | MH-DC-001-RACK-C-TRK-1 | MH-DC-001-RACK-I-ODF-9 | 22
LNK-00267 | A | MH-DC-001-CSR-044 | MH-DC-001-PC-00259 | MH-DC-001-RACK-D-PP-F2 | 16 | MH-DC-001-RACK-D-TRK-1 | MH-DC-001-RACK-I-ODF-9 | 23
LNK-00267 | Z | MH-DC-001-AGG-R08 | MH-DC-001-PC-00260 | MH-DC-001-RACK-B-PP-F4 | 6 | MH-DC-001-RACK-B-TRK-2 | MH-DC-001-RACK-I-ODF-9 | 24
LNK-00269 | A | MH-DC-001-CSR-045 | MH-DC-001-PC-00261 | MH-DC-001-RACK-D-PP-F2 | 17 | MH-DC-001-RACK-D-TRK-1 | MH-DC-001-RACK-I-ODF-10 | 1
LNK-00269 | Z | MH-DC-001-AGG-R09 | MH-DC-001-PC-00262 | MH-DC-001-RACK-B-PP-F4 | 7 | MH-DC-001-RACK-B-TRK-2 | MH-DC-001-RACK-I-ODF-10 | 2
LNK-00271 | A | MH-DC-001-CSR-045 | MH-DC-001-PC-00263 | MH-DC-001-RACK-D-PP-F2 | 18 | MH-DC-001-RACK-D-TRK-2 | MH-DC-001-RACK-I-ODF-10 | 3
LNK-00271 | Z | MH-DC-001-AGG-R02 | MH-DC-001-PC-00264 | MH-DC-001-RACK-A-PP-F2 | 18 | MH-DC-001-RACK-A-TRK-2 | MH-DC-001-RACK-I-ODF-10 | 4
LNK-00273 | A | MH-DC-001-CSR-046 | MH-DC-001-PC-00265 | MH-DC-001-RACK-D-PP-F2 | 19 | MH-DC-001-RACK-D-TRK-1 | MH-DC-001-RACK-I-ODF-10 | 5
LNK-00273 | Z | MH-DC-001-AGG-R10 | MH-DC-001-PC-00266 | MH-DC-001-RACK-B-PP-F4 | 8 | MH-DC-001-RACK-B-TRK-2 | MH-DC-001-RACK-I-ODF-10 | 6
LNK-00275 | A | MH-DC-001-CSR-047 | MH-DC-001-PC-00267 | MH-DC-001-RACK-D-PP-F2 | 20 | MH-DC-001-RACK-D-TRK-1 | MH-DC-001-RACK-I-ODF-10 | 7
LNK-00275 | Z | MH-DC-001-AGG-R11 | MH-DC-001-PC-00268 | MH-DC-001-RACK-B-PP-F4 | 9 | MH-DC-001-RACK-B-TRK-2 | MH-DC-001-RACK-I-ODF-10 | 8
LNK-00277 | A | MH-DC-001-CSR-047 | MH-DC-001-PC-00269 | MH-DC-001-RACK-D-PP-F2 | 21 | MH-DC-001-RACK-D-TRK-2 | MH-DC-001-RACK-I-ODF-10 | 9
LNK-00277 | Z | MH-DC-001-AGG-R04 | MH-DC-001-PC-00270 | MH-DC-001-RACK-B-PP-F4 | 10 | MH-DC-001-RACK-B-TRK-1 | MH-DC-001-RACK-I-ODF-10 | 10
LNK-00279 | A | MH-DC-001-CSR-048 | MH-DC-001-PC-00271 | MH-DC-001-RACK-D-PP-F2 | 22 | MH-DC-001-RACK-D-TRK-1 | MH-DC-001-RACK-I-ODF-10 | 11
LNK-00279 | Z | MH-DC-001-AGG-R12 | MH-DC-001-PC-00272 | MH-DC-001-RACK-C-PP-F3 | 10 | MH-DC-001-RACK-C-TRK-2 | MH-DC-001-RACK-I-ODF-10 | 12
LNK-00281 | A | MH-DC-001-CSR-049 | MH-DC-001-PC-00273 | MH-DC-001-RACK-D-PP-F2 | 23 | MH-DC-001-RACK-D-TRK-1 | MH-DC-001-RACK-I-ODF-10 | 13
LNK-00281 | Z | MH-DC-001-AGG-R01 | MH-DC-001-PC-00274 | MH-DC-001-RACK-A-PP-F2 | 19 | MH-DC-001-RACK-A-TRK-2 | MH-DC-001-RACK-I-ODF-10 | 14
LNK-00283 | A | MH-DC-001-CSR-049 | MH-DC-001-PC-00275 | MH-DC-001-RACK-D-PP-F2 | 24 | MH-DC-001-RACK-D-TRK-2 | MH-DC-001-RACK-I-ODF-10 | 15
LNK-00283 | Z | MH-DC-001-AGG-R06 | MH-DC-001-PC-00276 | MH-DC-001-RACK-B-PP-F4 | 11 | MH-DC-001-RACK-B-TRK-1 | MH-DC-001-RACK-I-ODF-10 | 16
LNK-00285 | A | MH-DC-001-CSR-050 | MH-DC-001-PC-00277 | MH-DC-001-RACK-D-PP-F3 | 1 | MH-DC-001-RACK-D-TRK-1 | MH-DC-001-RACK-I-ODF-10 | 17
LNK-00285 | Z | MH-DC-001-AGG-R02 | MH-DC-001-PC-00278 | MH-DC-001-RACK-A-PP-F2 | 20 | MH-DC-001-RACK-A-TRK-1 | MH-DC-001-RACK-I-ODF-10 | 18
LNK-00287 | A | MH-DC-001-CSR-051 | MH-DC-001-PC-00279 | MH-DC-001-RACK-D-PP-F3 | 2 | MH-DC-001-RACK-D-TRK-1 | MH-DC-001-RACK-I-ODF-10 | 19
LNK-00287 | Z | MH-DC-001-AGG-R03 | MH-DC-001-PC-00280 | MH-DC-001-RACK-A-PP-F2 | 21 | MH-DC-001-RACK-A-TRK-2 | MH-DC-001-RACK-I-ODF-10 | 20
LNK-00289 | A | MH-DC-001-CSR-051 | MH-DC-001-PC-00281 | MH-DC-001-RACK-D-PP-F3 | 3 | MH-DC-001-RACK-D-TRK-2 | MH-DC-001-RACK-I-ODF-10 | 21
LNK-00289 | Z | MH-DC-001-AGG-R08 | MH-DC-001-PC-00282 | MH-DC-001-RACK-B-PP-F4 | 12 | MH-DC-001-RACK-B-TRK-1 | MH-DC-001-RACK-I-ODF-10 | 22
LNK-00291 | A | MH-DC-001-CSR-052 | MH-DC-001-PC-00283 | MH-DC-001-RACK-D-PP-F3 | 4 | MH-DC-001-RACK-D-TRK-1 | MH-DC-001-RACK-I-ODF-10 | 23
LNK-00291 | Z | MH-DC-001-AGG-R04 | MH-DC-001-PC-00284 | MH-DC-001-RACK-B-PP-F4 | 13 | MH-DC-001-RACK-B-TRK-2 | MH-DC-001-RACK-I-ODF-10 | 24
LNK-00293 | A | MH-DC-001-CSR-053 | MH-DC-001-PC-00285 | MH-DC-001-RACK-E-PP-F1 | 1 | MH-DC-001-RACK-E-TRK-1 | MH-DC-001-RACK-I-ODF-11 | 1
LNK-00293 | Z | MH-DC-001-AGG-R05 | MH-DC-001-PC-00286 | MH-DC-001-RACK-B-PP-F4 | 14 | MH-DC-001-RACK-B-TRK-2 | MH-DC-001-RACK-I-ODF-11 | 2
LNK-00295 | A | MH-DC-001-CSR-053 | MH-DC-001-PC-00287 | MH-DC-001-RACK-E-PP-F1 | 2 | MH-DC-001-RACK-E-TRK-2 | MH-DC-001-RACK-I-ODF-11 | 3
LNK-00295 | Z | MH-DC-001-AGG-R10 | MH-DC-001-PC-00288 | MH-DC-001-RACK-B-PP-F4 | 15 | MH-DC-001-RACK-B-TRK-1 | MH-DC-001-RACK-I-ODF-11 | 4
LNK-00297 | A | MH-DC-001-CSR-054 | MH-DC-001-PC-00289 | MH-DC-001-RACK-E-PP-F1 | 3 | MH-DC-001-RACK-E-TRK-1 | MH-DC-001-RACK-I-ODF-11 | 5
LNK-00297 | Z | MH-DC-001-AGG-R06 | MH-DC-001-PC-00290 | MH-DC-001-RACK-B-PP-F4 | 16 | MH-DC-001-RACK-B-TRK-2 | MH-DC-001-RACK-I-ODF-11 | 6
LNK-00299 | A | MH-DC-001-CSR-055 | MH-DC-001-PC-00291 | MH-DC-001-RACK-E-PP-F1 | 4 | MH-DC-001-RACK-E-TRK-1 | MH-DC-001-RACK-I-ODF-11 | 7
LNK-00299 | Z | MH-DC-001-AGG-R07 | MH-DC-001-PC-00292 | MH-DC-001-RACK-B-PP-F4 | 17 | MH-DC-001-RACK-B-TRK-1 | MH-DC-001-RACK-I-ODF-11 | 8
LNK-00301 | A | MH-DC-001-CSR-055 | MH-DC-001-PC-00293 | MH-DC-001-RACK-E-PP-F1 | 5 | MH-DC-001-RACK-E-TRK-2 | MH-DC-001-RACK-I-ODF-11 | 9
LNK-00301 | Z | MH-DC-001-AGG-R12 | MH-DC-001-PC-00294 | MH-DC-001-RACK-C-PP-F3 | 11 | MH-DC-001-RACK-C-TRK-1 | MH-DC-001-RACK-I-ODF-11 | 10
LNK-00303 | A | MH-DC-001-CSR-056 | MH-DC-001-PC-00295 | MH-DC-001-RACK-E-PP-F1 | 6 | MH-DC-001-RACK-E-TRK-1 | MH-DC-001-RACK-I-ODF-11 | 11
LNK-00303 | Z | MH-DC-001-AGG-R08 | MH-DC-001-PC-00296 | MH-DC-001-RACK-B-PP-F4 | 18 | MH-DC-001-RACK-B-TRK-2 | MH-DC-001-RACK-I-ODF-11 | 12
LNK-00305 | A | MH-DC-001-CSR-057 | MH-DC-001-PC-00297 | MH-DC-001-RACK-E-PP-F1 | 7 | MH-DC-001-RACK-E-TRK-1 | MH-DC-001-RACK-I-ODF-11 | 13
LNK-00305 | Z | MH-DC-001-AGG-R09 | MH-DC-001-PC-00298 | MH-DC-001-RACK-B-PP-F4 | 19 | MH-DC-001-RACK-B-TRK-1 | MH-DC-001-RACK-I-ODF-11 | 14
LNK-00307 | A | MH-DC-001-CSR-057 | MH-DC-001-PC-00299 | MH-DC-001-RACK-E-PP-F1 | 8 | MH-DC-001-RACK-E-TRK-2 | MH-DC-001-RACK-I-ODF-11 | 15
LNK-00307 | Z | MH-DC-001-AGG-R02 | MH-DC-001-PC-00300 | MH-DC-001-RACK-A-PP-F2 | 22 | MH-DC-001-RACK-A-TRK-2 | MH-DC-001-RACK-I-ODF-11 | 16
LNK-00309 | A | MH-DC-001-CSR-058 | MH-DC-001-PC-00301 | MH-DC-001-RACK-E-PP-F1 | 9 | MH-DC-001-RACK-E-TRK-1 | MH-DC-001-RACK-I-ODF-11 | 17
LNK-00309 | Z | MH-DC-001-AGG-R10 | MH-DC-001-PC-00302 | MH-DC-001-RACK-B-PP-F4 | 20 | MH-DC-001-RACK-B-TRK-2 | MH-DC-001-RACK-I-ODF-11 | 18
LNK-00311 | A | MH-DC-001-CSR-059 | MH-DC-001-PC-00303 | MH-DC-001-RACK-E-PP-F1 | 10 | MH-DC-001-RACK-E-TRK-1 | MH-DC-001-RACK-I-ODF-11 | 19
LNK-00311 | Z | MH-DC-001-AGG-R11 | MH-DC-001-PC-00304 | MH-DC-001-RACK-B-PP-F4 | 21 | MH-DC-001-RACK-B-TRK-1 | MH-DC-001-RACK-I-ODF-11 | 20
LNK-00313 | A | MH-DC-001-CSR-059 | MH-DC-001-PC-00305 | MH-DC-001-RACK-E-PP-F1 | 11 | MH-DC-001-RACK-E-TRK-2 | MH-DC-001-RACK-I-ODF-11 | 21
LNK-00313 | Z | MH-DC-001-AGG-R04 | MH-DC-001-PC-00306 | MH-DC-001-RACK-B-PP-F4 | 22 | MH-DC-001-RACK-B-TRK-1 | MH-DC-001-RACK-I-ODF-11 | 22
LNK-00315 | A | MH-DC-001-CSR-060 | MH-DC-001-PC-00307 | MH-DC-001-RACK-E-PP-F1 | 12 | MH-DC-001-RACK-E-TRK-1 | MH-DC-001-RACK-I-ODF-11 | 23
LNK-00315 | Z | MH-DC-001-AGG-R12 | MH-DC-001-PC-00308 | MH-DC-001-RACK-C-PP-F3 | 12 | MH-DC-001-RACK-C-TRK-2 | MH-DC-001-RACK-I-ODF-11 | 24
LNK-00317 | A | MH-DC-001-CSR-061 | MH-DC-001-PC-00309 | MH-DC-001-RACK-E-PP-F1 | 13 | MH-DC-001-RACK-E-TRK-1 | MH-DC-001-RACK-I-ODF-12 | 1
LNK-00317 | Z | MH-DC-001-AGG-R01 | MH-DC-001-PC-00310 | MH-DC-001-RACK-A-PP-F2 | 23 | MH-DC-001-RACK-A-TRK-1 | MH-DC-001-RACK-I-ODF-12 | 2
LNK-00319 | A | MH-DC-001-CSR-061 | MH-DC-001-PC-00311 | MH-DC-001-RACK-E-PP-F1 | 14 | MH-DC-001-RACK-E-TRK-2 | MH-DC-001-RACK-I-ODF-12 | 3
LNK-00319 | Z | MH-DC-001-AGG-R06 | MH-DC-001-PC-00312 | MH-DC-001-RACK-B-PP-F4 | 23 | MH-DC-001-RACK-B-TRK-1 | MH-DC-001-RACK-I-ODF-12 | 4
LNK-00321 | A | MH-DC-001-CSR-062 | MH-DC-001-PC-00313 | MH-DC-001-RACK-E-PP-F1 | 15 | MH-DC-001-RACK-E-TRK-1 | MH-DC-001-RACK-I-ODF-12 | 5
LNK-00321 | Z | MH-DC-001-AGG-R02 | MH-DC-001-PC-00314 | MH-DC-001-RACK-A-PP-F2 | 24 | MH-DC-001-RACK-A-TRK-1 | MH-DC-001-RACK-I-ODF-12 | 6
LNK-00323 | A | MH-DC-001-CSR-063 | MH-DC-001-PC-00315 | MH-DC-001-RACK-E-PP-F1 | 16 | MH-DC-001-RACK-E-TRK-1 | MH-DC-001-RACK-I-ODF-12 | 7
LNK-00323 | Z | MH-DC-001-AGG-R03 | MH-DC-001-PC-00316 | MH-DC-001-RACK-A-PP-F3 | 1 | MH-DC-001-RACK-A-TRK-1 | MH-DC-001-RACK-I-ODF-12 | 8
LNK-00325 | A | MH-DC-001-CSR-063 | MH-DC-001-PC-00317 | MH-DC-001-RACK-E-PP-F1 | 17 | MH-DC-001-RACK-E-TRK-2 | MH-DC-001-RACK-I-ODF-12 | 9
LNK-00325 | Z | MH-DC-001-AGG-R08 | MH-DC-001-PC-00318 | MH-DC-001-RACK-B-PP-F4 | 24 | MH-DC-001-RACK-B-TRK-1 | MH-DC-001-RACK-I-ODF-12 | 10
LNK-00327 | A | MH-DC-001-CSR-064 | MH-DC-001-PC-00319 | MH-DC-001-RACK-E-PP-F1 | 18 | MH-DC-001-RACK-E-TRK-1 | MH-DC-001-RACK-I-ODF-12 | 11
LNK-00327 | Z | MH-DC-001-AGG-R04 | MH-DC-001-PC-00320 | MH-DC-001-RACK-B-PP-F5 | 1 | MH-DC-001-RACK-B-TRK-2 | MH-DC-001-RACK-I-ODF-12 | 12
LNK-00329 | A | MH-DC-001-CSR-065 | MH-DC-001-PC-00321 | MH-DC-001-RACK-E-PP-F1 | 19 | MH-DC-001-RACK-E-TRK-1 | MH-DC-001-RACK-I-ODF-12 | 13
LNK-00329 | Z | MH-DC-001-AGG-R05 | MH-DC-001-PC-00322 | MH-DC-001-RACK-B-PP-F5 | 2 | MH-DC-001-RACK-B-TRK-1 | MH-DC-001-RACK-I-ODF-12 | 14
LNK-00331 | A | MH-DC-001-CSR-065 | MH-DC-001-PC-00323 | MH-DC-001-RACK-E-PP-F1 | 20 | MH-DC-001-RACK-E-TRK-2 | MH-DC-001-RACK-I-ODF-12 | 15
LNK-00331 | Z | MH-DC-001-AGG-R10 | MH-DC-001-PC-00324 | MH-DC-001-RACK-B-PP-F5 | 3 | MH-DC-001-RACK-B-TRK-1 | MH-DC-001-RACK-I-ODF-12 | 16
LNK-00333 | A | MH-DC-001-CSR-066 | MH-DC-001-PC-00325 | MH-DC-001-RACK-E-PP-F1 | 21 | MH-DC-001-RACK-E-TRK-1 | MH-DC-001-RACK-I-ODF-12 | 17
LNK-00333 | Z | MH-DC-001-AGG-R06 | MH-DC-001-PC-00326 | MH-DC-001-RACK-B-PP-F5 | 4 | MH-DC-001-RACK-B-TRK-2 | MH-DC-001-RACK-I-ODF-12 | 18
LNK-00335 | A | MH-DC-001-CSR-067 | MH-DC-001-PC-00327 | MH-DC-001-RACK-E-PP-F1 | 22 | MH-DC-001-RACK-E-TRK-1 | MH-DC-001-RACK-I-ODF-12 | 19
LNK-00335 | Z | MH-DC-001-AGG-R07 | MH-DC-001-PC-00328 | MH-DC-001-RACK-B-PP-F5 | 5 | MH-DC-001-RACK-B-TRK-2 | MH-DC-001-RACK-I-ODF-12 | 20
LNK-00337 | A | MH-DC-001-CSR-067 | MH-DC-001-PC-00329 | MH-DC-001-RACK-E-PP-F1 | 23 | MH-DC-001-RACK-E-TRK-2 | MH-DC-001-RACK-I-ODF-12 | 21
LNK-00337 | Z | MH-DC-001-AGG-R12 | MH-DC-001-PC-00330 | MH-DC-001-RACK-C-PP-F3 | 13 | MH-DC-001-RACK-C-TRK-1 | MH-DC-001-RACK-I-ODF-12 | 22
LNK-00339 | A | MH-DC-001-CSR-068 | MH-DC-001-PC-00331 | MH-DC-001-RACK-E-PP-F1 | 24 | MH-DC-001-RACK-E-TRK-1 | MH-DC-001-RACK-I-ODF-12 | 23
LNK-00339 | Z | MH-DC-001-AGG-R08 | MH-DC-001-PC-00332 | MH-DC-001-RACK-B-PP-F5 | 6 | MH-DC-001-RACK-B-TRK-2 | MH-DC-001-RACK-I-ODF-12 | 24
LNK-00341 | A | MH-DC-001-CSR-069 | MH-DC-001-PC-00333 | MH-DC-001-RACK-E-PP-F2 | 1 | MH-DC-001-RACK-E-TRK-1 | MH-DC-001-RACK-I-ODF-13 | 1
LNK-00341 | Z | MH-DC-001-AGG-R09 | MH-DC-001-PC-00334 | MH-DC-001-RACK-B-PP-F5 | 7 | MH-DC-001-RACK-B-TRK-2 | MH-DC-001-RACK-I-ODF-13 | 2
LNK-07659 | A | MH-DC-001-NMS-01 | MH-DC-001-PC-00355 | MH-DC-001-RACK-J-PP-F1 | 1 | MH-DC-001-RACK-J-TRK-1 | MH-DC-001-RACK-I-ODF-13 | 23
LNK-07659 | Z | MH-DC-001-ACC-01 | MH-DC-001-PC-00356 | MH-DC-001-RACK-C-PP-F3 | 14 | MH-DC-001-RACK-C-TRK-1 | MH-DC-001-RACK-I-ODF-13 | 24
LNK-07660 | A | MH-DC-001-NMS-01 | MH-DC-001-PC-00357 | MH-DC-001-RACK-J-PP-F1 | 2 | MH-DC-001-RACK-J-TRK-2 | MH-DC-001-RACK-I-ODF-14 | 1
LNK-07660 | Z | MH-DC-001-ACC-02 | MH-DC-001-PC-00358 | MH-DC-001-RACK-C-PP-F3 | 15 | MH-DC-001-RACK-C-TRK-1 | MH-DC-001-RACK-I-ODF-14 | 2
LNK-07661 | A | MH-DC-001-NMS-02 | MH-DC-001-PC-00359 | MH-DC-001-RACK-J-PP-F1 | 3 | MH-DC-001-RACK-J-TRK-1 | MH-DC-001-RACK-I-ODF-14 | 3
LNK-07661 | Z | MH-DC-001-ACC-01 | MH-DC-001-PC-00360 | MH-DC-001-RACK-C-PP-F3 | 16 | MH-DC-001-RACK-C-TRK-2 | MH-DC-001-RACK-I-ODF-14 | 4
LNK-07662 | A | MH-DC-001-NMS-02 | MH-DC-001-PC-00361 | MH-DC-001-RACK-J-PP-F1 | 4 | MH-DC-001-RACK-J-TRK-2 | MH-DC-001-RACK-I-ODF-14 | 5
LNK-07662 | Z | MH-DC-001-ACC-02 | MH-DC-001-PC-00362 | MH-DC-001-RACK-C-PP-F3 | 17 | MH-DC-001-RACK-C-TRK-2 | MH-DC-001-RACK-I-ODF-14 | 6
LNK-07663 | A | MH-DC-001-AAA-01 | MH-DC-001-PC-00363 | MH-DC-001-RACK-J-PP-F1 | 5 | MH-DC-001-RACK-J-TRK-1 | MH-DC-001-RACK-I-ODF-14 | 7
LNK-07663 | Z | MH-DC-001-ACC-01 | MH-DC-001-PC-00364 | MH-DC-001-RACK-C-PP-F3 | 18 | MH-DC-001-RACK-C-TRK-1 | MH-DC-001-RACK-I-ODF-14 | 8
LNK-07664 | A | MH-DC-001-AAA-01 | MH-DC-001-PC-00365 | MH-DC-001-RACK-J-PP-F1 | 6 | MH-DC-001-RACK-J-TRK-2 | MH-DC-001-RACK-I-ODF-14 | 9
LNK-07664 | Z | MH-DC-001-ACC-02 | MH-DC-001-PC-00366 | MH-DC-001-RACK-C-PP-F3 | 19 | MH-DC-001-RACK-C-TRK-1 | MH-DC-001-RACK-I-ODF-14 | 10
LNK-07665 | A | MH-DC-001-AAA-02 | MH-DC-001-PC-00367 | MH-DC-001-RACK-J-PP-F1 | 7 | MH-DC-001-RACK-J-TRK-1 | MH-DC-001-RACK-I-ODF-14 | 11
LNK-07665 | Z | MH-DC-001-ACC-01 | MH-DC-001-PC-00368 | MH-DC-001-RACK-C-PP-F3 | 20 | MH-DC-001-RACK-C-TRK-2 | MH-DC-001-RACK-I-ODF-14 | 12
LNK-07666 | A | MH-DC-001-AAA-02 | MH-DC-001-PC-00369 | MH-DC-001-RACK-J-PP-F1 | 8 | MH-DC-001-RACK-J-TRK-2 | MH-DC-001-RACK-I-ODF-14 | 13
LNK-07666 | Z | MH-DC-001-ACC-02 | MH-DC-001-PC-00370 | MH-DC-001-RACK-C-PP-F3 | 21 | MH-DC-001-RACK-C-TRK-2 | MH-DC-001-RACK-I-ODF-14 | 14
LNK-07667 | A | MH-DC-001-DNS-01 | MH-DC-001-PC-00371 | MH-DC-001-RACK-J-PP-F1 | 9 | MH-DC-001-RACK-J-TRK-1 | MH-DC-001-RACK-I-ODF-14 | 15
LNK-07667 | Z | MH-DC-001-ACC-01 | MH-DC-001-PC-00372 | MH-DC-001-RACK-C-PP-F3 | 22 | MH-DC-001-RACK-C-TRK-1 | MH-DC-001-RACK-I-ODF-14 | 16
LNK-07668 | A | MH-DC-001-DNS-01 | MH-DC-001-PC-00373 | MH-DC-001-RACK-J-PP-F1 | 10 | MH-DC-001-RACK-J-TRK-2 | MH-DC-001-RACK-I-ODF-14 | 17
LNK-07668 | Z | MH-DC-001-ACC-02 | MH-DC-001-PC-00374 | MH-DC-001-RACK-C-PP-F3 | 23 | MH-DC-001-RACK-C-TRK-1 | MH-DC-001-RACK-I-ODF-14 | 18
LNK-07669 | A | MH-DC-001-DNS-02 | MH-DC-001-PC-00375 | MH-DC-001-RACK-J-PP-F1 | 11 | MH-DC-001-RACK-J-TRK-1 | MH-DC-001-RACK-I-ODF-14 | 19
LNK-07669 | Z | MH-DC-001-ACC-01 | MH-DC-001-PC-00376 | MH-DC-001-RACK-C-PP-F3 | 24 | MH-DC-001-RACK-C-TRK-2 | MH-DC-001-RACK-I-ODF-14 | 20
LNK-07670 | A | MH-DC-001-DNS-02 | MH-DC-001-PC-00377 | MH-DC-001-RACK-J-PP-F1 | 12 | MH-DC-001-RACK-J-TRK-2 | MH-DC-001-RACK-I-ODF-14 | 21
LNK-07670 | Z | MH-DC-001-ACC-02 | MH-DC-001-PC-00378 | MH-DC-001-RACK-C-PP-F4 | 1 | MH-DC-001-RACK-C-TRK-2 | MH-DC-001-RACK-I-ODF-14 | 22
LNK-07671 | A | MH-DC-001-JMP-01 | MH-DC-001-PC-00379 | MH-DC-001-RACK-J-PP-F1 | 13 | MH-DC-001-RACK-J-TRK-1 | MH-DC-001-RACK-I-ODF-14 | 23
LNK-07671 | Z | MH-DC-001-ACC-01 | MH-DC-001-PC-00380 | MH-DC-001-RACK-C-PP-F4 | 2 | MH-DC-001-RACK-C-TRK-1 | MH-DC-001-RACK-I-ODF-14 | 24
LNK-07672 | A | MH-DC-001-JMP-01 | MH-DC-001-PC-00381 | MH-DC-001-RACK-J-PP-F1 | 14 | MH-DC-001-RACK-J-TRK-2 | MH-DC-001-RACK-I-ODF-15 | 1
LNK-07672 | Z | MH-DC-001-ACC-02 | MH-DC-001-PC-00382 | MH-DC-001-RACK-C-PP-F4 | 3 | MH-DC-001-RACK-C-TRK-1 | MH-DC-001-RACK-I-ODF-15 | 2
LNK-07673 | A | MH-DC-001-JMP-02 | MH-DC-001-PC-00383 | MH-DC-001-RACK-J-PP-F1 | 15 | MH-DC-001-RACK-J-TRK-1 | MH-DC-001-RACK-I-ODF-15 | 3
LNK-07673 | Z | MH-DC-001-ACC-01 | MH-DC-001-PC-00384 | MH-DC-001-RACK-C-PP-F4 | 4 | MH-DC-001-RACK-C-TRK-2 | MH-DC-001-RACK-I-ODF-15 | 4
LNK-07674 | A | MH-DC-001-JMP-02 | MH-DC-001-PC-00385 | MH-DC-001-RACK-J-PP-F1 | 16 | MH-DC-001-RACK-J-TRK-2 | MH-DC-001-RACK-I-ODF-15 | 5
LNK-07674 | Z | MH-DC-001-ACC-02 | MH-DC-001-PC-00386 | MH-DC-001-RACK-C-PP-F4 | 5 | MH-DC-001-RACK-C-TRK-2 | MH-DC-001-RACK-I-ODF-15 | 6
LNK-07675 | A | MH-DC-001-BKP-01 | MH-DC-001-PC-00387 | MH-DC-001-RACK-J-PP-F1 | 17 | MH-DC-001-RACK-J-TRK-1 | MH-DC-001-RACK-I-ODF-15 | 7
LNK-07675 | Z | MH-DC-001-ACC-01 | MH-DC-001-PC-00388 | MH-DC-001-RACK-C-PP-F4 | 6 | MH-DC-001-RACK-C-TRK-1 | MH-DC-001-RACK-I-ODF-15 | 8
LNK-07676 | A | MH-DC-001-BKP-01 | MH-DC-001-PC-00389 | MH-DC-001-RACK-J-PP-F1 | 18 | MH-DC-001-RACK-J-TRK-2 | MH-DC-001-RACK-I-ODF-15 | 9
LNK-07676 | Z | MH-DC-001-ACC-02 | MH-DC-001-PC-00390 | MH-DC-001-RACK-C-PP-F4 | 7 | MH-DC-001-RACK-C-TRK-1 | MH-DC-001-RACK-I-ODF-15 | 10
LNK-07677 | A | MH-DC-001-BKP-02 | MH-DC-001-PC-00391 | MH-DC-001-RACK-J-PP-F1 | 19 | MH-DC-001-RACK-J-TRK-1 | MH-DC-001-RACK-I-ODF-15 | 11
LNK-07677 | Z | MH-DC-001-ACC-01 | MH-DC-001-PC-00392 | MH-DC-001-RACK-C-PP-F4 | 8 | MH-DC-001-RACK-C-TRK-2 | MH-DC-001-RACK-I-ODF-15 | 12
LNK-07678 | A | MH-DC-001-BKP-02 | MH-DC-001-PC-00393 | MH-DC-001-RACK-J-PP-F1 | 20 | MH-DC-001-RACK-J-TRK-2 | MH-DC-001-RACK-I-ODF-15 | 13
LNK-07678 | Z | MH-DC-001-ACC-02 | MH-DC-001-PC-00394 | MH-DC-001-RACK-C-PP-F4 | 9 | MH-DC-001-RACK-C-TRK-2 | MH-DC-001-RACK-I-ODF-15 | 14
LNK-07679 | A | MH-DC-001-OSS-01 | MH-DC-001-PC-00395 | MH-DC-001-RACK-J-PP-F1 | 21 | MH-DC-001-RACK-J-TRK-1 | MH-DC-001-RACK-I-ODF-15 | 15
LNK-07679 | Z | MH-DC-001-ACC-01 | MH-DC-001-PC-00396 | MH-DC-001-RACK-C-PP-F4 | 10 | MH-DC-001-RACK-C-TRK-1 | MH-DC-001-RACK-I-ODF-15 | 16
LNK-07680 | A | MH-DC-001-OSS-01 | MH-DC-001-PC-00397 | MH-DC-001-RACK-J-PP-F1 | 22 | MH-DC-001-RACK-J-TRK-2 | MH-DC-001-RACK-I-ODF-15 | 17
LNK-07680 | Z | MH-DC-001-ACC-02 | MH-DC-001-PC-00398 | MH-DC-001-RACK-C-PP-F4 | 11 | MH-DC-001-RACK-C-TRK-1 | MH-DC-001-RACK-I-ODF-15 | 18
LNK-07681 | A | MH-DC-001-OSS-02 | MH-DC-001-PC-00399 | MH-DC-001-RACK-J-PP-F1 | 23 | MH-DC-001-RACK-J-TRK-1 | MH-DC-001-RACK-I-ODF-15 | 19
LNK-07681 | Z | MH-DC-001-ACC-01 | MH-DC-001-PC-00400 | MH-DC-001-RACK-C-PP-F4 | 12 | MH-DC-001-RACK-C-TRK-2 | MH-DC-001-RACK-I-ODF-15 | 20
LNK-07682 | A | MH-DC-001-OSS-02 | MH-DC-001-PC-00401 | MH-DC-001-RACK-J-PP-F1 | 24 | MH-DC-001-RACK-J-TRK-2 | MH-DC-001-RACK-I-ODF-15 | 21
LNK-07682 | Z | MH-DC-001-ACC-02 | MH-DC-001-PC-00402 | MH-DC-001-RACK-C-PP-F4 | 13 | MH-DC-001-RACK-C-TRK-2 | MH-DC-001-RACK-I-ODF-15 | 22
LNK-07683 | A | MH-DC-001-OSS-03 | MH-DC-001-PC-00403 | MH-DC-001-RACK-J-PP-F2 | 1 | MH-DC-001-RACK-J-TRK-1 | MH-DC-001-RACK-I-ODF-15 | 23
LNK-07683 | Z | MH-DC-001-ACC-01 | MH-DC-001-PC-00404 | MH-DC-001-RACK-C-PP-F4 | 14 | MH-DC-001-RACK-C-TRK-1 | MH-DC-001-RACK-I-ODF-15 | 24
LNK-07684 | A | MH-DC-001-OSS-03 | MH-DC-001-PC-00405 | MH-DC-001-RACK-J-PP-F2 | 2 | MH-DC-001-RACK-J-TRK-2 | MH-DC-001-RACK-I-ODF-16 | 1
LNK-07684 | Z | MH-DC-001-ACC-02 | MH-DC-001-PC-00406 | MH-DC-001-RACK-C-PP-F4 | 15 | MH-DC-001-RACK-C-TRK-1 | MH-DC-001-RACK-I-ODF-16 | 2
LNK-07685 | A | MH-DC-001-OSS-04 | MH-DC-001-PC-00407 | MH-DC-001-RACK-J-PP-F2 | 3 | MH-DC-001-RACK-J-TRK-1 | MH-DC-001-RACK-I-ODF-16 | 3
LNK-07685 | Z | MH-DC-001-ACC-01 | MH-DC-001-PC-00408 | MH-DC-001-RACK-C-PP-F4 | 16 | MH-DC-001-RACK-C-TRK-2 | MH-DC-001-RACK-I-ODF-16 | 4
LNK-07686 | A | MH-DC-001-OSS-04 | MH-DC-001-PC-00409 | MH-DC-001-RACK-J-PP-F2 | 4 | MH-DC-001-RACK-J-TRK-2 | MH-DC-001-RACK-I-ODF-16 | 5
LNK-07686 | Z | MH-DC-001-ACC-02 | MH-DC-001-PC-00410 | MH-DC-001-RACK-C-PP-F4 | 17 | MH-DC-001-RACK-C-TRK-2 | MH-DC-001-RACK-I-ODF-16 | 6
LNK-07687 | A | MH-DC-001-BSS-01 | MH-DC-001-PC-00411 | MH-DC-001-RACK-J-PP-F2 | 5 | MH-DC-001-RACK-J-TRK-1 | MH-DC-001-RACK-I-ODF-16 | 7
LNK-07687 | Z | MH-DC-001-ACC-01 | MH-DC-001-PC-00412 | MH-DC-001-RACK-C-PP-F4 | 18 | MH-DC-001-RACK-C-TRK-1 | MH-DC-001-RACK-I-ODF-16 | 8
LNK-07688 | A | MH-DC-001-BSS-01 | MH-DC-001-PC-00413 | MH-DC-001-RACK-J-PP-F2 | 6 | MH-DC-001-RACK-J-TRK-2 | MH-DC-001-RACK-I-ODF-16 | 9
LNK-07688 | Z | MH-DC-001-ACC-02 | MH-DC-001-PC-00414 | MH-DC-001-RACK-C-PP-F4 | 19 | MH-DC-001-RACK-C-TRK-1 | MH-DC-001-RACK-I-ODF-16 | 10
LNK-07689 | A | MH-DC-001-BSS-02 | MH-DC-001-PC-00415 | MH-DC-001-RACK-J-PP-F2 | 7 | MH-DC-001-RACK-J-TRK-1 | MH-DC-001-RACK-I-ODF-16 | 11
LNK-07689 | Z | MH-DC-001-ACC-01 | MH-DC-001-PC-00416 | MH-DC-001-RACK-C-PP-F4 | 20 | MH-DC-001-RACK-C-TRK-2 | MH-DC-001-RACK-I-ODF-16 | 12
LNK-07690 | A | MH-DC-001-BSS-02 | MH-DC-001-PC-00417 | MH-DC-001-RACK-J-PP-F2 | 8 | MH-DC-001-RACK-J-TRK-2 | MH-DC-001-RACK-I-ODF-16 | 13
LNK-07690 | Z | MH-DC-001-ACC-02 | MH-DC-001-PC-00418 | MH-DC-001-RACK-C-PP-F4 | 21 | MH-DC-001-RACK-C-TRK-2 | MH-DC-001-RACK-I-ODF-16 | 14
LNK-07691 | A | MH-DC-001-BSS-03 | MH-DC-001-PC-00419 | MH-DC-001-RACK-J-PP-F2 | 9 | MH-DC-001-RACK-J-TRK-1 | MH-DC-001-RACK-I-ODF-16 | 15
LNK-07691 | Z | MH-DC-001-ACC-03 | MH-DC-001-PC-00420 | MH-DC-001-RACK-C-PP-F4 | 22 | MH-DC-001-RACK-C-TRK-1 | MH-DC-001-RACK-I-ODF-16 | 16
LNK-07692 | A | MH-DC-001-BSS-03 | MH-DC-001-PC-00421 | MH-DC-001-RACK-J-PP-F2 | 10 | MH-DC-001-RACK-J-TRK-2 | MH-DC-001-RACK-I-ODF-16 | 17
LNK-07692 | Z | MH-DC-001-ACC-04 | MH-DC-001-PC-00422 | MH-DC-001-RACK-C-PP-F4 | 23 | MH-DC-001-RACK-C-TRK-1 | MH-DC-001-RACK-I-ODF-16 | 18
LNK-07693 | A | MH-DC-001-BSS-04 | MH-DC-001-PC-00423 | MH-DC-001-RACK-J-PP-F2 | 11 | MH-DC-001-RACK-J-TRK-1 | MH-DC-001-RACK-I-ODF-16 | 19
LNK-07693 | Z | MH-DC-001-ACC-03 | MH-DC-001-PC-00424 | MH-DC-001-RACK-C-PP-F4 | 24 | MH-DC-001-RACK-C-TRK-2 | MH-DC-001-RACK-I-ODF-16 | 20
LNK-07694 | A | MH-DC-001-BSS-04 | MH-DC-001-PC-00425 | MH-DC-001-RACK-J-PP-F2 | 12 | MH-DC-001-RACK-J-TRK-2 | MH-DC-001-RACK-I-ODF-16 | 21
LNK-07694 | Z | MH-DC-001-ACC-04 | MH-DC-001-PC-00426 | MH-DC-001-RACK-C-PP-F5 | 1 | MH-DC-001-RACK-C-TRK-2 | MH-DC-001-RACK-I-ODF-16 | 22
LNK-07695 | A | MH-DC-001-IMS-01 | MH-DC-001-PC-00427 | MH-DC-001-RACK-K-PP-F1 | 1 | MH-DC-001-RACK-K-TRK-1 | MH-DC-001-RACK-I-ODF-16 | 23
LNK-07695 | Z | MH-DC-001-ACC-03 | MH-DC-001-PC-00428 | MH-DC-001-RACK-C-PP-F5 | 2 | MH-DC-001-RACK-C-TRK-1 | MH-DC-001-RACK-I-ODF-16 | 24
LNK-07696 | A | MH-DC-001-IMS-01 | MH-DC-001-PC-00429 | MH-DC-001-RACK-K-PP-F1 | 2 | MH-DC-001-RACK-K-TRK-2 | MH-DC-001-RACK-I-ODF-17 | 1
LNK-07696 | Z | MH-DC-001-ACC-04 | MH-DC-001-PC-00430 | MH-DC-001-RACK-C-PP-F5 | 3 | MH-DC-001-RACK-C-TRK-1 | MH-DC-001-RACK-I-ODF-17 | 2
LNK-07697 | A | MH-DC-001-IMS-02 | MH-DC-001-PC-00431 | MH-DC-001-RACK-K-PP-F1 | 3 | MH-DC-001-RACK-K-TRK-1 | MH-DC-001-RACK-I-ODF-17 | 3
LNK-07697 | Z | MH-DC-001-ACC-03 | MH-DC-001-PC-00432 | MH-DC-001-RACK-C-PP-F5 | 4 | MH-DC-001-RACK-C-TRK-2 | MH-DC-001-RACK-I-ODF-17 | 4
LNK-07698 | A | MH-DC-001-IMS-02 | MH-DC-001-PC-00433 | MH-DC-001-RACK-K-PP-F1 | 4 | MH-DC-001-RACK-K-TRK-2 | MH-DC-001-RACK-I-ODF-17 | 5
LNK-07698 | Z | MH-DC-001-ACC-04 | MH-DC-001-PC-00434 | MH-DC-001-RACK-C-PP-F5 | 5 | MH-DC-001-RACK-C-TRK-2 | MH-DC-001-RACK-I-ODF-17 | 6
LNK-07699 | A | MH-DC-001-IMS-03 | MH-DC-001-PC-00435 | MH-DC-001-RACK-K-PP-F1 | 5 | MH-DC-001-RACK-K-TRK-1 | MH-DC-001-RACK-I-ODF-17 | 7
LNK-07699 | Z | MH-DC-001-ACC-03 | MH-DC-001-PC-00436 | MH-DC-001-RACK-C-PP-F5 | 6 | MH-DC-001-RACK-C-TRK-1 | MH-DC-001-RACK-I-ODF-17 | 8
LNK-07700 | A | MH-DC-001-IMS-03 | MH-DC-001-PC-00437 | MH-DC-001-RACK-K-PP-F1 | 6 | MH-DC-001-RACK-K-TRK-2 | MH-DC-001-RACK-I-ODF-17 | 9
LNK-07700 | Z | MH-DC-001-ACC-04 | MH-DC-001-PC-00438 | MH-DC-001-RACK-C-PP-F5 | 7 | MH-DC-001-RACK-C-TRK-1 | MH-DC-001-RACK-I-ODF-17 | 10
LNK-07701 | A | MH-DC-001-IMS-04 | MH-DC-001-PC-00439 | MH-DC-001-RACK-K-PP-F1 | 7 | MH-DC-001-RACK-K-TRK-1 | MH-DC-001-RACK-I-ODF-17 | 11
LNK-07701 | Z | MH-DC-001-ACC-03 | MH-DC-001-PC-00440 | MH-DC-001-RACK-C-PP-F5 | 8 | MH-DC-001-RACK-C-TRK-2 | MH-DC-001-RACK-I-ODF-17 | 12
LNK-07702 | A | MH-DC-001-IMS-04 | MH-DC-001-PC-00441 | MH-DC-001-RACK-K-PP-F1 | 8 | MH-DC-001-RACK-K-TRK-2 | MH-DC-001-RACK-I-ODF-17 | 13
LNK-07702 | Z | MH-DC-001-ACC-04 | MH-DC-001-PC-00442 | MH-DC-001-RACK-C-PP-F5 | 9 | MH-DC-001-RACK-C-TRK-2 | MH-DC-001-RACK-I-ODF-17 | 14
LNK-07703 | A | MH-DC-001-NFVI-CP-01 | MH-DC-001-PC-00443 | MH-DC-001-RACK-K-PP-F1 | 9 | MH-DC-001-RACK-K-TRK-1 | MH-DC-001-RACK-I-ODF-17 | 15
LNK-07703 | Z | MH-DC-001-ACC-03 | MH-DC-001-PC-00444 | MH-DC-001-RACK-C-PP-F5 | 10 | MH-DC-001-RACK-C-TRK-1 | MH-DC-001-RACK-I-ODF-17 | 16
LNK-07704 | A | MH-DC-001-NFVI-CP-01 | MH-DC-001-PC-00445 | MH-DC-001-RACK-K-PP-F1 | 10 | MH-DC-001-RACK-K-TRK-2 | MH-DC-001-RACK-I-ODF-17 | 17
LNK-07704 | Z | MH-DC-001-ACC-04 | MH-DC-001-PC-00446 | MH-DC-001-RACK-C-PP-F5 | 11 | MH-DC-001-RACK-C-TRK-1 | MH-DC-001-RACK-I-ODF-17 | 18
LNK-07705 | A | MH-DC-001-NFVI-CP-02 | MH-DC-001-PC-00447 | MH-DC-001-RACK-K-PP-F1 | 11 | MH-DC-001-RACK-K-TRK-1 | MH-DC-001-RACK-I-ODF-17 | 19
LNK-07705 | Z | MH-DC-001-ACC-03 | MH-DC-001-PC-00448 | MH-DC-001-RACK-C-PP-F5 | 12 | MH-DC-001-RACK-C-TRK-2 | MH-DC-001-RACK-I-ODF-17 | 20
LNK-07706 | A | MH-DC-001-NFVI-CP-02 | MH-DC-001-PC-00449 | MH-DC-001-RACK-K-PP-F1 | 12 | MH-DC-001-RACK-K-TRK-2 | MH-DC-001-RACK-I-ODF-17 | 21
LNK-07706 | Z | MH-DC-001-ACC-04 | MH-DC-001-PC-00450 | MH-DC-001-RACK-C-PP-F5 | 13 | MH-DC-001-RACK-C-TRK-2 | MH-DC-001-RACK-I-ODF-17 | 22
LNK-07707 | A | MH-DC-001-NFVI-CP-03 | MH-DC-001-PC-00451 | MH-DC-001-RACK-K-PP-F1 | 13 | MH-DC-001-RACK-K-TRK-1 | MH-DC-001-RACK-I-ODF-17 | 23
LNK-07707 | Z | MH-DC-001-ACC-03 | MH-DC-001-PC-00452 | MH-DC-001-RACK-C-PP-F5 | 14 | MH-DC-001-RACK-C-TRK-1 | MH-DC-001-RACK-I-ODF-17 | 24
LNK-07708 | A | MH-DC-001-NFVI-CP-03 | MH-DC-001-PC-00453 | MH-DC-001-RACK-K-PP-F1 | 14 | MH-DC-001-RACK-K-TRK-2 | MH-DC-001-RACK-I-ODF-18 | 1
LNK-07708 | Z | MH-DC-001-ACC-04 | MH-DC-001-PC-00454 | MH-DC-001-RACK-C-PP-F5 | 15 | MH-DC-001-RACK-C-TRK-1 | MH-DC-001-RACK-I-ODF-18 | 2
LNK-07709 | A | MH-DC-001-NFVI-CP-04 | MH-DC-001-PC-00455 | MH-DC-001-RACK-K-PP-F1 | 15 | MH-DC-001-RACK-K-TRK-1 | MH-DC-001-RACK-I-ODF-18 | 3
LNK-07709 | Z | MH-DC-001-ACC-03 | MH-DC-001-PC-00456 | MH-DC-001-RACK-C-PP-F5 | 16 | MH-DC-001-RACK-C-TRK-2 | MH-DC-001-RACK-I-ODF-18 | 4
LNK-07710 | A | MH-DC-001-NFVI-CP-04 | MH-DC-001-PC-00457 | MH-DC-001-RACK-K-PP-F1 | 16 | MH-DC-001-RACK-K-TRK-2 | MH-DC-001-RACK-I-ODF-18 | 5
LNK-07710 | Z | MH-DC-001-ACC-04 | MH-DC-001-PC-00458 | MH-DC-001-RACK-C-PP-F5 | 17 | MH-DC-001-RACK-C-TRK-2 | MH-DC-001-RACK-I-ODF-18 | 6
LNK-07711 | A | MH-DC-001-NFVI-CP-05 | MH-DC-001-PC-00459 | MH-DC-001-RACK-K-PP-F1 | 17 | MH-DC-001-RACK-K-TRK-1 | MH-DC-001-RACK-I-ODF-18 | 7
LNK-07711 | Z | MH-DC-001-ACC-03 | MH-DC-001-PC-00460 | MH-DC-001-RACK-C-PP-F5 | 18 | MH-DC-001-RACK-C-TRK-1 | MH-DC-001-RACK-I-ODF-18 | 8
LNK-07712 | A | MH-DC-001-NFVI-CP-05 | MH-DC-001-PC-00461 | MH-DC-001-RACK-K-PP-F1 | 18 | MH-DC-001-RACK-K-TRK-2 | MH-DC-001-RACK-I-ODF-18 | 9
LNK-07712 | Z | MH-DC-001-ACC-04 | MH-DC-001-PC-00462 | MH-DC-001-RACK-C-PP-F5 | 19 | MH-DC-001-RACK-C-TRK-1 | MH-DC-001-RACK-I-ODF-18 | 10
LNK-07713 | A | MH-DC-001-NFVI-CP-06 | MH-DC-001-PC-00463 | MH-DC-001-RACK-K-PP-F1 | 19 | MH-DC-001-RACK-K-TRK-1 | MH-DC-001-RACK-I-ODF-18 | 11
LNK-07713 | Z | MH-DC-001-ACC-05 | MH-DC-001-PC-00464 | MH-DC-001-RACK-C-PP-F5 | 20 | MH-DC-001-RACK-C-TRK-1 | MH-DC-001-RACK-I-ODF-18 | 12
LNK-07714 | A | MH-DC-001-NFVI-CP-06 | MH-DC-001-PC-00465 | MH-DC-001-RACK-K-PP-F1 | 20 | MH-DC-001-RACK-K-TRK-2 | MH-DC-001-RACK-I-ODF-18 | 13
LNK-07714 | Z | MH-DC-001-ACC-06 | MH-DC-001-PC-00466 | MH-DC-001-RACK-C-PP-F5 | 21 | MH-DC-001-RACK-C-TRK-1 | MH-DC-001-RACK-I-ODF-18 | 14
LNK-07715 | A | MH-DC-001-NFVI-CP-07 | MH-DC-001-PC-00467 | MH-DC-001-RACK-K-PP-F1 | 21 | MH-DC-001-RACK-K-TRK-1 | MH-DC-001-RACK-I-ODF-18 | 15
LNK-07715 | Z | MH-DC-001-ACC-05 | MH-DC-001-PC-00468 | MH-DC-001-RACK-C-PP-F5 | 22 | MH-DC-001-RACK-C-TRK-2 | MH-DC-001-RACK-I-ODF-18 | 16
LNK-07716 | A | MH-DC-001-NFVI-CP-07 | MH-DC-001-PC-00469 | MH-DC-001-RACK-K-PP-F1 | 22 | MH-DC-001-RACK-K-TRK-2 | MH-DC-001-RACK-I-ODF-18 | 17
LNK-07716 | Z | MH-DC-001-ACC-06 | MH-DC-001-PC-00470 | MH-DC-001-RACK-C-PP-F5 | 23 | MH-DC-001-RACK-C-TRK-2 | MH-DC-001-RACK-I-ODF-18 | 18
LNK-07717 | A | MH-DC-001-NFVI-CP-08 | MH-DC-001-PC-00471 | MH-DC-001-RACK-K-PP-F1 | 23 | MH-DC-001-RACK-K-TRK-1 | MH-DC-001-RACK-I-ODF-18 | 19
LNK-07717 | Z | MH-DC-001-ACC-05 | MH-DC-001-PC-00472 | MH-DC-001-RACK-C-PP-F5 | 24 | MH-DC-001-RACK-C-TRK-1 | MH-DC-001-RACK-I-ODF-18 | 20
LNK-07718 | A | MH-DC-001-NFVI-CP-08 | MH-DC-001-PC-00473 | MH-DC-001-RACK-K-PP-F1 | 24 | MH-DC-001-RACK-K-TRK-2 | MH-DC-001-RACK-I-ODF-18 | 21
LNK-07718 | Z | MH-DC-001-ACC-06 | MH-DC-001-PC-00474 | MH-DC-001-RACK-C-PP-F6 | 1 | MH-DC-001-RACK-C-TRK-1 | MH-DC-001-RACK-I-ODF-18 | 22
LNK-07719 | A | MH-DC-001-NFVI-UP-01 | MH-DC-001-PC-00475 | MH-DC-001-RACK-K-PP-F2 | 1 | MH-DC-001-RACK-K-TRK-1 | MH-DC-001-RACK-I-ODF-18 | 23
LNK-07719 | Z | MH-DC-001-ACC-05 | MH-DC-001-PC-00476 | MH-DC-001-RACK-C-PP-F6 | 2 | MH-DC-001-RACK-C-TRK-2 | MH-DC-001-RACK-I-ODF-18 | 24
LNK-07720 | A | MH-DC-001-NFVI-UP-01 | MH-DC-001-PC-00477 | MH-DC-001-RACK-K-PP-F2 | 2 | MH-DC-001-RACK-K-TRK-2 | MH-DC-001-RACK-I-ODF-19 | 1
LNK-07720 | Z | MH-DC-001-ACC-06 | MH-DC-001-PC-00478 | MH-DC-001-RACK-C-PP-F6 | 3 | MH-DC-001-RACK-C-TRK-2 | MH-DC-001-RACK-I-ODF-19 | 2
LNK-07721 | A | MH-DC-001-NFVI-UP-02 | MH-DC-001-PC-00479 | MH-DC-001-RACK-K-PP-F2 | 3 | MH-DC-001-RACK-K-TRK-1 | MH-DC-001-RACK-I-ODF-19 | 3
LNK-07721 | Z | MH-DC-001-ACC-05 | MH-DC-001-PC-00480 | MH-DC-001-RACK-C-PP-F6 | 4 | MH-DC-001-RACK-C-TRK-1 | MH-DC-001-RACK-I-ODF-19 | 4
LNK-07722 | A | MH-DC-001-NFVI-UP-02 | MH-DC-001-PC-00481 | MH-DC-001-RACK-K-PP-F2 | 4 | MH-DC-001-RACK-K-TRK-2 | MH-DC-001-RACK-I-ODF-19 | 5
LNK-07722 | Z | MH-DC-001-ACC-06 | MH-DC-001-PC-00482 | MH-DC-001-RACK-C-PP-F6 | 5 | MH-DC-001-RACK-C-TRK-1 | MH-DC-001-RACK-I-ODF-19 | 6
LNK-07723 | A | MH-DC-001-NFVI-UP-03 | MH-DC-001-PC-00483 | MH-DC-001-RACK-L-PP-F1 | 1 | MH-DC-001-RACK-L-TRK-1 | MH-DC-001-RACK-I-ODF-19 | 7
LNK-07723 | Z | MH-DC-001-ACC-05 | MH-DC-001-PC-00484 | MH-DC-001-RACK-C-PP-F6 | 6 | MH-DC-001-RACK-C-TRK-2 | MH-DC-001-RACK-I-ODF-19 | 8
LNK-07724 | A | MH-DC-001-NFVI-UP-03 | MH-DC-001-PC-00485 | MH-DC-001-RACK-L-PP-F1 | 2 | MH-DC-001-RACK-L-TRK-2 | MH-DC-001-RACK-I-ODF-19 | 9
LNK-07724 | Z | MH-DC-001-ACC-06 | MH-DC-001-PC-00486 | MH-DC-001-RACK-C-PP-F6 | 7 | MH-DC-001-RACK-C-TRK-2 | MH-DC-001-RACK-I-ODF-19 | 10
LNK-07725 | A | MH-DC-001-NFVI-UP-04 | MH-DC-001-PC-00487 | MH-DC-001-RACK-L-PP-F1 | 3 | MH-DC-001-RACK-L-TRK-1 | MH-DC-001-RACK-I-ODF-19 | 11
LNK-07725 | Z | MH-DC-001-ACC-05 | MH-DC-001-PC-00488 | MH-DC-001-RACK-C-PP-F6 | 8 | MH-DC-001-RACK-C-TRK-1 | MH-DC-001-RACK-I-ODF-19 | 12
LNK-07726 | A | MH-DC-001-NFVI-UP-04 | MH-DC-001-PC-00489 | MH-DC-001-RACK-L-PP-F1 | 4 | MH-DC-001-RACK-L-TRK-2 | MH-DC-001-RACK-I-ODF-19 | 13
LNK-07726 | Z | MH-DC-001-ACC-06 | MH-DC-001-PC-00490 | MH-DC-001-RACK-C-PP-F6 | 9 | MH-DC-001-RACK-C-TRK-1 | MH-DC-001-RACK-I-ODF-19 | 14
LNK-07727 | A | MH-DC-001-NFVI-UP-05 | MH-DC-001-PC-00491 | MH-DC-001-RACK-L-PP-F1 | 5 | MH-DC-001-RACK-L-TRK-1 | MH-DC-001-RACK-I-ODF-19 | 15
LNK-07727 | Z | MH-DC-001-ACC-05 | MH-DC-001-PC-00492 | MH-DC-001-RACK-C-PP-F6 | 10 | MH-DC-001-RACK-C-TRK-2 | MH-DC-001-RACK-I-ODF-19 | 16
LNK-07728 | A | MH-DC-001-NFVI-UP-05 | MH-DC-001-PC-00493 | MH-DC-001-RACK-L-PP-F1 | 6 | MH-DC-001-RACK-L-TRK-2 | MH-DC-001-RACK-I-ODF-19 | 17
LNK-07728 | Z | MH-DC-001-ACC-06 | MH-DC-001-PC-00494 | MH-DC-001-RACK-C-PP-F6 | 11 | MH-DC-001-RACK-C-TRK-2 | MH-DC-001-RACK-I-ODF-19 | 18
LNK-07729 | A | MH-DC-001-NFVI-UP-06 | MH-DC-001-PC-00495 | MH-DC-001-RACK-L-PP-F1 | 7 | MH-DC-001-RACK-L-TRK-1 | MH-DC-001-RACK-I-ODF-19 | 19
LNK-07729 | Z | MH-DC-001-ACC-05 | MH-DC-001-PC-00496 | MH-DC-001-RACK-C-PP-F6 | 12 | MH-DC-001-RACK-C-TRK-1 | MH-DC-001-RACK-I-ODF-19 | 20
LNK-07730 | A | MH-DC-001-NFVI-UP-06 | MH-DC-001-PC-00497 | MH-DC-001-RACK-L-PP-F1 | 8 | MH-DC-001-RACK-L-TRK-2 | MH-DC-001-RACK-I-ODF-19 | 21
LNK-07730 | Z | MH-DC-001-ACC-06 | MH-DC-001-PC-00498 | MH-DC-001-RACK-C-PP-F6 | 13 | MH-DC-001-RACK-C-TRK-1 | MH-DC-001-RACK-I-ODF-19 | 22
LNK-07731 | A | MH-DC-001-NFVI-UP-07 | MH-DC-001-PC-00499 | MH-DC-001-RACK-L-PP-F1 | 9 | MH-DC-001-RACK-L-TRK-1 | MH-DC-001-RACK-I-ODF-19 | 23
LNK-07731 | Z | MH-DC-001-ACC-05 | MH-DC-001-PC-00500 | MH-DC-001-RACK-C-PP-F6 | 14 | MH-DC-001-RACK-C-TRK-2 | MH-DC-001-RACK-I-ODF-19 | 24
LNK-07732 | A | MH-DC-001-NFVI-UP-07 | MH-DC-001-PC-00501 | MH-DC-001-RACK-L-PP-F1 | 10 | MH-DC-001-RACK-L-TRK-2 | MH-DC-001-RACK-I-ODF-20 | 1
LNK-07732 | Z | MH-DC-001-ACC-06 | MH-DC-001-PC-00502 | MH-DC-001-RACK-C-PP-F6 | 15 | MH-DC-001-RACK-C-TRK-2 | MH-DC-001-RACK-I-ODF-20 | 2
LNK-07733 | A | MH-DC-001-NFVI-UP-08 | MH-DC-001-PC-00503 | MH-DC-001-RACK-L-PP-F1 | 11 | MH-DC-001-RACK-L-TRK-1 | MH-DC-001-RACK-I-ODF-20 | 3
LNK-07733 | Z | MH-DC-001-ACC-05 | MH-DC-001-PC-00504 | MH-DC-001-RACK-C-PP-F6 | 16 | MH-DC-001-RACK-C-TRK-1 | MH-DC-001-RACK-I-ODF-20 | 4
LNK-07734 | A | MH-DC-001-NFVI-UP-08 | MH-DC-001-PC-00505 | MH-DC-001-RACK-L-PP-F1 | 12 | MH-DC-001-RACK-L-TRK-2 | MH-DC-001-RACK-I-ODF-20 | 5
LNK-07734 | Z | MH-DC-001-ACC-06 | MH-DC-001-PC-00506 | MH-DC-001-RACK-C-PP-F6 | 17 | MH-DC-001-RACK-C-TRK-1 | MH-DC-001-RACK-I-ODF-20 | 6
LNK-07735 | A | MH-DC-001-NFVI-UP-09 | MH-DC-001-PC-00507 | MH-DC-001-RACK-L-PP-F1 | 13 | MH-DC-001-RACK-L-TRK-1 | MH-DC-001-RACK-I-ODF-20 | 7
LNK-07735 | Z | MH-DC-001-ACC-07 | MH-DC-001-PC-00508 | MH-DC-001-RACK-C-PP-F6 | 18 | MH-DC-001-RACK-C-TRK-1 | MH-DC-001-RACK-I-ODF-20 | 8
LNK-07736 | A | MH-DC-001-NFVI-UP-09 | MH-DC-001-PC-00509 | MH-DC-001-RACK-L-PP-F1 | 14 | MH-DC-001-RACK-L-TRK-2 | MH-DC-001-RACK-I-ODF-20 | 9
LNK-07736 | Z | MH-DC-001-ACC-08 | MH-DC-001-PC-00510 | MH-DC-001-RACK-C-PP-F6 | 19 | MH-DC-001-RACK-C-TRK-1 | MH-DC-001-RACK-I-ODF-20 | 10
LNK-07737 | A | MH-DC-001-NFVI-UP-10 | MH-DC-001-PC-00511 | MH-DC-001-RACK-L-PP-F1 | 15 | MH-DC-001-RACK-L-TRK-1 | MH-DC-001-RACK-I-ODF-20 | 11
LNK-07737 | Z | MH-DC-001-ACC-07 | MH-DC-001-PC-00512 | MH-DC-001-RACK-C-PP-F6 | 20 | MH-DC-001-RACK-C-TRK-2 | MH-DC-001-RACK-I-ODF-20 | 12
LNK-07738 | A | MH-DC-001-NFVI-UP-10 | MH-DC-001-PC-00513 | MH-DC-001-RACK-L-PP-F1 | 16 | MH-DC-001-RACK-L-TRK-2 | MH-DC-001-RACK-I-ODF-20 | 13
LNK-07738 | Z | MH-DC-001-ACC-08 | MH-DC-001-PC-00514 | MH-DC-001-RACK-C-PP-F6 | 21 | MH-DC-001-RACK-C-TRK-2 | MH-DC-001-RACK-I-ODF-20 | 14
LNK-07739 | A | MH-DC-001-NFVI-UP-11 | MH-DC-001-PC-00515 | MH-DC-001-RACK-L-PP-F1 | 17 | MH-DC-001-RACK-L-TRK-1 | MH-DC-001-RACK-I-ODF-20 | 15
LNK-07739 | Z | MH-DC-001-ACC-07 | MH-DC-001-PC-00516 | MH-DC-001-RACK-C-PP-F6 | 22 | MH-DC-001-RACK-C-TRK-1 | MH-DC-001-RACK-I-ODF-20 | 16
LNK-07740 | A | MH-DC-001-NFVI-UP-11 | MH-DC-001-PC-00517 | MH-DC-001-RACK-L-PP-F1 | 18 | MH-DC-001-RACK-L-TRK-2 | MH-DC-001-RACK-I-ODF-20 | 17
LNK-07740 | Z | MH-DC-001-ACC-08 | MH-DC-001-PC-00518 | MH-DC-001-RACK-C-PP-F6 | 23 | MH-DC-001-RACK-C-TRK-1 | MH-DC-001-RACK-I-ODF-20 | 18
LNK-07741 | A | MH-DC-001-NFVI-UP-12 | MH-DC-001-PC-00519 | MH-DC-001-RACK-L-PP-F1 | 19 | MH-DC-001-RACK-L-TRK-1 | MH-DC-001-RACK-I-ODF-20 | 19
LNK-07741 | Z | MH-DC-001-ACC-07 | MH-DC-001-PC-00520 | MH-DC-001-RACK-C-PP-F6 | 24 | MH-DC-001-RACK-C-TRK-2 | MH-DC-001-RACK-I-ODF-20 | 20
LNK-07742 | A | MH-DC-001-NFVI-UP-12 | MH-DC-001-PC-00521 | MH-DC-001-RACK-L-PP-F1 | 20 | MH-DC-001-RACK-L-TRK-2 | MH-DC-001-RACK-I-ODF-20 | 21
LNK-07742 | Z | MH-DC-001-ACC-08 | MH-DC-001-PC-00522 | MH-DC-001-RACK-C-PP-F7 | 1 | MH-DC-001-RACK-C-TRK-2 | MH-DC-001-RACK-I-ODF-20 | 22
LNK-07743 | A | MH-DC-001-NFVI-UP-13 | MH-DC-001-PC-00523 | MH-DC-001-RACK-L-PP-F1 | 21 | MH-DC-001-RACK-L-TRK-1 | MH-DC-001-RACK-I-ODF-20 | 23
LNK-07743 | Z | MH-DC-001-ACC-07 | MH-DC-001-PC-00524 | MH-DC-001-RACK-C-PP-F7 | 2 | MH-DC-001-RACK-C-TRK-1 | MH-DC-001-RACK-I-ODF-20 | 24
LNK-07744 | A | MH-DC-001-NFVI-UP-13 | MH-DC-001-PC-00525 | MH-DC-001-RACK-L-PP-F1 | 22 | MH-DC-001-RACK-L-TRK-2 | MH-DC-001-RACK-I-ODF-21 | 1
LNK-07744 | Z | MH-DC-001-ACC-08 | MH-DC-001-PC-00526 | MH-DC-001-RACK-C-PP-F7 | 3 | MH-DC-001-RACK-C-TRK-1 | MH-DC-001-RACK-I-ODF-21 | 2
LNK-07745 | A | MH-DC-001-NFVI-UP-14 | MH-DC-001-PC-00527 | MH-DC-001-RACK-M-PP-F1 | 1 | MH-DC-001-RACK-M-TRK-1 | MH-DC-001-RACK-I-ODF-21 | 3
LNK-07745 | Z | MH-DC-001-ACC-07 | MH-DC-001-PC-00528 | MH-DC-001-RACK-C-PP-F7 | 4 | MH-DC-001-RACK-C-TRK-2 | MH-DC-001-RACK-I-ODF-21 | 4
LNK-07746 | A | MH-DC-001-NFVI-UP-14 | MH-DC-001-PC-00529 | MH-DC-001-RACK-M-PP-F1 | 2 | MH-DC-001-RACK-M-TRK-2 | MH-DC-001-RACK-I-ODF-21 | 5
LNK-07746 | Z | MH-DC-001-ACC-08 | MH-DC-001-PC-00530 | MH-DC-001-RACK-C-PP-F7 | 5 | MH-DC-001-RACK-C-TRK-2 | MH-DC-001-RACK-I-ODF-21 | 6
LNK-07747 | A | MH-DC-001-VRAN-CU-01 | MH-DC-001-PC-00531 | MH-DC-001-RACK-M-PP-F1 | 3 | MH-DC-001-RACK-M-TRK-1 | MH-DC-001-RACK-I-ODF-21 | 7
LNK-07747 | Z | MH-DC-001-ACC-07 | MH-DC-001-PC-00532 | MH-DC-001-RACK-C-PP-F7 | 6 | MH-DC-001-RACK-C-TRK-1 | MH-DC-001-RACK-I-ODF-21 | 8
LNK-07748 | A | MH-DC-001-VRAN-CU-01 | MH-DC-001-PC-00533 | MH-DC-001-RACK-M-PP-F1 | 4 | MH-DC-001-RACK-M-TRK-2 | MH-DC-001-RACK-I-ODF-21 | 9
LNK-07748 | Z | MH-DC-001-ACC-08 | MH-DC-001-PC-00534 | MH-DC-001-RACK-C-PP-F7 | 7 | MH-DC-001-RACK-C-TRK-1 | MH-DC-001-RACK-I-ODF-21 | 10
LNK-07749 | A | MH-DC-001-VRAN-CU-02 | MH-DC-001-PC-00535 | MH-DC-001-RACK-M-PP-F1 | 5 | MH-DC-001-RACK-M-TRK-1 | MH-DC-001-RACK-I-ODF-21 | 11
LNK-07749 | Z | MH-DC-001-ACC-07 | MH-DC-001-PC-00536 | MH-DC-001-RACK-C-PP-F7 | 8 | MH-DC-001-RACK-C-TRK-2 | MH-DC-001-RACK-I-ODF-21 | 12
LNK-07750 | A | MH-DC-001-VRAN-CU-02 | MH-DC-001-PC-00537 | MH-DC-001-RACK-M-PP-F1 | 6 | MH-DC-001-RACK-M-TRK-2 | MH-DC-001-RACK-I-ODF-21 | 13
LNK-07750 | Z | MH-DC-001-ACC-08 | MH-DC-001-PC-00538 | MH-DC-001-RACK-C-PP-F7 | 9 | MH-DC-001-RACK-C-TRK-2 | MH-DC-001-RACK-I-ODF-21 | 14
LNK-07751 | A | MH-DC-001-VRAN-CU-03 | MH-DC-001-PC-00539 | MH-DC-001-RACK-M-PP-F1 | 7 | MH-DC-001-RACK-M-TRK-1 | MH-DC-001-RACK-I-ODF-21 | 15
LNK-07751 | Z | MH-DC-001-ACC-07 | MH-DC-001-PC-00540 | MH-DC-001-RACK-C-PP-F7 | 10 | MH-DC-001-RACK-C-TRK-1 | MH-DC-001-RACK-I-ODF-21 | 16
LNK-07752 | A | MH-DC-001-VRAN-CU-03 | MH-DC-001-PC-00541 | MH-DC-001-RACK-M-PP-F1 | 8 | MH-DC-001-RACK-M-TRK-2 | MH-DC-001-RACK-I-ODF-21 | 17
LNK-07752 | Z | MH-DC-001-ACC-08 | MH-DC-001-PC-00542 | MH-DC-001-RACK-C-PP-F7 | 11 | MH-DC-001-RACK-C-TRK-1 | MH-DC-001-RACK-I-ODF-21 | 18
LNK-07753 | A | MH-DC-001-VRAN-CU-04 | MH-DC-001-PC-00543 | MH-DC-001-RACK-M-PP-F1 | 9 | MH-DC-001-RACK-M-TRK-1 | MH-DC-001-RACK-I-ODF-21 | 19
LNK-07753 | Z | MH-DC-001-ACC-07 | MH-DC-001-PC-00544 | MH-DC-001-RACK-C-PP-F7 | 12 | MH-DC-001-RACK-C-TRK-2 | MH-DC-001-RACK-I-ODF-21 | 20
LNK-07754 | A | MH-DC-001-VRAN-CU-04 | MH-DC-001-PC-00545 | MH-DC-001-RACK-M-PP-F1 | 10 | MH-DC-001-RACK-M-TRK-2 | MH-DC-001-RACK-I-ODF-21 | 21
LNK-07754 | Z | MH-DC-001-ACC-08 | MH-DC-001-PC-00546 | MH-DC-001-RACK-C-PP-F7 | 13 | MH-DC-001-RACK-C-TRK-2 | MH-DC-001-RACK-I-ODF-21 | 22
LNK-07755 | A | MH-DC-001-VRAN-CU-05 | MH-DC-001-PC-00547 | MH-DC-001-RACK-M-PP-F1 | 11 | MH-DC-001-RACK-M-TRK-1 | MH-DC-001-RACK-I-ODF-21 | 23
LNK-07755 | Z | MH-DC-001-ACC-07 | MH-DC-001-PC-00548 | MH-DC-001-RACK-C-PP-F7 | 14 | MH-DC-001-RACK-C-TRK-1 | MH-DC-001-RACK-I-ODF-21 | 24
LNK-07756 | A | MH-DC-001-VRAN-CU-05 | MH-DC-001-PC-00549 | MH-DC-001-RACK-M-PP-F1 | 12 | MH-DC-001-RACK-M-TRK-2 | MH-DC-001-RACK-I-ODF-22 | 1
LNK-07756 | Z | MH-DC-001-ACC-08 | MH-DC-001-PC-00550 | MH-DC-001-RACK-C-PP-F7 | 15 | MH-DC-001-RACK-C-TRK-1 | MH-DC-001-RACK-I-ODF-22 | 2
LNK-07757 | A | MH-DC-001-VRAN-CU-06 | MH-DC-001-PC-00551 | MH-DC-001-RACK-M-PP-F1 | 13 | MH-DC-001-RACK-M-TRK-1 | MH-DC-001-RACK-I-ODF-22 | 3
LNK-07757 | Z | MH-DC-001-ACC-07 | MH-DC-001-PC-00552 | MH-DC-001-RACK-C-PP-F7 | 16 | MH-DC-001-RACK-C-TRK-2 | MH-DC-001-RACK-I-ODF-22 | 4
LNK-07758 | A | MH-DC-001-VRAN-CU-06 | MH-DC-001-PC-00553 | MH-DC-001-RACK-M-PP-F1 | 14 | MH-DC-001-RACK-M-TRK-2 | MH-DC-001-RACK-I-ODF-22 | 5
LNK-07758 | Z | MH-DC-001-ACC-08 | MH-DC-001-PC-00554 | MH-DC-001-RACK-C-PP-F7 | 17 | MH-DC-001-RACK-C-TRK-2 | MH-DC-001-RACK-I-ODF-22 | 6
LNK-00343 | A | MH-DC-002-PE-T4-01 | MH-DC-002-PC-00001
LNK-00343 | Z | MH-DC-002-PE-T4-02 | MH-DC-002-PC-00002
LNK-00348 | A | MH-DC-002-PE-T4-01 | MH-DC-002-PC-00003
LNK-00348 | Z | MH-DC-002-PE-T4-03 | MH-DC-002-PC-00004
LNK-00353 | A | MH-DC-002-PE-T4-01 | MH-DC-002-PC-00005
LNK-00353 | Z | MH-DC-002-PE-T4-04 | MH-DC-002-PC-00006
LNK-00358 | A | MH-DC-002-PE-T4-02 | MH-DC-002-PC-00007
LNK-00358 | Z | MH-DC-002-PE-T4-03 | MH-DC-002-PC-00008
LNK-00363 | A | MH-DC-002-PE-T4-02 | MH-DC-002-PC-00009
LNK-00363 | Z | MH-DC-002-PE-T4-04 | MH-DC-002-PC-00010
LNK-00368 | A | MH-DC-002-PE-T4-03 | MH-DC-002-PC-00011
LNK-00368 | Z | MH-DC-002-PE-T4-04 | MH-DC-002-PC-00012
LNK-00373 | A | MH-DC-002-AGG-R01 | MH-DC-002-PC-00013
LNK-00373 | Z | MH-DC-002-PE-T4-01 | MH-DC-002-PC-00014
LNK-00376 | A | MH-DC-002-AGG-R01 | MH-DC-002-PC-00015
LNK-00376 | Z | MH-DC-002-PE-T4-02 | MH-DC-002-PC-00016
LNK-00379 | A | MH-DC-002-AGG-R02 | MH-DC-002-PC-00017
LNK-00379 | Z | MH-DC-002-PE-T4-02 | MH-DC-002-PC-00018
LNK-00382 | A | MH-DC-002-AGG-R02 | MH-DC-002-PC-00019
LNK-00382 | Z | MH-DC-002-PE-T4-03 | MH-DC-002-PC-00020
LNK-00385 | A | MH-DC-002-AGG-R03 | MH-DC-002-PC-00021
LNK-00385 | Z | MH-DC-002-PE-T4-03 | MH-DC-002-PC-00022
LNK-00388 | A | MH-DC-002-AGG-R03 | MH-DC-002-PC-00023
LNK-00388 | Z | MH-DC-002-PE-T4-04 | MH-DC-002-PC-00024
LNK-00391 | A | MH-DC-002-AGG-R04 | MH-DC-002-PC-00025
LNK-00391 | Z | MH-DC-002-PE-T4-04 | MH-DC-002-PC-00026
LNK-00394 | A | MH-DC-002-AGG-R04 | MH-DC-002-PC-00027
LNK-00394 | Z | MH-DC-002-PE-T4-01 | MH-DC-002-PC-00028
LNK-00397 | A | MH-DC-002-AGG-R05 | MH-DC-002-PC-00029
LNK-00397 | Z | MH-DC-002-PE-T4-01 | MH-DC-002-PC-00030
LNK-00400 | A | MH-DC-002-AGG-R05 | MH-DC-002-PC-00031
LNK-00400 | Z | MH-DC-002-PE-T4-02 | MH-DC-002-PC-00032
LNK-00403 | A | MH-DC-002-AGG-R06 | MH-DC-002-PC-00033
LNK-00403 | Z | MH-DC-002-PE-T4-02 | MH-DC-002-PC-00034
LNK-00406 | A | MH-DC-002-AGG-R06 | MH-DC-002-PC-00035
LNK-00406 | Z | MH-DC-002-PE-T4-03 | MH-DC-002-PC-00036
LNK-00409 | A | MH-DC-002-OLA-01 | MH-DC-002-PC-00037
LNK-00409 | Z | MH-DC-002-AGG-R01 | MH-DC-002-PC-00038
LNK-00410 | A | MH-DC-002-ACC-01 | MH-DC-002-PC-00039
LNK-00410 | Z | MH-DC-002-AGG-R01 | MH-DC-002-PC-00040
LNK-00411 | A | MH-DC-002-ACC-01 | MH-DC-002-PC-00041
LNK-00411 | Z | MH-DC-002-AGG-R04 | MH-DC-002-PC-00042
LNK-00412 | A | MH-DC-002-ACC-02 | MH-DC-002-PC-00043 | MH-DC-002-RACK-B-PP-F1 | 1 | MH-DC-002-RACK-B-TRK-1 | MH-DC-002-RACK-E-ODF-1 | 1
LNK-00412 | Z | MH-DC-002-AGG-R02 | MH-DC-002-PC-00044 | MH-DC-002-RACK-A-PP-F1 | 1 | MH-DC-002-RACK-A-TRK-1 | MH-DC-002-RACK-E-ODF-1 | 2
LNK-00413 | A | MH-DC-002-ACC-02 | MH-DC-002-PC-00045 | MH-DC-002-RACK-B-PP-F1 | 2 | MH-DC-002-RACK-B-TRK-2 | MH-DC-002-RACK-E-ODF-1 | 3
LNK-00413 | Z | MH-DC-002-AGG-R05 | MH-DC-002-PC-00046 | MH-DC-002-RACK-A-PP-F1 | 2 | MH-DC-002-RACK-A-TRK-1 | MH-DC-002-RACK-E-ODF-1 | 4
LNK-00414 | A | MH-DC-002-ACC-03 | MH-DC-002-PC-00047 | MH-DC-002-RACK-B-PP-F1 | 3 | MH-DC-002-RACK-B-TRK-1 | MH-DC-002-RACK-E-ODF-1 | 5
LNK-00414 | Z | MH-DC-002-AGG-R03 | MH-DC-002-PC-00048 | MH-DC-002-RACK-A-PP-F1 | 3 | MH-DC-002-RACK-A-TRK-1 | MH-DC-002-RACK-E-ODF-1 | 6
LNK-00415 | A | MH-DC-002-ACC-03 | MH-DC-002-PC-00049 | MH-DC-002-RACK-B-PP-F1 | 4 | MH-DC-002-RACK-B-TRK-2 | MH-DC-002-RACK-E-ODF-1 | 7
LNK-00415 | Z | MH-DC-002-AGG-R06 | MH-DC-002-PC-00050 | MH-DC-002-RACK-A-PP-F1 | 4 | MH-DC-002-RACK-A-TRK-1 | MH-DC-002-RACK-E-ODF-1 | 8
LNK-00416 | A | MH-DC-002-ACC-04 | MH-DC-002-PC-00051 | MH-DC-002-RACK-B-PP-F1 | 5 | MH-DC-002-RACK-B-TRK-1 | MH-DC-002-RACK-E-ODF-1 | 9
LNK-00416 | Z | MH-DC-002-AGG-R04 | MH-DC-002-PC-00052 | MH-DC-002-RACK-A-PP-F1 | 5 | MH-DC-002-RACK-A-TRK-2 | MH-DC-002-RACK-E-ODF-1 | 10
LNK-00417 | A | MH-DC-002-ACC-04 | MH-DC-002-PC-00053 | MH-DC-002-RACK-B-PP-F1 | 6 | MH-DC-002-RACK-B-TRK-2 | MH-DC-002-RACK-E-ODF-1 | 11
LNK-00417 | Z | MH-DC-002-AGG-R01 | MH-DC-002-PC-00054 | MH-DC-002-RACK-A-PP-F1 | 6 | MH-DC-002-RACK-A-TRK-1 | MH-DC-002-RACK-E-ODF-1 | 12
LNK-00418 | A | MH-DC-002-ACC-05 | MH-DC-002-PC-00055 | MH-DC-002-RACK-B-PP-F1 | 7 | MH-DC-002-RACK-B-TRK-1 | MH-DC-002-RACK-E-ODF-1 | 13
LNK-00418 | Z | MH-DC-002-AGG-R05 | MH-DC-002-PC-00056 | MH-DC-002-RACK-A-PP-F1 | 7 | MH-DC-002-RACK-A-TRK-2 | MH-DC-002-RACK-E-ODF-1 | 14
LNK-00419 | A | MH-DC-002-ACC-05 | MH-DC-002-PC-00057 | MH-DC-002-RACK-B-PP-F1 | 8 | MH-DC-002-RACK-B-TRK-2 | MH-DC-002-RACK-E-ODF-1 | 15
LNK-00419 | Z | MH-DC-002-AGG-R02 | MH-DC-002-PC-00058 | MH-DC-002-RACK-A-PP-F1 | 8 | MH-DC-002-RACK-A-TRK-2 | MH-DC-002-RACK-E-ODF-1 | 16
LNK-00420 | A | MH-DC-002-ACC-06 | MH-DC-002-PC-00059 | MH-DC-002-RACK-B-PP-F1 | 9 | MH-DC-002-RACK-B-TRK-1 | MH-DC-002-RACK-E-ODF-1 | 17
LNK-00420 | Z | MH-DC-002-AGG-R06 | MH-DC-002-PC-00060 | MH-DC-002-RACK-A-PP-F1 | 9 | MH-DC-002-RACK-A-TRK-2 | MH-DC-002-RACK-E-ODF-1 | 18
LNK-00421 | A | MH-DC-002-ACC-06 | MH-DC-002-PC-00061 | MH-DC-002-RACK-B-PP-F1 | 10 | MH-DC-002-RACK-B-TRK-2 | MH-DC-002-RACK-E-ODF-1 | 19
LNK-00421 | Z | MH-DC-002-AGG-R03 | MH-DC-002-PC-00062 | MH-DC-002-RACK-A-PP-F1 | 10 | MH-DC-002-RACK-A-TRK-2 | MH-DC-002-RACK-E-ODF-1 | 20
LNK-00422 | A | MH-DC-002-ACC-07 | MH-DC-002-PC-00063 | MH-DC-002-RACK-B-PP-F1 | 11 | MH-DC-002-RACK-B-TRK-1 | MH-DC-002-RACK-E-ODF-1 | 21
LNK-00422 | Z | MH-DC-002-AGG-R01 | MH-DC-002-PC-00064 | MH-DC-002-RACK-A-PP-F1 | 11 | MH-DC-002-RACK-A-TRK-2 | MH-DC-002-RACK-E-ODF-1 | 22
LNK-00423 | A | MH-DC-002-ACC-07 | MH-DC-002-PC-00065 | MH-DC-002-RACK-B-PP-F1 | 12 | MH-DC-002-RACK-B-TRK-2 | MH-DC-002-RACK-E-ODF-1 | 23
LNK-00423 | Z | MH-DC-002-AGG-R04 | MH-DC-002-PC-00066 | MH-DC-002-RACK-A-PP-F1 | 12 | MH-DC-002-RACK-A-TRK-1 | MH-DC-002-RACK-E-ODF-1 | 24
LNK-00424 | A | MH-DC-002-CSR-001 | MH-DC-002-PC-00067 | MH-DC-002-RACK-B-PP-F1 | 13 | MH-DC-002-RACK-B-TRK-1 | MH-DC-002-RACK-E-ODF-2 | 1
LNK-00424 | Z | MH-DC-002-AGG-R01 | MH-DC-002-PC-00068 | MH-DC-002-RACK-A-PP-F1 | 13 | MH-DC-002-RACK-A-TRK-1 | MH-DC-002-RACK-E-ODF-2 | 2
LNK-00426 | A | MH-DC-002-CSR-001 | MH-DC-002-PC-00069 | MH-DC-002-RACK-B-PP-F1 | 14 | MH-DC-002-RACK-B-TRK-2 | MH-DC-002-RACK-E-ODF-2 | 3
LNK-00426 | Z | MH-DC-002-AGG-R06 | MH-DC-002-PC-00070 | MH-DC-002-RACK-A-PP-F1 | 14 | MH-DC-002-RACK-A-TRK-1 | MH-DC-002-RACK-E-ODF-2 | 4
LNK-00428 | A | MH-DC-002-CSR-002 | MH-DC-002-PC-00071 | MH-DC-002-RACK-B-PP-F1 | 15 | MH-DC-002-RACK-B-TRK-1 | MH-DC-002-RACK-E-ODF-2 | 5
LNK-00428 | Z | MH-DC-002-AGG-R02 | MH-DC-002-PC-00072 | MH-DC-002-RACK-A-PP-F1 | 15 | MH-DC-002-RACK-A-TRK-1 | MH-DC-002-RACK-E-ODF-2 | 6
LNK-00430 | A | MH-DC-002-CSR-003 | MH-DC-002-PC-00073 | MH-DC-002-RACK-B-PP-F1 | 16 | MH-DC-002-RACK-B-TRK-1 | MH-DC-002-RACK-E-ODF-2 | 7
LNK-00430 | Z | MH-DC-002-AGG-R03 | MH-DC-002-PC-00074 | MH-DC-002-RACK-A-PP-F1 | 16 | MH-DC-002-RACK-A-TRK-1 | MH-DC-002-RACK-E-ODF-2 | 8
LNK-00432 | A | MH-DC-002-CSR-003 | MH-DC-002-PC-00075 | MH-DC-002-RACK-B-PP-F1 | 17 | MH-DC-002-RACK-B-TRK-2 | MH-DC-002-RACK-E-ODF-2 | 9
LNK-00432 | Z | MH-DC-002-AGG-R02 | MH-DC-002-PC-00076 | MH-DC-002-RACK-A-PP-F1 | 17 | MH-DC-002-RACK-A-TRK-2 | MH-DC-002-RACK-E-ODF-2 | 10
LNK-00434 | A | MH-DC-002-CSR-004 | MH-DC-002-PC-00077 | MH-DC-002-RACK-B-PP-F1 | 18 | MH-DC-002-RACK-B-TRK-1 | MH-DC-002-RACK-E-ODF-2 | 11
LNK-00434 | Z | MH-DC-002-AGG-R04 | MH-DC-002-PC-00078 | MH-DC-002-RACK-A-PP-F1 | 18 | MH-DC-002-RACK-A-TRK-2 | MH-DC-002-RACK-E-ODF-2 | 12
LNK-00436 | A | MH-DC-002-CSR-005 | MH-DC-002-PC-00079 | MH-DC-002-RACK-B-PP-F1 | 19 | MH-DC-002-RACK-B-TRK-1 | MH-DC-002-RACK-E-ODF-2 | 13
LNK-00436 | Z | MH-DC-002-AGG-R05 | MH-DC-002-PC-00080 | MH-DC-002-RACK-A-PP-F1 | 19 | MH-DC-002-RACK-A-TRK-1 | MH-DC-002-RACK-E-ODF-2 | 14
LNK-00438 | A | MH-DC-002-CSR-005 | MH-DC-002-PC-00081 | MH-DC-002-RACK-B-PP-F1 | 20 | MH-DC-002-RACK-B-TRK-2 | MH-DC-002-RACK-E-ODF-2 | 15
LNK-00438 | Z | MH-DC-002-AGG-R04 | MH-DC-002-PC-00082 | MH-DC-002-RACK-A-PP-F1 | 20 | MH-DC-002-RACK-A-TRK-1 | MH-DC-002-RACK-E-ODF-2 | 16
LNK-00440 | A | MH-DC-002-CSR-006 | MH-DC-002-PC-00083 | MH-DC-002-RACK-B-PP-F1 | 21 | MH-DC-002-RACK-B-TRK-1 | MH-DC-002-RACK-E-ODF-2 | 17
LNK-00440 | Z | MH-DC-002-AGG-R06 | MH-DC-002-PC-00084 | MH-DC-002-RACK-A-PP-F1 | 21 | MH-DC-002-RACK-A-TRK-2 | MH-DC-002-RACK-E-ODF-2 | 18
LNK-00442 | A | MH-DC-002-CSR-007 | MH-DC-002-PC-00085 | MH-DC-002-RACK-B-PP-F1 | 22 | MH-DC-002-RACK-B-TRK-1 | MH-DC-002-RACK-E-ODF-2 | 19
LNK-00442 | Z | MH-DC-002-AGG-R01 | MH-DC-002-PC-00086 | MH-DC-002-RACK-A-PP-F1 | 22 | MH-DC-002-RACK-A-TRK-2 | MH-DC-002-RACK-E-ODF-2 | 20
LNK-00444 | A | MH-DC-002-CSR-007 | MH-DC-002-PC-00087 | MH-DC-002-RACK-B-PP-F1 | 23 | MH-DC-002-RACK-B-TRK-2 | MH-DC-002-RACK-E-ODF-2 | 21
LNK-00444 | Z | MH-DC-002-AGG-R06 | MH-DC-002-PC-00088 | MH-DC-002-RACK-A-PP-F1 | 23 | MH-DC-002-RACK-A-TRK-1 | MH-DC-002-RACK-E-ODF-2 | 22
LNK-00446 | A | MH-DC-002-CSR-008 | MH-DC-002-PC-00089 | MH-DC-002-RACK-B-PP-F1 | 24 | MH-DC-002-RACK-B-TRK-1 | MH-DC-002-RACK-E-ODF-2 | 23
LNK-00446 | Z | MH-DC-002-AGG-R02 | MH-DC-002-PC-00090 | MH-DC-002-RACK-A-PP-F1 | 24 | MH-DC-002-RACK-A-TRK-1 | MH-DC-002-RACK-E-ODF-2 | 24
LNK-00448 | A | MH-DC-002-CSR-009 | MH-DC-002-PC-00091 | MH-DC-002-RACK-B-PP-F2 | 1 | MH-DC-002-RACK-B-TRK-1 | MH-DC-002-RACK-E-ODF-3 | 1
LNK-00448 | Z | MH-DC-002-AGG-R03 | MH-DC-002-PC-00092 | MH-DC-002-RACK-A-PP-F2 | 1 | MH-DC-002-RACK-A-TRK-2 | MH-DC-002-RACK-E-ODF-3 | 2
LNK-00450 | A | MH-DC-002-CSR-009 | MH-DC-002-PC-00093 | MH-DC-002-RACK-B-PP-F2 | 2 | MH-DC-002-RACK-B-TRK-2 | MH-DC-002-RACK-E-ODF-3 | 3
LNK-00450 | Z | MH-DC-002-AGG-R02 | MH-DC-002-PC-00094 | MH-DC-002-RACK-A-PP-F2 | 2 | MH-DC-002-RACK-A-TRK-2 | MH-DC-002-RACK-E-ODF-3 | 4
LNK-00452 | A | MH-DC-002-CSR-010 | MH-DC-002-PC-00095 | MH-DC-002-RACK-B-PP-F2 | 3 | MH-DC-002-RACK-B-TRK-1 | MH-DC-002-RACK-E-ODF-3 | 5
LNK-00452 | Z | MH-DC-002-AGG-R04 | MH-DC-002-PC-00096 | MH-DC-002-RACK-A-PP-F2 | 3 | MH-DC-002-RACK-A-TRK-2 | MH-DC-002-RACK-E-ODF-3 | 6
LNK-00454 | A | MH-DC-002-CSR-011 | MH-DC-002-PC-00097 | MH-DC-002-RACK-B-PP-F2 | 4 | MH-DC-002-RACK-B-TRK-1 | MH-DC-002-RACK-E-ODF-3 | 7
LNK-00454 | Z | MH-DC-002-AGG-R05 | MH-DC-002-PC-00098 | MH-DC-002-RACK-A-PP-F2 | 4 | MH-DC-002-RACK-A-TRK-2 | MH-DC-002-RACK-E-ODF-3 | 8
LNK-00456 | A | MH-DC-002-CSR-011 | MH-DC-002-PC-00099 | MH-DC-002-RACK-B-PP-F2 | 5 | MH-DC-002-RACK-B-TRK-2 | MH-DC-002-RACK-E-ODF-3 | 9
LNK-00456 | Z | MH-DC-002-AGG-R04 | MH-DC-002-PC-00100 | MH-DC-002-RACK-A-PP-F2 | 5 | MH-DC-002-RACK-A-TRK-1 | MH-DC-002-RACK-E-ODF-3 | 10
LNK-00458 | A | MH-DC-002-CSR-012 | MH-DC-002-PC-00101 | MH-DC-002-RACK-B-PP-F2 | 6 | MH-DC-002-RACK-B-TRK-1 | MH-DC-002-RACK-E-ODF-3 | 11
LNK-00458 | Z | MH-DC-002-AGG-R06 | MH-DC-002-PC-00102 | MH-DC-002-RACK-A-PP-F2 | 6 | MH-DC-002-RACK-A-TRK-2 | MH-DC-002-RACK-E-ODF-3 | 12
LNK-00460 | A | MH-DC-002-CSR-013 | MH-DC-002-PC-00103 | MH-DC-002-RACK-B-PP-F2 | 7 | MH-DC-002-RACK-B-TRK-1 | MH-DC-002-RACK-E-ODF-3 | 13
LNK-00460 | Z | MH-DC-002-AGG-R01 | MH-DC-002-PC-00104 | MH-DC-002-RACK-A-PP-F2 | 7 | MH-DC-002-RACK-A-TRK-1 | MH-DC-002-RACK-E-ODF-3 | 14
LNK-00462 | A | MH-DC-002-CSR-013 | MH-DC-002-PC-00105 | MH-DC-002-RACK-B-PP-F2 | 8 | MH-DC-002-RACK-B-TRK-2 | MH-DC-002-RACK-E-ODF-3 | 15
LNK-00462 | Z | MH-DC-002-AGG-R06 | MH-DC-002-PC-00106 | MH-DC-002-RACK-A-PP-F2 | 8 | MH-DC-002-RACK-A-TRK-1 | MH-DC-002-RACK-E-ODF-3 | 16
LNK-00464 | A | MH-DC-002-CSR-014 | MH-DC-002-PC-00107 | MH-DC-002-RACK-B-PP-F2 | 9 | MH-DC-002-RACK-B-TRK-1 | MH-DC-002-RACK-E-ODF-3 | 17
LNK-00464 | Z | MH-DC-002-AGG-R02 | MH-DC-002-PC-00108 | MH-DC-002-RACK-A-PP-F2 | 9 | MH-DC-002-RACK-A-TRK-1 | MH-DC-002-RACK-E-ODF-3 | 18
LNK-00466 | A | MH-DC-002-CSR-015 | MH-DC-002-PC-00109 | MH-DC-002-RACK-B-PP-F2 | 10 | MH-DC-002-RACK-B-TRK-1 | MH-DC-002-RACK-E-ODF-3 | 19
LNK-00466 | Z | MH-DC-002-AGG-R03 | MH-DC-002-PC-00110 | MH-DC-002-RACK-A-PP-F2 | 10 | MH-DC-002-RACK-A-TRK-1 | MH-DC-002-RACK-E-ODF-3 | 20
LNK-00468 | A | MH-DC-002-CSR-015 | MH-DC-002-PC-00111 | MH-DC-002-RACK-B-PP-F2 | 11 | MH-DC-002-RACK-B-TRK-2 | MH-DC-002-RACK-E-ODF-3 | 21
LNK-00468 | Z | MH-DC-002-AGG-R02 | MH-DC-002-PC-00112 | MH-DC-002-RACK-A-PP-F2 | 11 | MH-DC-002-RACK-A-TRK-2 | MH-DC-002-RACK-E-ODF-3 | 22
LNK-00470 | A | MH-DC-002-CSR-016 | MH-DC-002-PC-00113 | MH-DC-002-RACK-B-PP-F2 | 12 | MH-DC-002-RACK-B-TRK-1 | MH-DC-002-RACK-E-ODF-3 | 23
LNK-00470 | Z | MH-DC-002-AGG-R04 | MH-DC-002-PC-00114 | MH-DC-002-RACK-A-PP-F2 | 12 | MH-DC-002-RACK-A-TRK-2 | MH-DC-002-RACK-E-ODF-3 | 24
LNK-00472 | A | MH-DC-002-CSR-017 | MH-DC-002-PC-00115 | MH-DC-002-RACK-B-PP-F2 | 13 | MH-DC-002-RACK-B-TRK-1 | MH-DC-002-RACK-E-ODF-4 | 1
LNK-00472 | Z | MH-DC-002-AGG-R05 | MH-DC-002-PC-00116 | MH-DC-002-RACK-A-PP-F2 | 13 | MH-DC-002-RACK-A-TRK-1 | MH-DC-002-RACK-E-ODF-4 | 2
LNK-00474 | A | MH-DC-002-CSR-017 | MH-DC-002-PC-00117 | MH-DC-002-RACK-B-PP-F2 | 14 | MH-DC-002-RACK-B-TRK-2 | MH-DC-002-RACK-E-ODF-4 | 3
LNK-00474 | Z | MH-DC-002-AGG-R04 | MH-DC-002-PC-00118 | MH-DC-002-RACK-A-PP-F2 | 14 | MH-DC-002-RACK-A-TRK-1 | MH-DC-002-RACK-E-ODF-4 | 4
LNK-00476 | A | MH-DC-002-CSR-018 | MH-DC-002-PC-00119 | MH-DC-002-RACK-B-PP-F2 | 15 | MH-DC-002-RACK-B-TRK-1 | MH-DC-002-RACK-E-ODF-4 | 5
LNK-00476 | Z | MH-DC-002-AGG-R06 | MH-DC-002-PC-00120 | MH-DC-002-RACK-A-PP-F2 | 15 | MH-DC-002-RACK-A-TRK-2 | MH-DC-002-RACK-E-ODF-4 | 6
LNK-00478 | A | MH-DC-002-CSR-019 | MH-DC-002-PC-00121 | MH-DC-002-RACK-B-PP-F2 | 16 | MH-DC-002-RACK-B-TRK-1 | MH-DC-002-RACK-E-ODF-4 | 7
LNK-00478 | Z | MH-DC-002-AGG-R01 | MH-DC-002-PC-00122 | MH-DC-002-RACK-A-PP-F2 | 16 | MH-DC-002-RACK-A-TRK-2 | MH-DC-002-RACK-E-ODF-4 | 8
LNK-00480 | A | MH-DC-002-CSR-019 | MH-DC-002-PC-00123 | MH-DC-002-RACK-B-PP-F2 | 17 | MH-DC-002-RACK-B-TRK-2 | MH-DC-002-RACK-E-ODF-4 | 9
LNK-00480 | Z | MH-DC-002-AGG-R06 | MH-DC-002-PC-00124 | MH-DC-002-RACK-A-PP-F2 | 17 | MH-DC-002-RACK-A-TRK-1 | MH-DC-002-RACK-E-ODF-4 | 10
LNK-00482 | A | MH-DC-002-CSR-020 | MH-DC-002-PC-00125 | MH-DC-002-RACK-B-PP-F2 | 18 | MH-DC-002-RACK-B-TRK-1 | MH-DC-002-RACK-E-ODF-4 | 11
LNK-00482 | Z | MH-DC-002-AGG-R02 | MH-DC-002-PC-00126 | MH-DC-002-RACK-A-PP-F2 | 18 | MH-DC-002-RACK-A-TRK-1 | MH-DC-002-RACK-E-ODF-4 | 12
LNK-00484 | A | MH-DC-002-CSR-021 | MH-DC-002-PC-00127 | MH-DC-002-RACK-B-PP-F2 | 19 | MH-DC-002-RACK-B-TRK-1 | MH-DC-002-RACK-E-ODF-4 | 13
LNK-00484 | Z | MH-DC-002-AGG-R03 | MH-DC-002-PC-00128 | MH-DC-002-RACK-A-PP-F2 | 19 | MH-DC-002-RACK-A-TRK-2 | MH-DC-002-RACK-E-ODF-4 | 14
LNK-00486 | A | MH-DC-002-CSR-021 | MH-DC-002-PC-00129 | MH-DC-002-RACK-B-PP-F2 | 20 | MH-DC-002-RACK-B-TRK-2 | MH-DC-002-RACK-E-ODF-4 | 15
LNK-00486 | Z | MH-DC-002-AGG-R02 | MH-DC-002-PC-00130 | MH-DC-002-RACK-A-PP-F2 | 20 | MH-DC-002-RACK-A-TRK-2 | MH-DC-002-RACK-E-ODF-4 | 16
LNK-00488 | A | MH-DC-002-CSR-022 | MH-DC-002-PC-00131 | MH-DC-002-RACK-B-PP-F2 | 21 | MH-DC-002-RACK-B-TRK-1 | MH-DC-002-RACK-E-ODF-4 | 17
LNK-00488 | Z | MH-DC-002-AGG-R04 | MH-DC-002-PC-00132 | MH-DC-002-RACK-A-PP-F2 | 21 | MH-DC-002-RACK-A-TRK-2 | MH-DC-002-RACK-E-ODF-4 | 18
LNK-00490 | A | MH-DC-002-CSR-023 | MH-DC-002-PC-00133 | MH-DC-002-RACK-B-PP-F2 | 22 | MH-DC-002-RACK-B-TRK-1 | MH-DC-002-RACK-E-ODF-4 | 19
LNK-00490 | Z | MH-DC-002-AGG-R05 | MH-DC-002-PC-00134 | MH-DC-002-RACK-A-PP-F2 | 22 | MH-DC-002-RACK-A-TRK-2 | MH-DC-002-RACK-E-ODF-4 | 20
LNK-00492 | A | MH-DC-002-CSR-023 | MH-DC-002-PC-00135 | MH-DC-002-RACK-B-PP-F2 | 23 | MH-DC-002-RACK-B-TRK-2 | MH-DC-002-RACK-E-ODF-4 | 21
LNK-00492 | Z | MH-DC-002-AGG-R04 | MH-DC-002-PC-00136 | MH-DC-002-RACK-A-PP-F2 | 23 | MH-DC-002-RACK-A-TRK-1 | MH-DC-002-RACK-E-ODF-4 | 22
LNK-00494 | A | MH-DC-002-CSR-024 | MH-DC-002-PC-00137 | MH-DC-002-RACK-B-PP-F2 | 24 | MH-DC-002-RACK-B-TRK-1 | MH-DC-002-RACK-E-ODF-4 | 23
LNK-00494 | Z | MH-DC-002-AGG-R06 | MH-DC-002-PC-00138 | MH-DC-002-RACK-A-PP-F2 | 24 | MH-DC-002-RACK-A-TRK-2 | MH-DC-002-RACK-E-ODF-4 | 24
LNK-00496 | A | MH-DC-002-CSR-025 | MH-DC-002-PC-00139 | MH-DC-002-RACK-B-PP-F3 | 1 | MH-DC-002-RACK-B-TRK-1 | MH-DC-002-RACK-E-ODF-5 | 1
LNK-00496 | Z | MH-DC-002-AGG-R01 | MH-DC-002-PC-00140 | MH-DC-002-RACK-A-PP-F3 | 1 | MH-DC-002-RACK-A-TRK-1 | MH-DC-002-RACK-E-ODF-5 | 2
LNK-00498 | A | MH-DC-002-CSR-025 | MH-DC-002-PC-00141 | MH-DC-002-RACK-B-PP-F3 | 2 | MH-DC-002-RACK-B-TRK-2 | MH-DC-002-RACK-E-ODF-5 | 3
LNK-00498 | Z | MH-DC-002-AGG-R06 | MH-DC-002-PC-00142 | MH-DC-002-RACK-A-PP-F3 | 2 | MH-DC-002-RACK-A-TRK-1 | MH-DC-002-RACK-E-ODF-5 | 4
LNK-00500 | A | MH-DC-002-CSR-026 | MH-DC-002-PC-00143 | MH-DC-002-RACK-B-PP-F3 | 3 | MH-DC-002-RACK-B-TRK-1 | MH-DC-002-RACK-E-ODF-5 | 5
LNK-00500 | Z | MH-DC-002-AGG-R02 | MH-DC-002-PC-00144 | MH-DC-002-RACK-A-PP-F3 | 3 | MH-DC-002-RACK-A-TRK-1 | MH-DC-002-RACK-E-ODF-5 | 6
LNK-00502 | A | MH-DC-002-CSR-027 | MH-DC-002-PC-00145 | MH-DC-002-RACK-C-PP-F1 | 1 | MH-DC-002-RACK-C-TRK-1 | MH-DC-002-RACK-E-ODF-5 | 7
LNK-00502 | Z | MH-DC-002-AGG-R03 | MH-DC-002-PC-00146 | MH-DC-002-RACK-A-PP-F3 | 4 | MH-DC-002-RACK-A-TRK-1 | MH-DC-002-RACK-E-ODF-5 | 8
LNK-00504 | A | MH-DC-002-CSR-027 | MH-DC-002-PC-00147 | MH-DC-002-RACK-C-PP-F1 | 2 | MH-DC-002-RACK-C-TRK-2 | MH-DC-002-RACK-E-ODF-5 | 9
LNK-00504 | Z | MH-DC-002-AGG-R02 | MH-DC-002-PC-00148 | MH-DC-002-RACK-A-PP-F3 | 5 | MH-DC-002-RACK-A-TRK-2 | MH-DC-002-RACK-E-ODF-5 | 10
LNK-00506 | A | MH-DC-002-CSR-028 | MH-DC-002-PC-00149 | MH-DC-002-RACK-C-PP-F1 | 3 | MH-DC-002-RACK-C-TRK-1 | MH-DC-002-RACK-E-ODF-5 | 11
LNK-00506 | Z | MH-DC-002-AGG-R04 | MH-DC-002-PC-00150 | MH-DC-002-RACK-A-PP-F3 | 6 | MH-DC-002-RACK-A-TRK-2 | MH-DC-002-RACK-E-ODF-5 | 12
LNK-00508 | A | MH-DC-002-CSR-029 | MH-DC-002-PC-00151 | MH-DC-002-RACK-C-PP-F1 | 4 | MH-DC-002-RACK-C-TRK-1 | MH-DC-002-RACK-E-ODF-5 | 13
LNK-00508 | Z | MH-DC-002-AGG-R05 | MH-DC-002-PC-00152 | MH-DC-002-RACK-A-PP-F3 | 7 | MH-DC-002-RACK-A-TRK-1 | MH-DC-002-RACK-E-ODF-5 | 14
LNK-00510 | A | MH-DC-002-CSR-029 | MH-DC-002-PC-00153 | MH-DC-002-RACK-C-PP-F1 | 5 | MH-DC-002-RACK-C-TRK-2 | MH-DC-002-RACK-E-ODF-5 | 15
LNK-00510 | Z | MH-DC-002-AGG-R04 | MH-DC-002-PC-00154 | MH-DC-002-RACK-A-PP-F3 | 8 | MH-DC-002-RACK-A-TRK-1 | MH-DC-002-RACK-E-ODF-5 | 16
LNK-00512 | A | MH-DC-002-CSR-030 | MH-DC-002-PC-00155 | MH-DC-002-RACK-C-PP-F1 | 6 | MH-DC-002-RACK-C-TRK-1 | MH-DC-002-RACK-E-ODF-5 | 17
LNK-00512 | Z | MH-DC-002-AGG-R06 | MH-DC-002-PC-00156 | MH-DC-002-RACK-A-PP-F3 | 9 | MH-DC-002-RACK-A-TRK-2 | MH-DC-002-RACK-E-ODF-5 | 18
LNK-00514 | A | MH-DC-002-CSR-031 | MH-DC-002-PC-00157 | MH-DC-002-RACK-C-PP-F1 | 7 | MH-DC-002-RACK-C-TRK-1 | MH-DC-002-RACK-E-ODF-5 | 19
LNK-00514 | Z | MH-DC-002-AGG-R01 | MH-DC-002-PC-00158 | MH-DC-002-RACK-A-PP-F3 | 10 | MH-DC-002-RACK-A-TRK-2 | MH-DC-002-RACK-E-ODF-5 | 20
LNK-00516 | A | MH-DC-002-CSR-031 | MH-DC-002-PC-00159 | MH-DC-002-RACK-C-PP-F1 | 8 | MH-DC-002-RACK-C-TRK-2 | MH-DC-002-RACK-E-ODF-5 | 21
LNK-00516 | Z | MH-DC-002-AGG-R06 | MH-DC-002-PC-00160 | MH-DC-002-RACK-A-PP-F3 | 11 | MH-DC-002-RACK-A-TRK-1 | MH-DC-002-RACK-E-ODF-5 | 22
LNK-00518 | A | MH-DC-002-CSR-032 | MH-DC-002-PC-00161 | MH-DC-002-RACK-C-PP-F1 | 9 | MH-DC-002-RACK-C-TRK-1 | MH-DC-002-RACK-E-ODF-5 | 23
LNK-00518 | Z | MH-DC-002-AGG-R02 | MH-DC-002-PC-00162 | MH-DC-002-RACK-A-PP-F3 | 12 | MH-DC-002-RACK-A-TRK-1 | MH-DC-002-RACK-E-ODF-5 | 24
LNK-00520 | A | MH-DC-002-CSR-033 | MH-DC-002-PC-00163 | MH-DC-002-RACK-C-PP-F1 | 10 | MH-DC-002-RACK-C-TRK-1 | MH-DC-002-RACK-E-ODF-6 | 1
LNK-00520 | Z | MH-DC-002-AGG-R03 | MH-DC-002-PC-00164 | MH-DC-002-RACK-A-PP-F3 | 13 | MH-DC-002-RACK-A-TRK-2 | MH-DC-002-RACK-E-ODF-6 | 2
LNK-00522 | A | MH-DC-002-CSR-033 | MH-DC-002-PC-00165 | MH-DC-002-RACK-C-PP-F1 | 11 | MH-DC-002-RACK-C-TRK-2 | MH-DC-002-RACK-E-ODF-6 | 3
LNK-00522 | Z | MH-DC-002-AGG-R02 | MH-DC-002-PC-00166 | MH-DC-002-RACK-A-PP-F3 | 14 | MH-DC-002-RACK-A-TRK-2 | MH-DC-002-RACK-E-ODF-6 | 4
LNK-00524 | A | MH-DC-002-CSR-034 | MH-DC-002-PC-00167 | MH-DC-002-RACK-C-PP-F1 | 12 | MH-DC-002-RACK-C-TRK-1 | MH-DC-002-RACK-E-ODF-6 | 5
LNK-00524 | Z | MH-DC-002-AGG-R04 | MH-DC-002-PC-00168 | MH-DC-002-RACK-A-PP-F3 | 15 | MH-DC-002-RACK-A-TRK-2 | MH-DC-002-RACK-E-ODF-6 | 6
LNK-00526 | A | MH-DC-002-CSR-035 | MH-DC-002-PC-00169 | MH-DC-002-RACK-C-PP-F1 | 13 | MH-DC-002-RACK-C-TRK-1 | MH-DC-002-RACK-E-ODF-6 | 7
LNK-00526 | Z | MH-DC-002-AGG-R05 | MH-DC-002-PC-00170 | MH-DC-002-RACK-A-PP-F3 | 16 | MH-DC-002-RACK-A-TRK-2 | MH-DC-002-RACK-E-ODF-6 | 8
LNK-00528 | A | MH-DC-002-CSR-035 | MH-DC-002-PC-00171 | MH-DC-002-RACK-C-PP-F1 | 14 | MH-DC-002-RACK-C-TRK-2 | MH-DC-002-RACK-E-ODF-6 | 9
LNK-00528 | Z | MH-DC-002-AGG-R04 | MH-DC-002-PC-00172 | MH-DC-002-RACK-A-PP-F3 | 17 | MH-DC-002-RACK-A-TRK-1 | MH-DC-002-RACK-E-ODF-6 | 10
LNK-00530 | A | MH-DC-002-CSR-036 | MH-DC-002-PC-00173 | MH-DC-002-RACK-C-PP-F1 | 15 | MH-DC-002-RACK-C-TRK-1 | MH-DC-002-RACK-E-ODF-6 | 11
LNK-00530 | Z | MH-DC-002-AGG-R06 | MH-DC-002-PC-00174 | MH-DC-002-RACK-A-PP-F3 | 18 | MH-DC-002-RACK-A-TRK-2 | MH-DC-002-RACK-E-ODF-6 | 12
LNK-00532 | A | MH-DC-002-CSR-037 | MH-DC-002-PC-00175 | MH-DC-002-RACK-C-PP-F1 | 16 | MH-DC-002-RACK-C-TRK-1 | MH-DC-002-RACK-E-ODF-6 | 13
LNK-00532 | Z | MH-DC-002-AGG-R01 | MH-DC-002-PC-00176 | MH-DC-002-RACK-A-PP-F3 | 19 | MH-DC-002-RACK-A-TRK-1 | MH-DC-002-RACK-E-ODF-6 | 14
LNK-00534 | A | MH-DC-002-CSR-037 | MH-DC-002-PC-00177 | MH-DC-002-RACK-C-PP-F1 | 17 | MH-DC-002-RACK-C-TRK-2 | MH-DC-002-RACK-E-ODF-6 | 15
LNK-00534 | Z | MH-DC-002-AGG-R06 | MH-DC-002-PC-00178 | MH-DC-002-RACK-A-PP-F3 | 20 | MH-DC-002-RACK-A-TRK-1 | MH-DC-002-RACK-E-ODF-6 | 16
LNK-00536 | A | MH-DC-002-CSR-038 | MH-DC-002-PC-00179 | MH-DC-002-RACK-C-PP-F1 | 18 | MH-DC-002-RACK-C-TRK-1 | MH-DC-002-RACK-E-ODF-6 | 17
LNK-00536 | Z | MH-DC-002-AGG-R02 | MH-DC-002-PC-00180 | MH-DC-002-RACK-A-PP-F3 | 21 | MH-DC-002-RACK-A-TRK-1 | MH-DC-002-RACK-E-ODF-6 | 18
LNK-00538 | A | MH-DC-002-CSR-039 | MH-DC-002-PC-00181 | MH-DC-002-RACK-C-PP-F1 | 19 | MH-DC-002-RACK-C-TRK-1 | MH-DC-002-RACK-E-ODF-6 | 19
LNK-00538 | Z | MH-DC-002-AGG-R03 | MH-DC-002-PC-00182 | MH-DC-002-RACK-A-PP-F3 | 22 | MH-DC-002-RACK-A-TRK-1 | MH-DC-002-RACK-E-ODF-6 | 20
LNK-00540 | A | MH-DC-002-CSR-039 | MH-DC-002-PC-00183 | MH-DC-002-RACK-C-PP-F1 | 20 | MH-DC-002-RACK-C-TRK-2 | MH-DC-002-RACK-E-ODF-6 | 21
LNK-00540 | Z | MH-DC-002-AGG-R02 | MH-DC-002-PC-00184 | MH-DC-002-RACK-A-PP-F3 | 23 | MH-DC-002-RACK-A-TRK-2 | MH-DC-002-RACK-E-ODF-6 | 22
LNK-00542 | A | MH-DC-002-CSR-040 | MH-DC-002-PC-00185 | MH-DC-002-RACK-C-PP-F1 | 21 | MH-DC-002-RACK-C-TRK-1 | MH-DC-002-RACK-E-ODF-6 | 23
LNK-00542 | Z | MH-DC-002-AGG-R04 | MH-DC-002-PC-00186 | MH-DC-002-RACK-A-PP-F3 | 24 | MH-DC-002-RACK-A-TRK-2 | MH-DC-002-RACK-E-ODF-6 | 24
LNK-00544 | A | MH-DC-002-CSR-041 | MH-DC-002-PC-00187 | MH-DC-002-RACK-C-PP-F1 | 22 | MH-DC-002-RACK-C-TRK-1 | MH-DC-002-RACK-E-ODF-7 | 1
LNK-00544 | Z | MH-DC-002-AGG-R05 | MH-DC-002-PC-00188 | MH-DC-002-RACK-A-PP-F4 | 1 | MH-DC-002-RACK-A-TRK-1 | MH-DC-002-RACK-E-ODF-7 | 2
LNK-00546 | A | MH-DC-002-CSR-042 | MH-DC-002-PC-00189 | MH-DC-002-RACK-C-PP-F1 | 23 | MH-DC-002-RACK-C-TRK-1 | MH-DC-002-RACK-E-ODF-7 | 3
LNK-00546 | Z | MH-DC-002-AGG-R06 | MH-DC-002-PC-00190 | MH-DC-002-RACK-A-PP-F4 | 2 | MH-DC-002-RACK-A-TRK-2 | MH-DC-002-RACK-E-ODF-7 | 4
LNK-00548 | A | MH-DC-002-CSR-043 | MH-DC-002-PC-00191 | MH-DC-002-RACK-C-PP-F1 | 24 | MH-DC-002-RACK-C-TRK-1 | MH-DC-002-RACK-E-ODF-7 | 5
LNK-00548 | Z | MH-DC-002-AGG-R01 | MH-DC-002-PC-00192 | MH-DC-002-RACK-A-PP-F4 | 3 | MH-DC-002-RACK-A-TRK-2 | MH-DC-002-RACK-E-ODF-7 | 6
LNK-00550 | A | MH-DC-002-TOR-001 | MH-DC-002-PC-00193 | MH-DC-002-RACK-C-PP-F2 | 1 | MH-DC-002-RACK-C-TRK-1 | MH-DC-002-RACK-E-ODF-7 | 7
LNK-00550 | Z | MH-DC-002-ACC-01 | MH-DC-002-PC-00194 | MH-DC-002-RACK-A-PP-F4 | 4 | MH-DC-002-RACK-A-TRK-1 | MH-DC-002-RACK-E-ODF-7 | 8
LNK-00551 | A | MH-DC-002-TOR-001 | MH-DC-002-PC-00195 | MH-DC-002-RACK-C-PP-F2 | 2 | MH-DC-002-RACK-C-TRK-2 | MH-DC-002-RACK-E-ODF-7 | 9
LNK-00551 | Z | MH-DC-002-ACC-02 | MH-DC-002-PC-00196 | MH-DC-002-RACK-B-PP-F3 | 4 | MH-DC-002-RACK-B-TRK-1 | MH-DC-002-RACK-E-ODF-7 | 10
LNK-00552 | A | MH-DC-002-TOR-002 | MH-DC-002-PC-00197 | MH-DC-002-RACK-C-PP-F2 | 3 | MH-DC-002-RACK-C-TRK-1 | MH-DC-002-RACK-E-ODF-7 | 11
LNK-00552 | Z | MH-DC-002-ACC-02 | MH-DC-002-PC-00198 | MH-DC-002-RACK-B-PP-F3 | 5 | MH-DC-002-RACK-B-TRK-2 | MH-DC-002-RACK-E-ODF-7 | 12
LNK-00553 | A | MH-DC-002-TOR-002 | MH-DC-002-PC-00199 | MH-DC-002-RACK-C-PP-F2 | 4 | MH-DC-002-RACK-C-TRK-2 | MH-DC-002-RACK-E-ODF-7 | 13
LNK-00553 | Z | MH-DC-002-ACC-03 | MH-DC-002-PC-00200 | MH-DC-002-RACK-B-PP-F3 | 6 | MH-DC-002-RACK-B-TRK-1 | MH-DC-002-RACK-E-ODF-7 | 14
LNK-00554 | A | MH-DC-002-TOR-003 | MH-DC-002-PC-00201 | MH-DC-002-RACK-C-PP-F2 | 5 | MH-DC-002-RACK-C-TRK-1 | MH-DC-002-RACK-E-ODF-7 | 15
LNK-00554 | Z | MH-DC-002-ACC-03 | MH-DC-002-PC-00202 | MH-DC-002-RACK-B-PP-F3 | 7 | MH-DC-002-RACK-B-TRK-2 | MH-DC-002-RACK-E-ODF-7 | 16
LNK-00555 | A | MH-DC-002-TOR-003 | MH-DC-002-PC-00203 | MH-DC-002-RACK-C-PP-F2 | 6 | MH-DC-002-RACK-C-TRK-2 | MH-DC-002-RACK-E-ODF-7 | 17
LNK-00555 | Z | MH-DC-002-ACC-04 | MH-DC-002-PC-00204 | MH-DC-002-RACK-B-PP-F3 | 8 | MH-DC-002-RACK-B-TRK-1 | MH-DC-002-RACK-E-ODF-7 | 18
LNK-00556 | A | MH-DC-002-TOR-004 | MH-DC-002-PC-00205 | MH-DC-002-RACK-C-PP-F2 | 7 | MH-DC-002-RACK-C-TRK-1 | MH-DC-002-RACK-E-ODF-7 | 19
LNK-00556 | Z | MH-DC-002-ACC-04 | MH-DC-002-PC-00206 | MH-DC-002-RACK-B-PP-F3 | 9 | MH-DC-002-RACK-B-TRK-2 | MH-DC-002-RACK-E-ODF-7 | 20
LNK-00557 | A | MH-DC-002-TOR-004 | MH-DC-002-PC-00207 | MH-DC-002-RACK-C-PP-F2 | 8 | MH-DC-002-RACK-C-TRK-2 | MH-DC-002-RACK-E-ODF-7 | 21
LNK-00557 | Z | MH-DC-002-ACC-05 | MH-DC-002-PC-00208 | MH-DC-002-RACK-B-PP-F3 | 10 | MH-DC-002-RACK-B-TRK-1 | MH-DC-002-RACK-E-ODF-7 | 22
LNK-00558 | A | MH-DC-002-TOR-005 | MH-DC-002-PC-00209 | MH-DC-002-RACK-C-PP-F2 | 9 | MH-DC-002-RACK-C-TRK-1 | MH-DC-002-RACK-E-ODF-7 | 23
LNK-00558 | Z | MH-DC-002-ACC-05 | MH-DC-002-PC-00210 | MH-DC-002-RACK-B-PP-F3 | 11 | MH-DC-002-RACK-B-TRK-2 | MH-DC-002-RACK-E-ODF-7 | 24
LNK-00559 | A | MH-DC-002-TOR-005 | MH-DC-002-PC-00211 | MH-DC-002-RACK-C-PP-F2 | 10 | MH-DC-002-RACK-C-TRK-2 | MH-DC-002-RACK-E-ODF-8 | 1
LNK-00559 | Z | MH-DC-002-ACC-06 | MH-DC-002-PC-00212 | MH-DC-002-RACK-B-PP-F3 | 12 | MH-DC-002-RACK-B-TRK-1 | MH-DC-002-RACK-E-ODF-8 | 2
LNK-00560 | A | MH-DC-002-TOR-006 | MH-DC-002-PC-00213 | MH-DC-002-RACK-C-PP-F2 | 11 | MH-DC-002-RACK-C-TRK-1 | MH-DC-002-RACK-E-ODF-8 | 3
LNK-00560 | Z | MH-DC-002-ACC-06 | MH-DC-002-PC-00214 | MH-DC-002-RACK-B-PP-F3 | 13 | MH-DC-002-RACK-B-TRK-2 | MH-DC-002-RACK-E-ODF-8 | 4
LNK-00561 | A | MH-DC-002-TOR-006 | MH-DC-002-PC-00215 | MH-DC-002-RACK-C-PP-F2 | 12 | MH-DC-002-RACK-C-TRK-2 | MH-DC-002-RACK-E-ODF-8 | 5
LNK-00561 | Z | MH-DC-002-ACC-07 | MH-DC-002-PC-00216 | MH-DC-002-RACK-B-PP-F3 | 14 | MH-DC-002-RACK-B-TRK-1 | MH-DC-002-RACK-E-ODF-8 | 6
LNK-00562 | A | MH-DC-002-TOR-007 | MH-DC-002-PC-00217 | MH-DC-002-RACK-C-PP-F2 | 13 | MH-DC-002-RACK-C-TRK-1 | MH-DC-002-RACK-E-ODF-8 | 7
LNK-00562 | Z | MH-DC-002-ACC-07 | MH-DC-002-PC-00218 | MH-DC-002-RACK-B-PP-F3 | 15 | MH-DC-002-RACK-B-TRK-2 | MH-DC-002-RACK-E-ODF-8 | 8
LNK-00563 | A | MH-DC-002-TOR-007 | MH-DC-002-PC-00219 | MH-DC-002-RACK-C-PP-F2 | 14 | MH-DC-002-RACK-C-TRK-2 | MH-DC-002-RACK-E-ODF-8 | 9
LNK-00563 | Z | MH-DC-002-ACC-01 | MH-DC-002-PC-00220 | MH-DC-002-RACK-A-PP-F4 | 5 | MH-DC-002-RACK-A-TRK-2 | MH-DC-002-RACK-E-ODF-8 | 10
LNK-00564 | A | MH-DC-002-TOR-008 | MH-DC-002-PC-00221 | MH-DC-002-RACK-C-PP-F2 | 15 | MH-DC-002-RACK-C-TRK-1 | MH-DC-002-RACK-E-ODF-8 | 11
LNK-00564 | Z | MH-DC-002-ACC-01 | MH-DC-002-PC-00222 | MH-DC-002-RACK-A-PP-F4 | 6 | MH-DC-002-RACK-A-TRK-1 | MH-DC-002-RACK-E-ODF-8 | 12
LNK-00565 | A | MH-DC-002-TOR-008 | MH-DC-002-PC-00223 | MH-DC-002-RACK-C-PP-F2 | 16 | MH-DC-002-RACK-C-TRK-2 | MH-DC-002-RACK-E-ODF-8 | 13
LNK-00565 | Z | MH-DC-002-ACC-02 | MH-DC-002-PC-00224 | MH-DC-002-RACK-B-PP-F3 | 16 | MH-DC-002-RACK-B-TRK-1 | MH-DC-002-RACK-E-ODF-8 | 14
LNK-00566 | A | MH-DC-002-TOR-009 | MH-DC-002-PC-00225 | MH-DC-002-RACK-C-PP-F2 | 17 | MH-DC-002-RACK-C-TRK-1 | MH-DC-002-RACK-E-ODF-8 | 15
LNK-00566 | Z | MH-DC-002-ACC-02 | MH-DC-002-PC-00226 | MH-DC-002-RACK-B-PP-F3 | 17 | MH-DC-002-RACK-B-TRK-2 | MH-DC-002-RACK-E-ODF-8 | 16
LNK-00567 | A | MH-DC-002-TOR-009 | MH-DC-002-PC-00227 | MH-DC-002-RACK-C-PP-F2 | 18 | MH-DC-002-RACK-C-TRK-2 | MH-DC-002-RACK-E-ODF-8 | 17
LNK-00567 | Z | MH-DC-002-ACC-03 | MH-DC-002-PC-00228 | MH-DC-002-RACK-B-PP-F3 | 18 | MH-DC-002-RACK-B-TRK-1 | MH-DC-002-RACK-E-ODF-8 | 18
LNK-00568 | A | MH-DC-002-TOR-010 | MH-DC-002-PC-00229 | MH-DC-002-RACK-C-PP-F2 | 19 | MH-DC-002-RACK-C-TRK-1 | MH-DC-002-RACK-E-ODF-8 | 19
LNK-00568 | Z | MH-DC-002-ACC-03 | MH-DC-002-PC-00230 | MH-DC-002-RACK-B-PP-F3 | 19 | MH-DC-002-RACK-B-TRK-2 | MH-DC-002-RACK-E-ODF-8 | 20
LNK-00569 | A | MH-DC-002-TOR-010 | MH-DC-002-PC-00231 | MH-DC-002-RACK-C-PP-F2 | 20 | MH-DC-002-RACK-C-TRK-2 | MH-DC-002-RACK-E-ODF-8 | 21
LNK-00569 | Z | MH-DC-002-ACC-04 | MH-DC-002-PC-00232 | MH-DC-002-RACK-B-PP-F3 | 20 | MH-DC-002-RACK-B-TRK-1 | MH-DC-002-RACK-E-ODF-8 | 22
LNK-00570 | A | MH-DC-002-TOR-011 | MH-DC-002-PC-00233 | MH-DC-002-RACK-C-PP-F2 | 21 | MH-DC-002-RACK-C-TRK-1 | MH-DC-002-RACK-E-ODF-8 | 23
LNK-00570 | Z | MH-DC-002-ACC-04 | MH-DC-002-PC-00234 | MH-DC-002-RACK-B-PP-F3 | 21 | MH-DC-002-RACK-B-TRK-2 | MH-DC-002-RACK-E-ODF-8 | 24
LNK-00571 | A | MH-DC-002-TOR-011 | MH-DC-002-PC-00235 | MH-DC-002-RACK-C-PP-F2 | 22 | MH-DC-002-RACK-C-TRK-2 | MH-DC-002-RACK-E-ODF-9 | 1
LNK-00571 | Z | MH-DC-002-ACC-05 | MH-DC-002-PC-00236 | MH-DC-002-RACK-B-PP-F3 | 22 | MH-DC-002-RACK-B-TRK-1 | MH-DC-002-RACK-E-ODF-9 | 2
LNK-00572 | A | MH-DC-002-TOR-012 | MH-DC-002-PC-00237 | MH-DC-002-RACK-C-PP-F2 | 23 | MH-DC-002-RACK-C-TRK-1 | MH-DC-002-RACK-E-ODF-9 | 3
LNK-00572 | Z | MH-DC-002-ACC-05 | MH-DC-002-PC-00238 | MH-DC-002-RACK-B-PP-F3 | 23 | MH-DC-002-RACK-B-TRK-2 | MH-DC-002-RACK-E-ODF-9 | 4
LNK-00573 | A | MH-DC-002-TOR-012 | MH-DC-002-PC-00239 | MH-DC-002-RACK-C-PP-F2 | 24 | MH-DC-002-RACK-C-TRK-2 | MH-DC-002-RACK-E-ODF-9 | 5
LNK-00573 | Z | MH-DC-002-ACC-06 | MH-DC-002-PC-00240 | MH-DC-002-RACK-B-PP-F3 | 24 | MH-DC-002-RACK-B-TRK-1 | MH-DC-002-RACK-E-ODF-9 | 6
LNK-00574 | A | MH-DC-002-TOR-013 | MH-DC-002-PC-00241 | MH-DC-002-RACK-C-PP-F3 | 1 | MH-DC-002-RACK-C-TRK-1 | MH-DC-002-RACK-E-ODF-9 | 7
LNK-00574 | Z | MH-DC-002-ACC-06 | MH-DC-002-PC-00242 | MH-DC-002-RACK-B-PP-F4 | 1 | MH-DC-002-RACK-B-TRK-2 | MH-DC-002-RACK-E-ODF-9 | 8
LNK-00575 | A | MH-DC-002-TOR-013 | MH-DC-002-PC-00243 | MH-DC-002-RACK-C-PP-F3 | 2 | MH-DC-002-RACK-C-TRK-2 | MH-DC-002-RACK-E-ODF-9 | 9
LNK-00575 | Z | MH-DC-002-ACC-07 | MH-DC-002-PC-00244 | MH-DC-002-RACK-B-PP-F4 | 2 | MH-DC-002-RACK-B-TRK-1 | MH-DC-002-RACK-E-ODF-9 | 10
LNK-00576 | A | MH-DC-002-TOR-014 | MH-DC-002-PC-00245 | MH-DC-002-RACK-C-PP-F3 | 3 | MH-DC-002-RACK-C-TRK-1 | MH-DC-002-RACK-E-ODF-9 | 11
LNK-00576 | Z | MH-DC-002-ACC-07 | MH-DC-002-PC-00246 | MH-DC-002-RACK-B-PP-F4 | 3 | MH-DC-002-RACK-B-TRK-2 | MH-DC-002-RACK-E-ODF-9 | 12
LNK-00577 | A | MH-DC-002-TOR-014 | MH-DC-002-PC-00247 | MH-DC-002-RACK-C-PP-F3 | 4 | MH-DC-002-RACK-C-TRK-2 | MH-DC-002-RACK-E-ODF-9 | 13
LNK-00577 | Z | MH-DC-002-ACC-01 | MH-DC-002-PC-00248 | MH-DC-002-RACK-A-PP-F4 | 7 | MH-DC-002-RACK-A-TRK-2 | MH-DC-002-RACK-E-ODF-9 | 14
LNK-00578 | A | MH-DC-002-TOR-015 | MH-DC-002-PC-00249 | MH-DC-002-RACK-C-PP-F3 | 5 | MH-DC-002-RACK-C-TRK-1 | MH-DC-002-RACK-E-ODF-9 | 15
LNK-00578 | Z | MH-DC-002-ACC-01 | MH-DC-002-PC-00250 | MH-DC-002-RACK-A-PP-F4 | 8 | MH-DC-002-RACK-A-TRK-1 | MH-DC-002-RACK-E-ODF-9 | 16
LNK-00579 | A | MH-DC-002-TOR-015 | MH-DC-002-PC-00251 | MH-DC-002-RACK-C-PP-F3 | 6 | MH-DC-002-RACK-C-TRK-2 | MH-DC-002-RACK-E-ODF-9 | 17
LNK-00579 | Z | MH-DC-002-ACC-02 | MH-DC-002-PC-00252 | MH-DC-002-RACK-B-PP-F4 | 4 | MH-DC-002-RACK-B-TRK-1 | MH-DC-002-RACK-E-ODF-9 | 18
LNK-00580 | A | MH-DC-002-TOR-016 | MH-DC-002-PC-00253 | MH-DC-002-RACK-C-PP-F3 | 7 | MH-DC-002-RACK-C-TRK-1 | MH-DC-002-RACK-E-ODF-9 | 19
LNK-00580 | Z | MH-DC-002-ACC-02 | MH-DC-002-PC-00254 | MH-DC-002-RACK-B-PP-F4 | 5 | MH-DC-002-RACK-B-TRK-2 | MH-DC-002-RACK-E-ODF-9 | 20
LNK-00581 | A | MH-DC-002-TOR-016 | MH-DC-002-PC-00255 | MH-DC-002-RACK-C-PP-F3 | 8 | MH-DC-002-RACK-C-TRK-2 | MH-DC-002-RACK-E-ODF-9 | 21
LNK-00581 | Z | MH-DC-002-ACC-03 | MH-DC-002-PC-00256 | MH-DC-002-RACK-B-PP-F4 | 6 | MH-DC-002-RACK-B-TRK-1 | MH-DC-002-RACK-E-ODF-9 | 22
LNK-00582 | A | MH-DC-002-TOR-017 | MH-DC-002-PC-00257 | MH-DC-002-RACK-C-PP-F3 | 9 | MH-DC-002-RACK-C-TRK-1 | MH-DC-002-RACK-E-ODF-9 | 23
LNK-00582 | Z | MH-DC-002-ACC-03 | MH-DC-002-PC-00258 | MH-DC-002-RACK-B-PP-F4 | 7 | MH-DC-002-RACK-B-TRK-2 | MH-DC-002-RACK-E-ODF-9 | 24
LNK-00583 | A | MH-DC-002-TOR-017 | MH-DC-002-PC-00259 | MH-DC-002-RACK-C-PP-F3 | 10 | MH-DC-002-RACK-C-TRK-2 | MH-DC-002-RACK-E-ODF-10 | 1
LNK-00583 | Z | MH-DC-002-ACC-04 | MH-DC-002-PC-00260 | MH-DC-002-RACK-B-PP-F4 | 8 | MH-DC-002-RACK-B-TRK-1 | MH-DC-002-RACK-E-ODF-10 | 2
LNK-00584 | A | MH-DC-002-TOR-018 | MH-DC-002-PC-00261 | MH-DC-002-RACK-C-PP-F3 | 11 | MH-DC-002-RACK-C-TRK-1 | MH-DC-002-RACK-E-ODF-10 | 3
LNK-00584 | Z | MH-DC-002-ACC-04 | MH-DC-002-PC-00262 | MH-DC-002-RACK-B-PP-F4 | 9 | MH-DC-002-RACK-B-TRK-2 | MH-DC-002-RACK-E-ODF-10 | 4
LNK-00585 | A | MH-DC-002-TOR-018 | MH-DC-002-PC-00263 | MH-DC-002-RACK-C-PP-F3 | 12 | MH-DC-002-RACK-C-TRK-2 | MH-DC-002-RACK-E-ODF-10 | 5
LNK-00585 | Z | MH-DC-002-ACC-05 | MH-DC-002-PC-00264 | MH-DC-002-RACK-B-PP-F4 | 10 | MH-DC-002-RACK-B-TRK-1 | MH-DC-002-RACK-E-ODF-10 | 6
LNK-00586 | A | MH-DC-002-TOR-019 | MH-DC-002-PC-00265 | MH-DC-002-RACK-D-PP-F1 | 1 | MH-DC-002-RACK-D-TRK-1 | MH-DC-002-RACK-E-ODF-10 | 7
LNK-00586 | Z | MH-DC-002-ACC-05 | MH-DC-002-PC-00266 | MH-DC-002-RACK-B-PP-F4 | 11 | MH-DC-002-RACK-B-TRK-2 | MH-DC-002-RACK-E-ODF-10 | 8
LNK-00587 | A | MH-DC-002-TOR-019 | MH-DC-002-PC-00267 | MH-DC-002-RACK-D-PP-F1 | 2 | MH-DC-002-RACK-D-TRK-2 | MH-DC-002-RACK-E-ODF-10 | 9
LNK-00587 | Z | MH-DC-002-ACC-06 | MH-DC-002-PC-00268 | MH-DC-002-RACK-B-PP-F4 | 12 | MH-DC-002-RACK-B-TRK-1 | MH-DC-002-RACK-E-ODF-10 | 10
LNK-00588 | A | MH-DC-002-TOR-020 | MH-DC-002-PC-00269 | MH-DC-002-RACK-D-PP-F1 | 3 | MH-DC-002-RACK-D-TRK-1 | MH-DC-002-RACK-E-ODF-10 | 11
LNK-00588 | Z | MH-DC-002-ACC-06 | MH-DC-002-PC-00270 | MH-DC-002-RACK-B-PP-F4 | 13 | MH-DC-002-RACK-B-TRK-2 | MH-DC-002-RACK-E-ODF-10 | 12
LNK-00589 | A | MH-DC-002-TOR-020 | MH-DC-002-PC-00271 | MH-DC-002-RACK-D-PP-F1 | 4 | MH-DC-002-RACK-D-TRK-2 | MH-DC-002-RACK-E-ODF-10 | 13
LNK-00589 | Z | MH-DC-002-ACC-07 | MH-DC-002-PC-00272 | MH-DC-002-RACK-B-PP-F4 | 14 | MH-DC-002-RACK-B-TRK-1 | MH-DC-002-RACK-E-ODF-10 | 14
LNK-00590 | A | MH-DC-002-TOR-021 | MH-DC-002-PC-00273 | MH-DC-002-RACK-D-PP-F1 | 5 | MH-DC-002-RACK-D-TRK-1 | MH-DC-002-RACK-E-ODF-10 | 15
LNK-00590 | Z | MH-DC-002-ACC-07 | MH-DC-002-PC-00274 | MH-DC-002-RACK-B-PP-F4 | 15 | MH-DC-002-RACK-B-TRK-2 | MH-DC-002-RACK-E-ODF-10 | 16
LNK-00591 | A | MH-DC-002-TOR-021 | MH-DC-002-PC-00275 | MH-DC-002-RACK-D-PP-F1 | 6 | MH-DC-002-RACK-D-TRK-2 | MH-DC-002-RACK-E-ODF-10 | 17
LNK-00591 | Z | MH-DC-002-ACC-01 | MH-DC-002-PC-00276 | MH-DC-002-RACK-A-PP-F4 | 9 | MH-DC-002-RACK-A-TRK-2 | MH-DC-002-RACK-E-ODF-10 | 18
LNK-00592 | A | MH-DC-002-TOR-022 | MH-DC-002-PC-00277 | MH-DC-002-RACK-D-PP-F1 | 7 | MH-DC-002-RACK-D-TRK-1 | MH-DC-002-RACK-E-ODF-10 | 19
LNK-00592 | Z | MH-DC-002-ACC-01 | MH-DC-002-PC-00278 | MH-DC-002-RACK-A-PP-F4 | 10 | MH-DC-002-RACK-A-TRK-1 | MH-DC-002-RACK-E-ODF-10 | 20
LNK-00593 | A | MH-DC-002-TOR-022 | MH-DC-002-PC-00279 | MH-DC-002-RACK-D-PP-F1 | 8 | MH-DC-002-RACK-D-TRK-2 | MH-DC-002-RACK-E-ODF-10 | 21
LNK-00593 | Z | MH-DC-002-ACC-02 | MH-DC-002-PC-00280 | MH-DC-002-RACK-B-PP-F4 | 16 | MH-DC-002-RACK-B-TRK-1 | MH-DC-002-RACK-E-ODF-10 | 22
LNK-00594 | A | MH-DC-002-TOR-023 | MH-DC-002-PC-00281 | MH-DC-002-RACK-D-PP-F1 | 9 | MH-DC-002-RACK-D-TRK-1 | MH-DC-002-RACK-E-ODF-10 | 23
LNK-00594 | Z | MH-DC-002-ACC-02 | MH-DC-002-PC-00282 | MH-DC-002-RACK-B-PP-F4 | 17 | MH-DC-002-RACK-B-TRK-2 | MH-DC-002-RACK-E-ODF-10 | 24
LNK-00595 | A | MH-DC-002-TOR-023 | MH-DC-002-PC-00283 | MH-DC-002-RACK-D-PP-F1 | 10 | MH-DC-002-RACK-D-TRK-2 | MH-DC-002-RACK-E-ODF-11 | 1
LNK-00595 | Z | MH-DC-002-ACC-03 | MH-DC-002-PC-00284 | MH-DC-002-RACK-B-PP-F4 | 18 | MH-DC-002-RACK-B-TRK-1 | MH-DC-002-RACK-E-ODF-11 | 2
LNK-00596 | A | MH-DC-002-TOR-024 | MH-DC-002-PC-00285 | MH-DC-002-RACK-D-PP-F1 | 11 | MH-DC-002-RACK-D-TRK-1 | MH-DC-002-RACK-E-ODF-11 | 3
LNK-00596 | Z | MH-DC-002-ACC-03 | MH-DC-002-PC-00286 | MH-DC-002-RACK-B-PP-F4 | 19 | MH-DC-002-RACK-B-TRK-2 | MH-DC-002-RACK-E-ODF-11 | 4
LNK-00597 | A | MH-DC-002-TOR-024 | MH-DC-002-PC-00287 | MH-DC-002-RACK-D-PP-F1 | 12 | MH-DC-002-RACK-D-TRK-2 | MH-DC-002-RACK-E-ODF-11 | 5
LNK-00597 | Z | MH-DC-002-ACC-04 | MH-DC-002-PC-00288 | MH-DC-002-RACK-B-PP-F4 | 20 | MH-DC-002-RACK-B-TRK-1 | MH-DC-002-RACK-E-ODF-11 | 6
LNK-00598 | A | MH-DC-002-TOR-025 | MH-DC-002-PC-00289 | MH-DC-002-RACK-D-PP-F1 | 13 | MH-DC-002-RACK-D-TRK-1 | MH-DC-002-RACK-E-ODF-11 | 7
LNK-00598 | Z | MH-DC-002-ACC-04 | MH-DC-002-PC-00290 | MH-DC-002-RACK-B-PP-F4 | 21 | MH-DC-002-RACK-B-TRK-2 | MH-DC-002-RACK-E-ODF-11 | 8
LNK-00599 | A | MH-DC-002-TOR-025 | MH-DC-002-PC-00291 | MH-DC-002-RACK-D-PP-F1 | 14 | MH-DC-002-RACK-D-TRK-2 | MH-DC-002-RACK-E-ODF-11 | 9
LNK-00599 | Z | MH-DC-002-ACC-05 | MH-DC-002-PC-00292 | MH-DC-002-RACK-B-PP-F4 | 22 | MH-DC-002-RACK-B-TRK-1 | MH-DC-002-RACK-E-ODF-11 | 10
LNK-00600 | A | MH-DC-002-TOR-026 | MH-DC-002-PC-00293 | MH-DC-002-RACK-D-PP-F1 | 15 | MH-DC-002-RACK-D-TRK-1 | MH-DC-002-RACK-E-ODF-11 | 11
LNK-00600 | Z | MH-DC-002-ACC-05 | MH-DC-002-PC-00294 | MH-DC-002-RACK-B-PP-F4 | 23 | MH-DC-002-RACK-B-TRK-2 | MH-DC-002-RACK-E-ODF-11 | 12
LNK-00601 | A | MH-DC-002-TOR-026 | MH-DC-002-PC-00295 | MH-DC-002-RACK-D-PP-F1 | 16 | MH-DC-002-RACK-D-TRK-2 | MH-DC-002-RACK-E-ODF-11 | 13
LNK-00601 | Z | MH-DC-002-ACC-06 | MH-DC-002-PC-00296 | MH-DC-002-RACK-B-PP-F4 | 24 | MH-DC-002-RACK-B-TRK-1 | MH-DC-002-RACK-E-ODF-11 | 14
LNK-00602 | A | MH-DC-002-TOR-027 | MH-DC-002-PC-00297 | MH-DC-002-RACK-D-PP-F1 | 17 | MH-DC-002-RACK-D-TRK-1 | MH-DC-002-RACK-E-ODF-11 | 15
LNK-00602 | Z | MH-DC-002-ACC-06 | MH-DC-002-PC-00298 | MH-DC-002-RACK-B-PP-F5 | 1 | MH-DC-002-RACK-B-TRK-2 | MH-DC-002-RACK-E-ODF-11 | 16
LNK-00603 | A | MH-DC-002-TOR-027 | MH-DC-002-PC-00299 | MH-DC-002-RACK-D-PP-F1 | 18 | MH-DC-002-RACK-D-TRK-2 | MH-DC-002-RACK-E-ODF-11 | 17
LNK-00603 | Z | MH-DC-002-ACC-07 | MH-DC-002-PC-00300 | MH-DC-002-RACK-B-PP-F5 | 2 | MH-DC-002-RACK-B-TRK-1 | MH-DC-002-RACK-E-ODF-11 | 18
LNK-00604 | A | MH-DC-002-TOR-028 | MH-DC-002-PC-00301 | MH-DC-002-RACK-D-PP-F1 | 19 | MH-DC-002-RACK-D-TRK-1 | MH-DC-002-RACK-E-ODF-11 | 19
LNK-00604 | Z | MH-DC-002-ACC-07 | MH-DC-002-PC-00302 | MH-DC-002-RACK-B-PP-F5 | 3 | MH-DC-002-RACK-B-TRK-2 | MH-DC-002-RACK-E-ODF-11 | 20
LNK-00605 | A | MH-DC-002-TOR-028 | MH-DC-002-PC-00303 | MH-DC-002-RACK-D-PP-F1 | 20 | MH-DC-002-RACK-D-TRK-2 | MH-DC-002-RACK-E-ODF-11 | 21
LNK-00605 | Z | MH-DC-002-ACC-01 | MH-DC-002-PC-00304 | MH-DC-002-RACK-A-PP-F4 | 11 | MH-DC-002-RACK-A-TRK-2 | MH-DC-002-RACK-E-ODF-11 | 22
LNK-00606 | A | MH-DC-002-TOR-029 | MH-DC-002-PC-00305 | MH-DC-002-RACK-D-PP-F1 | 21 | MH-DC-002-RACK-D-TRK-1 | MH-DC-002-RACK-E-ODF-11 | 23
LNK-00606 | Z | MH-DC-002-ACC-01 | MH-DC-002-PC-00306 | MH-DC-002-RACK-A-PP-F4 | 12 | MH-DC-002-RACK-A-TRK-1 | MH-DC-002-RACK-E-ODF-11 | 24
LNK-00607 | A | MH-DC-002-TOR-029 | MH-DC-002-PC-00307 | MH-DC-002-RACK-D-PP-F1 | 22 | MH-DC-002-RACK-D-TRK-2 | MH-DC-002-RACK-E-ODF-12 | 1
LNK-00607 | Z | MH-DC-002-ACC-02 | MH-DC-002-PC-00308 | MH-DC-002-RACK-B-PP-F5 | 4 | MH-DC-002-RACK-B-TRK-1 | MH-DC-002-RACK-E-ODF-12 | 2
LNK-07759 | A | MH-DC-002-NMS-01 | MH-DC-002-PC-00329 | MH-DC-002-RACK-F-PP-F1 | 1 | MH-DC-002-RACK-F-TRK-1 | MH-DC-002-RACK-E-ODF-12 | 23
LNK-07759 | Z | MH-DC-002-TOR-001 | MH-DC-002-PC-00330 | MH-DC-002-RACK-C-PP-F3 | 13 | MH-DC-002-RACK-C-TRK-1 | MH-DC-002-RACK-E-ODF-12 | 24
LNK-07760 | A | MH-DC-002-NMS-01 | MH-DC-002-PC-00331 | MH-DC-002-RACK-F-PP-F1 | 2 | MH-DC-002-RACK-F-TRK-2 | MH-DC-002-RACK-E-ODF-13 | 1
LNK-07760 | Z | MH-DC-002-TOR-002 | MH-DC-002-PC-00332 | MH-DC-002-RACK-C-PP-F3 | 14 | MH-DC-002-RACK-C-TRK-1 | MH-DC-002-RACK-E-ODF-13 | 2
LNK-07761 | A | MH-DC-002-NMS-02 | MH-DC-002-PC-00333 | MH-DC-002-RACK-F-PP-F1 | 3 | MH-DC-002-RACK-F-TRK-1 | MH-DC-002-RACK-E-ODF-13 | 3
LNK-07761 | Z | MH-DC-002-TOR-001 | MH-DC-002-PC-00334 | MH-DC-002-RACK-C-PP-F3 | 15 | MH-DC-002-RACK-C-TRK-2 | MH-DC-002-RACK-E-ODF-13 | 4
LNK-07762 | A | MH-DC-002-NMS-02 | MH-DC-002-PC-00335 | MH-DC-002-RACK-F-PP-F1 | 4 | MH-DC-002-RACK-F-TRK-2 | MH-DC-002-RACK-E-ODF-13 | 5
LNK-07762 | Z | MH-DC-002-TOR-002 | MH-DC-002-PC-00336 | MH-DC-002-RACK-C-PP-F3 | 16 | MH-DC-002-RACK-C-TRK-2 | MH-DC-002-RACK-E-ODF-13 | 6
LNK-07763 | A | MH-DC-002-AAA-01 | MH-DC-002-PC-00337 | MH-DC-002-RACK-F-PP-F1 | 5 | MH-DC-002-RACK-F-TRK-1 | MH-DC-002-RACK-E-ODF-13 | 7
LNK-07763 | Z | MH-DC-002-TOR-001 | MH-DC-002-PC-00338 | MH-DC-002-RACK-C-PP-F3 | 17 | MH-DC-002-RACK-C-TRK-1 | MH-DC-002-RACK-E-ODF-13 | 8
LNK-07764 | A | MH-DC-002-AAA-01 | MH-DC-002-PC-00339 | MH-DC-002-RACK-F-PP-F1 | 6 | MH-DC-002-RACK-F-TRK-2 | MH-DC-002-RACK-E-ODF-13 | 9
LNK-07764 | Z | MH-DC-002-TOR-002 | MH-DC-002-PC-00340 | MH-DC-002-RACK-C-PP-F3 | 18 | MH-DC-002-RACK-C-TRK-1 | MH-DC-002-RACK-E-ODF-13 | 10
LNK-07765 | A | MH-DC-002-AAA-02 | MH-DC-002-PC-00341 | MH-DC-002-RACK-F-PP-F1 | 7 | MH-DC-002-RACK-F-TRK-1 | MH-DC-002-RACK-E-ODF-13 | 11
LNK-07765 | Z | MH-DC-002-TOR-001 | MH-DC-002-PC-00342 | MH-DC-002-RACK-C-PP-F3 | 19 | MH-DC-002-RACK-C-TRK-2 | MH-DC-002-RACK-E-ODF-13 | 12
LNK-07766 | A | MH-DC-002-AAA-02 | MH-DC-002-PC-00343 | MH-DC-002-RACK-F-PP-F1 | 8 | MH-DC-002-RACK-F-TRK-2 | MH-DC-002-RACK-E-ODF-13 | 13
LNK-07766 | Z | MH-DC-002-TOR-002 | MH-DC-002-PC-00344 | MH-DC-002-RACK-C-PP-F3 | 20 | MH-DC-002-RACK-C-TRK-2 | MH-DC-002-RACK-E-ODF-13 | 14
LNK-07767 | A | MH-DC-002-DNS-01 | MH-DC-002-PC-00345 | MH-DC-002-RACK-F-PP-F1 | 9 | MH-DC-002-RACK-F-TRK-1 | MH-DC-002-RACK-E-ODF-13 | 15
LNK-07767 | Z | MH-DC-002-TOR-001 | MH-DC-002-PC-00346 | MH-DC-002-RACK-C-PP-F3 | 21 | MH-DC-002-RACK-C-TRK-1 | MH-DC-002-RACK-E-ODF-13 | 16
LNK-07768 | A | MH-DC-002-DNS-01 | MH-DC-002-PC-00347 | MH-DC-002-RACK-F-PP-F1 | 10 | MH-DC-002-RACK-F-TRK-2 | MH-DC-002-RACK-E-ODF-13 | 17
LNK-07768 | Z | MH-DC-002-TOR-002 | MH-DC-002-PC-00348 | MH-DC-002-RACK-C-PP-F3 | 22 | MH-DC-002-RACK-C-TRK-1 | MH-DC-002-RACK-E-ODF-13 | 18
LNK-07769 | A | MH-DC-002-DNS-02 | MH-DC-002-PC-00349 | MH-DC-002-RACK-F-PP-F1 | 11 | MH-DC-002-RACK-F-TRK-1 | MH-DC-002-RACK-E-ODF-13 | 19
LNK-07769 | Z | MH-DC-002-TOR-001 | MH-DC-002-PC-00350 | MH-DC-002-RACK-C-PP-F3 | 23 | MH-DC-002-RACK-C-TRK-2 | MH-DC-002-RACK-E-ODF-13 | 20
LNK-07770 | A | MH-DC-002-DNS-02 | MH-DC-002-PC-00351 | MH-DC-002-RACK-F-PP-F1 | 12 | MH-DC-002-RACK-F-TRK-2 | MH-DC-002-RACK-E-ODF-13 | 21
LNK-07770 | Z | MH-DC-002-TOR-002 | MH-DC-002-PC-00352 | MH-DC-002-RACK-C-PP-F3 | 24 | MH-DC-002-RACK-C-TRK-2 | MH-DC-002-RACK-E-ODF-13 | 22
LNK-07771 | A | MH-DC-002-JMP-01 | MH-DC-002-PC-00353 | MH-DC-002-RACK-F-PP-F1 | 13 | MH-DC-002-RACK-F-TRK-1 | MH-DC-002-RACK-E-ODF-13 | 23
LNK-07771 | Z | MH-DC-002-TOR-001 | MH-DC-002-PC-00354 | MH-DC-002-RACK-C-PP-F4 | 1 | MH-DC-002-RACK-C-TRK-1 | MH-DC-002-RACK-E-ODF-13 | 24
LNK-07772 | A | MH-DC-002-JMP-01 | MH-DC-002-PC-00355 | MH-DC-002-RACK-F-PP-F1 | 14 | MH-DC-002-RACK-F-TRK-2 | MH-DC-002-RACK-E-ODF-14 | 1
LNK-07772 | Z | MH-DC-002-TOR-002 | MH-DC-002-PC-00356 | MH-DC-002-RACK-C-PP-F4 | 2 | MH-DC-002-RACK-C-TRK-1 | MH-DC-002-RACK-E-ODF-14 | 2
LNK-07773 | A | MH-DC-002-BKP-01 | MH-DC-002-PC-00357 | MH-DC-002-RACK-F-PP-F1 | 15 | MH-DC-002-RACK-F-TRK-1 | MH-DC-002-RACK-E-ODF-14 | 3
LNK-07773 | Z | MH-DC-002-TOR-003 | MH-DC-002-PC-00358 | MH-DC-002-RACK-C-PP-F4 | 3 | MH-DC-002-RACK-C-TRK-1 | MH-DC-002-RACK-E-ODF-14 | 4
LNK-07774 | A | MH-DC-002-BKP-01 | MH-DC-002-PC-00359 | MH-DC-002-RACK-F-PP-F1 | 16 | MH-DC-002-RACK-F-TRK-2 | MH-DC-002-RACK-E-ODF-14 | 5
LNK-07774 | Z | MH-DC-002-TOR-004 | MH-DC-002-PC-00360 | MH-DC-002-RACK-C-PP-F4 | 4 | MH-DC-002-RACK-C-TRK-1 | MH-DC-002-RACK-E-ODF-14 | 6
LNK-07775 | A | MH-DC-002-OSS-01 | MH-DC-002-PC-00361 | MH-DC-002-RACK-F-PP-F1 | 17 | MH-DC-002-RACK-F-TRK-1 | MH-DC-002-RACK-E-ODF-14 | 7
LNK-07775 | Z | MH-DC-002-TOR-003 | MH-DC-002-PC-00362 | MH-DC-002-RACK-C-PP-F4 | 5 | MH-DC-002-RACK-C-TRK-2 | MH-DC-002-RACK-E-ODF-14 | 8
LNK-07776 | A | MH-DC-002-OSS-01 | MH-DC-002-PC-00363 | MH-DC-002-RACK-F-PP-F1 | 18 | MH-DC-002-RACK-F-TRK-2 | MH-DC-002-RACK-E-ODF-14 | 9
LNK-07776 | Z | MH-DC-002-TOR-004 | MH-DC-002-PC-00364 | MH-DC-002-RACK-C-PP-F4 | 6 | MH-DC-002-RACK-C-TRK-2 | MH-DC-002-RACK-E-ODF-14 | 10
LNK-07777 | A | MH-DC-002-OSS-02 | MH-DC-002-PC-00365 | MH-DC-002-RACK-F-PP-F1 | 19 | MH-DC-002-RACK-F-TRK-1 | MH-DC-002-RACK-E-ODF-14 | 11
LNK-07777 | Z | MH-DC-002-TOR-003 | MH-DC-002-PC-00366 | MH-DC-002-RACK-C-PP-F4 | 7 | MH-DC-002-RACK-C-TRK-1 | MH-DC-002-RACK-E-ODF-14 | 12
LNK-07778 | A | MH-DC-002-OSS-02 | MH-DC-002-PC-00367 | MH-DC-002-RACK-F-PP-F1 | 20 | MH-DC-002-RACK-F-TRK-2 | MH-DC-002-RACK-E-ODF-14 | 13
LNK-07778 | Z | MH-DC-002-TOR-004 | MH-DC-002-PC-00368 | MH-DC-002-RACK-C-PP-F4 | 8 | MH-DC-002-RACK-C-TRK-1 | MH-DC-002-RACK-E-ODF-14 | 14
LNK-07779 | A | MH-DC-002-IMS-01 | MH-DC-002-PC-00369 | MH-DC-002-RACK-F-PP-F1 | 21 | MH-DC-002-RACK-F-TRK-1 | MH-DC-002-RACK-E-ODF-14 | 15
LNK-07779 | Z | MH-DC-002-TOR-003 | MH-DC-002-PC-00370 | MH-DC-002-RACK-C-PP-F4 | 9 | MH-DC-002-RACK-C-TRK-2 | MH-DC-002-RACK-E-ODF-14 | 16
LNK-07780 | A | MH-DC-002-IMS-01 | MH-DC-002-PC-00371 | MH-DC-002-RACK-F-PP-F1 | 22 | MH-DC-002-RACK-F-TRK-2 | MH-DC-002-RACK-E-ODF-14 | 17
LNK-07780 | Z | MH-DC-002-TOR-004 | MH-DC-002-PC-00372 | MH-DC-002-RACK-C-PP-F4 | 10 | MH-DC-002-RACK-C-TRK-2 | MH-DC-002-RACK-E-ODF-14 | 18
LNK-07781 | A | MH-DC-002-IMS-02 | MH-DC-002-PC-00373 | MH-DC-002-RACK-F-PP-F1 | 23 | MH-DC-002-RACK-F-TRK-1 | MH-DC-002-RACK-E-ODF-14 | 19
LNK-07781 | Z | MH-DC-002-TOR-003 | MH-DC-002-PC-00374 | MH-DC-002-RACK-C-PP-F4 | 11 | MH-DC-002-RACK-C-TRK-1 | MH-DC-002-RACK-E-ODF-14 | 20
LNK-07782 | A | MH-DC-002-IMS-02 | MH-DC-002-PC-00375 | MH-DC-002-RACK-F-PP-F1 | 24 | MH-DC-002-RACK-F-TRK-2 | MH-DC-002-RACK-E-ODF-14 | 21
LNK-07782 | Z | MH-DC-002-TOR-004 | MH-DC-002-PC-00376 | MH-DC-002-RACK-C-PP-F4 | 12 | MH-DC-002-RACK-C-TRK-1 | MH-DC-002-RACK-E-ODF-14 | 22
LNK-07783 | A | MH-DC-002-NFVI-CP-01 | MH-DC-002-PC-00377 | MH-DC-002-RACK-F-PP-F2 | 1 | MH-DC-002-RACK-F-TRK-1 | MH-DC-002-RACK-E-ODF-14 | 23
LNK-07783 | Z | MH-DC-002-TOR-003 | MH-DC-002-PC-00378 | MH-DC-002-RACK-C-PP-F4 | 13 | MH-DC-002-RACK-C-TRK-2 | MH-DC-002-RACK-E-ODF-14 | 24
LNK-07784 | A | MH-DC-002-NFVI-CP-01 | MH-DC-002-PC-00379 | MH-DC-002-RACK-F-PP-F2 | 2 | MH-DC-002-RACK-F-TRK-2 | MH-DC-002-RACK-E-ODF-15 | 1
LNK-07784 | Z | MH-DC-002-TOR-004 | MH-DC-002-PC-00380 | MH-DC-002-RACK-C-PP-F4 | 14 | MH-DC-002-RACK-C-TRK-2 | MH-DC-002-RACK-E-ODF-15 | 2
LNK-07785 | A | MH-DC-002-NFVI-CP-02 | MH-DC-002-PC-00381 | MH-DC-002-RACK-F-PP-F2 | 3 | MH-DC-002-RACK-F-TRK-1 | MH-DC-002-RACK-E-ODF-15 | 3
LNK-07785 | Z | MH-DC-002-TOR-003 | MH-DC-002-PC-00382 | MH-DC-002-RACK-C-PP-F4 | 15 | MH-DC-002-RACK-C-TRK-1 | MH-DC-002-RACK-E-ODF-15 | 4
LNK-07786 | A | MH-DC-002-NFVI-CP-02 | MH-DC-002-PC-00383 | MH-DC-002-RACK-F-PP-F2 | 4 | MH-DC-002-RACK-F-TRK-2 | MH-DC-002-RACK-E-ODF-15 | 5
LNK-07786 | Z | MH-DC-002-TOR-004 | MH-DC-002-PC-00384 | MH-DC-002-RACK-C-PP-F4 | 16 | MH-DC-002-RACK-C-TRK-1 | MH-DC-002-RACK-E-ODF-15 | 6
LNK-07787 | A | MH-DC-002-NFVI-CP-03 | MH-DC-002-PC-00385 | MH-DC-002-RACK-F-PP-F2 | 5 | MH-DC-002-RACK-F-TRK-1 | MH-DC-002-RACK-E-ODF-15 | 7
LNK-07787 | Z | MH-DC-002-TOR-005 | MH-DC-002-PC-00386 | MH-DC-002-RACK-C-PP-F4 | 17 | MH-DC-002-RACK-C-TRK-1 | MH-DC-002-RACK-E-ODF-15 | 8
LNK-07788 | A | MH-DC-002-NFVI-CP-03 | MH-DC-002-PC-00387 | MH-DC-002-RACK-F-PP-F2 | 6 | MH-DC-002-RACK-F-TRK-2 | MH-DC-002-RACK-E-ODF-15 | 9
LNK-07788 | Z | MH-DC-002-TOR-006 | MH-DC-002-PC-00388 | MH-DC-002-RACK-C-PP-F4 | 18 | MH-DC-002-RACK-C-TRK-1 | MH-DC-002-RACK-E-ODF-15 | 10
LNK-07789 | A | MH-DC-002-NFVI-CP-04 | MH-DC-002-PC-00389 | MH-DC-002-RACK-F-PP-F2 | 7 | MH-DC-002-RACK-F-TRK-1 | MH-DC-002-RACK-E-ODF-15 | 11
LNK-07789 | Z | MH-DC-002-TOR-005 | MH-DC-002-PC-00390 | MH-DC-002-RACK-C-PP-F4 | 19 | MH-DC-002-RACK-C-TRK-2 | MH-DC-002-RACK-E-ODF-15 | 12
LNK-07790 | A | MH-DC-002-NFVI-CP-04 | MH-DC-002-PC-00391 | MH-DC-002-RACK-F-PP-F2 | 8 | MH-DC-002-RACK-F-TRK-2 | MH-DC-002-RACK-E-ODF-15 | 13
LNK-07790 | Z | MH-DC-002-TOR-006 | MH-DC-002-PC-00392 | MH-DC-002-RACK-C-PP-F4 | 20 | MH-DC-002-RACK-C-TRK-2 | MH-DC-002-RACK-E-ODF-15 | 14
LNK-07791 | A | MH-DC-002-NFVI-UP-01 | MH-DC-002-PC-00393 | MH-DC-002-RACK-F-PP-F2 | 9 | MH-DC-002-RACK-F-TRK-1 | MH-DC-002-RACK-E-ODF-15 | 15
LNK-07791 | Z | MH-DC-002-TOR-005 | MH-DC-002-PC-00394 | MH-DC-002-RACK-C-PP-F4 | 21 | MH-DC-002-RACK-C-TRK-1 | MH-DC-002-RACK-E-ODF-15 | 16
LNK-07792 | A | MH-DC-002-NFVI-UP-01 | MH-DC-002-PC-00395 | MH-DC-002-RACK-F-PP-F2 | 10 | MH-DC-002-RACK-F-TRK-2 | MH-DC-002-RACK-E-ODF-15 | 17
LNK-07792 | Z | MH-DC-002-TOR-006 | MH-DC-002-PC-00396 | MH-DC-002-RACK-C-PP-F4 | 22 | MH-DC-002-RACK-C-TRK-1 | MH-DC-002-RACK-E-ODF-15 | 18
LNK-07793 | A | MH-DC-002-NFVI-UP-02 | MH-DC-002-PC-00397 | MH-DC-002-RACK-G-PP-F1 | 1 | MH-DC-002-RACK-G-TRK-1 | MH-DC-002-RACK-E-ODF-15 | 19
LNK-07793 | Z | MH-DC-002-TOR-005 | MH-DC-002-PC-00398 | MH-DC-002-RACK-C-PP-F4 | 23 | MH-DC-002-RACK-C-TRK-2 | MH-DC-002-RACK-E-ODF-15 | 20
LNK-07794 | A | MH-DC-002-NFVI-UP-02 | MH-DC-002-PC-00399 | MH-DC-002-RACK-G-PP-F1 | 2 | MH-DC-002-RACK-G-TRK-2 | MH-DC-002-RACK-E-ODF-15 | 21
LNK-07794 | Z | MH-DC-002-TOR-006 | MH-DC-002-PC-00400 | MH-DC-002-RACK-C-PP-F4 | 24 | MH-DC-002-RACK-C-TRK-2 | MH-DC-002-RACK-E-ODF-15 | 22
LNK-07795 | A | MH-DC-002-NFVI-UP-03 | MH-DC-002-PC-00401 | MH-DC-002-RACK-G-PP-F1 | 3 | MH-DC-002-RACK-G-TRK-1 | MH-DC-002-RACK-E-ODF-15 | 23
LNK-07795 | Z | MH-DC-002-TOR-005 | MH-DC-002-PC-00402 | MH-DC-002-RACK-C-PP-F5 | 1 | MH-DC-002-RACK-C-TRK-1 | MH-DC-002-RACK-E-ODF-15 | 24
LNK-07796 | A | MH-DC-002-NFVI-UP-03 | MH-DC-002-PC-00403 | MH-DC-002-RACK-G-PP-F1 | 4 | MH-DC-002-RACK-G-TRK-2 | MH-DC-002-RACK-E-ODF-16 | 1
LNK-07796 | Z | MH-DC-002-TOR-006 | MH-DC-002-PC-00404 | MH-DC-002-RACK-C-PP-F5 | 2 | MH-DC-002-RACK-C-TRK-1 | MH-DC-002-RACK-E-ODF-16 | 2
LNK-07797 | A | MH-DC-002-NFVI-UP-04 | MH-DC-002-PC-00405 | MH-DC-002-RACK-G-PP-F1 | 5 | MH-DC-002-RACK-G-TRK-1 | MH-DC-002-RACK-E-ODF-16 | 3
LNK-07797 | Z | MH-DC-002-TOR-005 | MH-DC-002-PC-00406 | MH-DC-002-RACK-C-PP-F5 | 3 | MH-DC-002-RACK-C-TRK-2 | MH-DC-002-RACK-E-ODF-16 | 4
LNK-07798 | A | MH-DC-002-NFVI-UP-04 | MH-DC-002-PC-00407 | MH-DC-002-RACK-G-PP-F1 | 6 | MH-DC-002-RACK-G-TRK-2 | MH-DC-002-RACK-E-ODF-16 | 5
LNK-07798 | Z | MH-DC-002-TOR-006 | MH-DC-002-PC-00408 | MH-DC-002-RACK-C-PP-F5 | 4 | MH-DC-002-RACK-C-TRK-2 | MH-DC-002-RACK-E-ODF-16 | 6
LNK-07799 | A | MH-DC-002-NFVI-UP-05 | MH-DC-002-PC-00409 | MH-DC-002-RACK-G-PP-F1 | 7 | MH-DC-002-RACK-G-TRK-1 | MH-DC-002-RACK-E-ODF-16 | 7
LNK-07799 | Z | MH-DC-002-TOR-005 | MH-DC-002-PC-00410 | MH-DC-002-RACK-C-PP-F5 | 5 | MH-DC-002-RACK-C-TRK-1 | MH-DC-002-RACK-E-ODF-16 | 8
LNK-07800 | A | MH-DC-002-NFVI-UP-05 | MH-DC-002-PC-00411 | MH-DC-002-RACK-G-PP-F1 | 8 | MH-DC-002-RACK-G-TRK-2 | MH-DC-002-RACK-E-ODF-16 | 9
LNK-07800 | Z | MH-DC-002-TOR-006 | MH-DC-002-PC-00412 | MH-DC-002-RACK-C-PP-F5 | 6 | MH-DC-002-RACK-C-TRK-1 | MH-DC-002-RACK-E-ODF-16 | 10
LNK-07801 | A | MH-DC-002-NFVI-UP-06 | MH-DC-002-PC-00413 | MH-DC-002-RACK-G-PP-F1 | 9 | MH-DC-002-RACK-G-TRK-1 | MH-DC-002-RACK-E-ODF-16 | 11
LNK-07801 | Z | MH-DC-002-TOR-005 | MH-DC-002-PC-00414 | MH-DC-002-RACK-C-PP-F5 | 7 | MH-DC-002-RACK-C-TRK-2 | MH-DC-002-RACK-E-ODF-16 | 12
LNK-07802 | A | MH-DC-002-NFVI-UP-06 | MH-DC-002-PC-00415 | MH-DC-002-RACK-G-PP-F1 | 10 | MH-DC-002-RACK-G-TRK-2 | MH-DC-002-RACK-E-ODF-16 | 13
LNK-07802 | Z | MH-DC-002-TOR-006 | MH-DC-002-PC-00416 | MH-DC-002-RACK-C-PP-F5 | 8 | MH-DC-002-RACK-C-TRK-2 | MH-DC-002-RACK-E-ODF-16 | 14
LNK-07803 | A | MH-DC-002-NFVI-UP-07 | MH-DC-002-PC-00417 | MH-DC-002-RACK-G-PP-F1 | 11 | MH-DC-002-RACK-G-TRK-1 | MH-DC-002-RACK-E-ODF-16 | 15
LNK-07803 | Z | MH-DC-002-TOR-007 | MH-DC-002-PC-00418 | MH-DC-002-RACK-C-PP-F5 | 9 | MH-DC-002-RACK-C-TRK-1 | MH-DC-002-RACK-E-ODF-16 | 16
LNK-07804 | A | MH-DC-002-NFVI-UP-07 | MH-DC-002-PC-00419 | MH-DC-002-RACK-G-PP-F1 | 12 | MH-DC-002-RACK-G-TRK-2 | MH-DC-002-RACK-E-ODF-16 | 17
LNK-07804 | Z | MH-DC-002-TOR-008 | MH-DC-002-PC-00420 | MH-DC-002-RACK-C-PP-F5 | 10 | MH-DC-002-RACK-C-TRK-1 | MH-DC-002-RACK-E-ODF-16 | 18
LNK-07805 | A | MH-DC-002-VRAN-CU-01 | MH-DC-002-PC-00421 | MH-DC-002-RACK-G-PP-F1 | 13 | MH-DC-002-RACK-G-TRK-1 | MH-DC-002-RACK-E-ODF-16 | 19
LNK-07805 | Z | MH-DC-002-TOR-007 | MH-DC-002-PC-00422 | MH-DC-002-RACK-C-PP-F5 | 11 | MH-DC-002-RACK-C-TRK-2 | MH-DC-002-RACK-E-ODF-16 | 20
LNK-07806 | A | MH-DC-002-VRAN-CU-01 | MH-DC-002-PC-00423 | MH-DC-002-RACK-G-PP-F1 | 14 | MH-DC-002-RACK-G-TRK-2 | MH-DC-002-RACK-E-ODF-16 | 21
LNK-07806 | Z | MH-DC-002-TOR-008 | MH-DC-002-PC-00424 | MH-DC-002-RACK-C-PP-F5 | 12 | MH-DC-002-RACK-C-TRK-2 | MH-DC-002-RACK-E-ODF-16 | 22
LNK-07807 | A | MH-DC-002-VRAN-CU-02 | MH-DC-002-PC-00425 | MH-DC-002-RACK-G-PP-F1 | 15 | MH-DC-002-RACK-G-TRK-1 | MH-DC-002-RACK-E-ODF-16 | 23
LNK-07807 | Z | MH-DC-002-TOR-007 | MH-DC-002-PC-00426 | MH-DC-002-RACK-C-PP-F5 | 13 | MH-DC-002-RACK-C-TRK-1 | MH-DC-002-RACK-E-ODF-16 | 24
LNK-07808 | A | MH-DC-002-VRAN-CU-02 | MH-DC-002-PC-00427 | MH-DC-002-RACK-G-PP-F1 | 16 | MH-DC-002-RACK-G-TRK-2 | MH-DC-002-RACK-E-ODF-17 | 1
LNK-07808 | Z | MH-DC-002-TOR-008 | MH-DC-002-PC-00428 | MH-DC-002-RACK-C-PP-F5 | 14 | MH-DC-002-RACK-C-TRK-1 | MH-DC-002-RACK-E-ODF-17 | 2
LNK-07809 | A | MH-DC-002-VRAN-CU-03 | MH-DC-002-PC-00429 | MH-DC-002-RACK-G-PP-F1 | 17 | MH-DC-002-RACK-G-TRK-1 | MH-DC-002-RACK-E-ODF-17 | 3
LNK-07809 | Z | MH-DC-002-TOR-007 | MH-DC-002-PC-00430 | MH-DC-002-RACK-C-PP-F5 | 15 | MH-DC-002-RACK-C-TRK-2 | MH-DC-002-RACK-E-ODF-17 | 4
LNK-07810 | A | MH-DC-002-VRAN-CU-03 | MH-DC-002-PC-00431 | MH-DC-002-RACK-G-PP-F1 | 18 | MH-DC-002-RACK-G-TRK-2 | MH-DC-002-RACK-E-ODF-17 | 5
LNK-07810 | Z | MH-DC-002-TOR-008 | MH-DC-002-PC-00432 | MH-DC-002-RACK-C-PP-F5 | 16 | MH-DC-002-RACK-C-TRK-2 | MH-DC-002-RACK-E-ODF-17 | 6
Note on A1: Required: yes Type: ref (from Links) System field: CablePath.linkId
Note on B1: A = the a_device of the link, Z = the z_device. Required: yes Type: list (from link_end) System field: (A / Z end)
Note on C1: Required: yes Type: ref (from Devices) System field: CableHop (port)
Note on D1: Label on the patch cord or DAC / AOC cable. Required: no Type: text System field: CableHop (cord)
Note on E1: Required when the cable leaves the cabinet: the cabinet's patch panel. Required: in some cases Type: ref (from Patch_Panels) System field: CableHop (panel)
Note on F1: Required: in some cases Type: integer System field: CableHop (panel)
Note on G1: Trunk from that panel to the ODF. Required: in some cases Type: ref (from Trunk_Cables) System field: CableHop (trunk)
Note on H1: ODF panel where the trunk lands; the cross-connect jumper is patched here. Required: in some cases Type: ref (from Patch_Panels) System field: CableHop (panel)
Note on I1: Required: in some cases Type: integer System field: CableHop (panel)
Note on J1: Backhaul only: core of the outside-plant cable on the ODF. Required: in some cases Type: integer System field: CableHop (osp)

## Cooling_Coverage
rack_id * | primary_unit_id * | cdu_id
MH-DC-001-RACK-A | MH-DC-001-CRAH-11
MH-DC-001-RACK-B | MH-DC-001-CRAH-11
MH-DC-001-RACK-C | MH-DC-001-CRAH-15
MH-DC-001-RACK-D | MH-DC-001-CRAH-12
MH-DC-001-RACK-E | MH-DC-001-CRAH-16
MH-DC-001-RACK-F | MH-DC-001-CRAH-13
MH-DC-001-RACK-G | MH-DC-001-CRAH-13
MH-DC-001-RACK-J | MH-DC-001-CRAH-13
MH-DC-001-RACK-K | MH-DC-001-CRAH-17
MH-DC-001-RACK-L | MH-DC-001-CRAH-17
MH-DC-001-RACK-M | MH-DC-001-CRAH-17
MH-DC-001-RACK-H | MH-DC-001-CRAH-14
MH-DC-001-RACK-I | MH-DC-001-CRAH-18
MH-DC-002-RACK-A | MH-DC-002-CRAH-11
MH-DC-002-RACK-B | MH-DC-002-CRAH-11
MH-DC-002-RACK-C | MH-DC-002-CRAH-13
MH-DC-002-RACK-D | MH-DC-002-CRAH-12
MH-DC-002-RACK-E | MH-DC-002-CRAH-12
MH-DC-002-RACK-F | MH-DC-002-CRAH-14
MH-DC-002-RACK-G | MH-DC-002-CRAH-14
Note on A1: Required: yes Type: ref (from Racks) System field: RackCooling.rackId
Note on B1: The CRAH / CRAC this rack depends on first. Required: yes Type: ref (from Cooling_Units) System field: RackCooling.primaryId
Note on C1: Liquid-cooled racks. Required: in some cases Type: ref (from CDUs) System field: RackCooling.cduId

## GPU_Clusters
cluster_id * | site_id * | room_id * | name * | scheduler * | fabric * | gpu_model * | cooling * | node_count (calc)
Note on A1: Required: yes Type: text System field: GpuCluster.id
Note on B1: Required: yes Type: ref (from Sites) System field: GpuCluster.dcId
Note on C1: Required: yes Type: ref (from Rooms) System field: GpuCluster.room
Note on D1: Required: yes Type: text System field: GpuCluster.name
Note on E1: Required: yes Type: list (from scheduler) System field: GpuCluster.scheduler
Note on F1: For example "InfiniBand NDR 400G, rail-optimised". Required: yes Type: text System field: GpuCluster.fabric
Note on G1: One model per cluster. Required: yes Type: list (from gpu_model) System field: GpuCluster.model
Note on H1: Required: yes Type: list (from air_liquid) System field: GpuCluster.cooling
Note on I1: Calculated from GPU_Nodes. Required: calculated Type: formula System field: GpuCluster.nodes

## GPU_Nodes
device_id * | cluster_id * | gpu_model * | gpu_vendor * | gpu_count * | server_model * | cooling * | driver | firmware
Note on A1: Required: yes Type: ref (from Devices) System field: GpuNode.neId
Note on B1: Required: yes Type: ref (from GPU_Clusters) System field: GpuNode.clusterId
Note on C1: Must match the cluster. Required: yes Type: list (from gpu_model) System field: GpuNode.model
Note on D1: Required: yes Type: list (from gpu_vendor) System field: GpuNode.vendor
Note on E1: Usually 8. Required: yes Type: integer System field: GpuNode.gpus.length
Note on F1: Required: yes Type: text System field: GpuNode.server
Note on G1: Required: yes Type: list (from air_liquid) System field: GpuNode.cooling
Note on H1: Installed driver version. Required: no Type: text System field: GpuNode.driver
Note on I1: Required: no Type: text System field: GpuNode.firmware

## Customers
customer_id * | name * | segment * | city * | state * | plan * | premium * | account_manager | monthly_revenue (calc)
CUST-1202 | Enterprise Corp | Enterprise | Pune | Maharashtra | Premium L3VPN | Y | Neha Kapoor
CUST-9121 | Telecom Provider | Carrier | Chennai | Tamil Nadu | Enterprise L2VPN | Y | Rohan Joshi
CUST-8240 | Finance Group | BFSI | Bengaluru | Karnataka | Enterprise Leased Line | Y | Ananya Sen
CUST-7359 | Media Corporation | Media | Mumbai | Maharashtra | Business L3VPN | N | Karthik Raman
CUST-6478 | Logistics Partners | Enterprise | Hyderabad | Telangana | Premium IRV | Y | Pooja Verma
CUST-5597 | Retail Chain | Enterprise | Mumbai | Maharashtra | Premium L3VPN | Y | Neha Kapoor
CUST-4716 | Education Institute | Government | Pune | Maharashtra | Business L2VPN | N | Rohan Joshi
CUST-3835 | Health Network | Healthcare | New Delhi | Delhi NCR | Business L3VPN | Y | Ananya Sen
CUST-9992 | Cooperative Bank | BFSI | Nagpur | Maharashtra | Enterprise L2VPN | N | Neha Kapoor
CUST-9111 | Insurance Services | BFSI | Gurugram | Haryana | Premium L3VPN | Y | Rohan Joshi
CUST-8230 | Pharma Manufacturing | Enterprise | Ahmedabad | Gujarat | Business Leased Line | N | Ananya Sen
CUST-7349 | Auto Components Ltd | Enterprise | Pune | Maharashtra | Business L2VPN | N | Karthik Raman
CUST-6468 | Broadcast Network | Media | New Delhi | Delhi NCR | Premium IRV | Y | Pooja Verma
CUST-5587 | Regional ISP | Carrier | Indore | Madhya Pradesh | Wholesale IRV | N | Neha Kapoor
CUST-4706 | Cloud Exchange | Carrier | Bengaluru | Karnataka | Wholesale L2VPN | Y | Rohan Joshi
CUST-3825 | University Consortium | Government | Prayagraj | Uttar Pradesh | Education L3VPN | N | Ananya Sen
CUST-2944 | Hospital Chain | Healthcare | Chennai | Tamil Nadu | Business L3VPN | N | Karthik Raman
CUST-2063 | Payments Gateway | BFSI | Mumbai | Maharashtra | Premium Leased Line | Y | Pooja Verma
CUST-9101 | Textile Exports | Enterprise | Surat | Gujarat | Business IRV | N | Rohan Joshi
CUST-8220 | Smart City Mission | Government | Indore | Madhya Pradesh | Government L2VPN | N | Ananya Sen
CUST-7339 | Stock Broking House | BFSI | Mumbai | Maharashtra | Premium L3VPN | Y | Karthik Raman
CUST-6458 | Gaming Studio | Media | Hyderabad | Telangana | Business IRV | N | Pooja Verma
CUST-5577 | Agri Commodities | Enterprise | Jaipur | Rajasthan | Business L2VPN | N | Neha Kapoor
CUST-4696 | Diagnostics Labs | Healthcare | Kochi | Kerala | Business Leased Line | N | Rohan Joshi
CUST-3815 | Steel Works | Enterprise | Jamshedpur | Jharkhand | Enterprise Leased Line | N | Ananya Sen
CUST-2934 | Mobile Operator | Carrier | Kolkata | West Bengal | Wholesale L2VPN | Y | Karthik Raman
CUST-2053 | E-commerce Marketplace | Enterprise | Bengaluru | Karnataka | Premium IRV | Y | Pooja Verma
CUST-9091 | Hotel Group | Enterprise | Jaipur | Rajasthan | Business L3VPN | N | Rohan Joshi
CUST-8210 | Newspaper Group | Media | Patna | Bihar | Business IRV | N | Ananya Sen
CUST-7329 | Microfinance Bank | BFSI | Kolkata | West Bengal | Business L2VPN | N | Karthik Raman
CUST-6448 | Airport Operator | Enterprise | New Delhi | Delhi NCR | Premium Leased Line | Y | Pooja Verma
CUST-5567 | Research Institute | Government | Bengaluru | Karnataka | Education L3VPN | N | Neha Kapoor
Note on A1: Required: yes Type: text System field: Customer.id
Note on B1: Required: yes Type: text System field: Customer.name
Note on C1: For example BFSI, Media, AI / ML, Healthcare. Required: yes Type: text System field: Customer.segment
Note on D1: Billing city. Required: yes Type: text System field: Customer.city
Note on E1: Required: yes Type: text System field: Customer.state
Note on F1: Contract or plan name. Required: yes Type: text System field: Customer.plan
Note on G1: Y = premium SLA (counted on the Command center). Required: yes Type: list (from yes_no) System field: Customer.premium
Note on H1: Required: no Type: text System field: Customer.accountManager
Note on I1: Calculated: the sum of this customer's Services. Don't type it. Required: calculated Type: formula System field: Customer.revenueMonthly

## Services
service_id * | customer_id * | type * | site_id * | device_id | if_name | rack_ids | gpu_node_ids | qty * | unit * | bandwidth_mbps | sla_target_pct * | monthly_revenue * | critical * | start_date
SVC-L3-1807 | CUST-1202 | L3VPN | MH-DC-001 | MH-DC-001-PE-T4-01 | ge-0/2/0 |  |  | 1000 | Mbps | 1000 | 99.99 | 468000 | Y
SVC-L2-1230 | CUST-9121 | L2VPN | MH-DC-001 | MH-DC-001-PE-T4-01 | ge-0/2/1 |  |  | 500 | Mbps | 500 | 99.9 | 336000 | Y
SVC-LL-1551 | CUST-8240 | Leased Line | MH-DC-001 | MH-DC-001-PE-T4-01 | ge-0/2/2 |  |  | 200 | Mbps | 200 | 99.9 | 134400 | Y
SVC-L3-1873 | CUST-7359 | L3VPN | MH-DC-001 | MH-DC-001-PE-T4-01 | ge-0/2/3 |  |  | 1000 | Mbps | 1000 | 99.5 | 468000 | N
SVC-IR-1295 | CUST-6478 | IRV | MH-DC-001 | MH-DC-001-PE-T4-01 | ge-0/2/4 |  |  | 2000 | Mbps | 2000 | 99.9 | 504000 | Y
SVC-L3-1617 | CUST-5597 | L3VPN | MH-DC-001 | MH-DC-001-PE-T4-01 | ge-0/2/5 |  |  | 500 | Mbps | 500 | 99.99 | 416000 | Y
SVC-L2-1938 | CUST-4716 | L2VPN | MH-DC-001 | MH-DC-001-PE-T4-01 | ge-0/2/6 |  |  | 1000 | Mbps | 1000 | 99.5 | 378000 | N
SVC-L3-1361 | CUST-3835 | L3VPN | MH-DC-001 | MH-DC-001-PE-T4-01 | ge-0/2/7 |  |  | 10000 | Mbps | 10000 | 99.99 | 4680000 | Y
SVC-LL-1402 | CUST-9992 | Leased Line | MH-DC-001 | MH-DC-001-PE-T4-01 | ge-0/2/8 |  |  | 200 | Mbps | 200 | 99.5 | 134400 | N
SVC-LL-1418 | CUST-7349 | Leased Line | MH-DC-001 | MH-DC-001-PE-T4-01 | ge-0/2/9 |  |  | 100 | Mbps | 100 | 99.5 | 67200 | N
SVC-LL-1446 | CUST-2063 | Leased Line | MH-DC-001 | MH-DC-001-PE-T4-01 | ge-0/2/10 |  |  | 500 | Mbps | 500 | 99.9 | 336000 | Y
SVC-L2-1477 | CUST-7339 | L2VPN | MH-DC-001 | MH-DC-001-PE-T4-01 | ge-0/2/11 |  |  | 1000 | Mbps | 1000 | 99.9 | 378000 | Y
SVC-L2-1490 | CUST-8230 | L2VPN | MH-DC-001 | MH-DC-001-PE-T4-01 | ge-0/2/12 |  |  | 500 | Mbps | 500 | 99.5 | 336000 | N
SVC-OT-1503 | CUST-9111 | Other | MH-DC-001 | MH-DC-001-PE-T4-01 | ge-0/2/13 |  |  | 200 | Mbps | 200 | 99.9 | 134400 | Y
SVC-OT-1519 | CUST-5597 | Other | MH-DC-001 | MH-DC-001-PE-T4-01 | ge-0/2/14 |  |  | 100 | Mbps | 100 | 99.9 | 67200 | Y
SVC-IR-1100 | CUST-2934 | IRV | MH-DC-001 | MH-DC-001-PE-T4-02 | ge-0/2/0 |  |  | 1000 | Mbps | 1000 | 99.9 | 252000 | Y
SVC-IR-1101 | CUST-2063 | IRV | MH-DC-001 | MH-DC-001-PE-T4-02 | ge-0/2/1 |  |  | 1000 | Mbps | 1000 | 99.9 | 252000 | Y
SVC-OT-1102 | CUST-3825 | Other | MH-DC-001 | MH-DC-001-PE-T4-02 | ge-0/2/2 |  |  | 2000 | Mbps | 2000 | 99.5 | 756000 | N
SVC-LL-1103 | CUST-8210 | Leased Line | MH-DC-001 | MH-DC-001-PE-T4-02 | ge-0/2/3 |  |  | 10000 | Mbps | 10000 | 99.5 | 3780000 | N
SVC-L3-1104 | CUST-7339 | L3VPN | MH-DC-001 | MH-DC-001-PE-T4-02 | ge-0/2/4 |  |  | 200 | Mbps | 200 | 99.99 | 166400 | Y
SVC-LL-1105 | CUST-7349 | Leased Line | MH-DC-001 | MH-DC-001-PE-T4-02 | ge-0/2/5 |  |  | 500 | Mbps | 500 | 99.5 | 336000 | N
SVC-L3-1106 | CUST-6478 | L3VPN | MH-DC-001 | MH-DC-001-PE-T4-02 | ge-0/2/6 |  |  | 10000 | Mbps | 10000 | 99.99 | 4680000 | Y
SVC-LL-1107 | CUST-5577 | Leased Line | MH-DC-001 | MH-DC-001-PE-T4-02 | ge-0/2/7 |  |  | 1000 | Mbps | 1000 | 99.5 | 378000 | N
SVC-IR-1108 | CUST-5577 | IRV | MH-DC-001 | MH-DC-001-PE-T4-02 | ge-0/2/8 |  |  | 500 | Mbps | 500 | 99.5 | 224000 | N
SVC-L3-1109 | CUST-6468 | L3VPN | MH-DC-001 | MH-DC-001-PE-T4-02 | ge-0/2/9 |  |  | 1000 | Mbps | 1000 | 99.99 | 468000 | Y
SVC-OT-1110 | CUST-2944 | Other | MH-DC-001 | MH-DC-001-PE-T4-02 | ge-0/2/10 |  |  | 10000 | Mbps | 10000 | 99.5 | 3780000 | N
SVC-L3-1111 | CUST-8210 | L3VPN | MH-DC-001 | MH-DC-001-PE-T4-02 | ge-0/2/11 |  |  | 10000 | Mbps | 10000 | 99.5 | 4680000 | N
SVC-L3-1112 | CUST-8210 | L3VPN | MH-DC-001 | MH-DC-001-PE-T4-02 | ge-0/2/12 |  |  | 500 | Mbps | 500 | 99.5 | 416000 | N
SVC-L3-1113 | CUST-8240 | L3VPN | MH-DC-001 | MH-DC-001-PE-T4-02 | ge-0/2/13 |  |  | 1000 | Mbps | 1000 | 99.99 | 468000 | Y
SVC-L3-1114 | CUST-9091 | L3VPN | MH-DC-001 | MH-DC-001-PE-T4-03 | Te0/0/0/0 |  |  | 1000 | Mbps | 1000 | 99.5 | 468000 | N
SVC-L2-1115 | CUST-4696 | L2VPN | MH-DC-001 | MH-DC-001-PE-T4-03 | Gi0/0/2/0 |  |  | 100 | Mbps | 100 | 99.5 | 67200 | N
SVC-L3-1116 | CUST-5577 | L3VPN | MH-DC-001 | MH-DC-001-PE-T4-03 | Gi0/0/2/1 |  |  | 100 | Mbps | 100 | 99.5 | 83200 | N
SVC-OT-1117 | CUST-1202 | Other | MH-DC-001 | MH-DC-001-PE-T4-03 | Gi0/0/2/2 |  |  | 1000 | Mbps | 1000 | 99.9 | 378000 | Y
SVC-L2-1118 | CUST-5567 | L2VPN | MH-DC-001 | MH-DC-001-PE-T4-03 | Gi0/0/2/3 |  |  | 1000 | Mbps | 1000 | 99.5 | 378000 | N
SVC-LL-1119 | CUST-3815 | Leased Line | MH-DC-001 | MH-DC-001-PE-T4-03 | Gi0/0/2/4 |  |  | 200 | Mbps | 200 | 99.5 | 134400 | N
SVC-IR-1120 | CUST-9101 | IRV | MH-DC-001 | MH-DC-001-PE-T4-03 | Gi0/0/2/5 |  |  | 1000 | Mbps | 1000 | 99.5 | 252000 | N
SVC-L2-1121 | CUST-5587 | L2VPN | MH-DC-001 | MH-DC-001-PE-T4-03 | Gi0/0/2/6 |  |  | 2000 | Mbps | 2000 | 99.5 | 756000 | N
SVC-L2-1122 | CUST-3825 | L2VPN | MH-DC-001 | MH-DC-001-PE-T4-03 | Gi0/0/2/7 |  |  | 200 | Mbps | 200 | 99.5 | 134400 | N
SVC-LL-1123 | CUST-6468 | Leased Line | MH-DC-001 | MH-DC-001-PE-T4-03 | Gi0/0/2/8 |  |  | 100 | Mbps | 100 | 99.9 | 67200 | Y
SVC-OT-1124 | CUST-9101 | Other | MH-DC-001 | MH-DC-001-PE-T4-03 | Gi0/0/2/9 |  |  | 200 | Mbps | 200 | 99.5 | 134400 | N
SVC-LL-1125 | CUST-3835 | Leased Line | MH-DC-001 | MH-DC-001-PE-T4-04 | Te0/0/0/0 |  |  | 200 | Mbps | 200 | 99.9 | 134400 | Y
SVC-LL-1126 | CUST-2944 | Leased Line | MH-DC-001 | MH-DC-001-PE-T4-04 | Gi0/0/2/0 |  |  | 2000 | Mbps | 2000 | 99.5 | 756000 | N
SVC-L2-1127 | CUST-4706 | L2VPN | MH-DC-001 | MH-DC-001-PE-T4-04 | Gi0/0/2/1 |  |  | 2000 | Mbps | 2000 | 99.9 | 756000 | Y
SVC-LL-1128 | CUST-4716 | Leased Line | MH-DC-001 | MH-DC-001-PE-T4-04 | Gi0/0/2/2 |  |  | 1000 | Mbps | 1000 | 99.5 | 378000 | N
SVC-OT-1129 | CUST-3835 | Other | MH-DC-001 | MH-DC-001-PE-T4-04 | Gi0/0/2/3 |  |  | 500 | Mbps | 500 | 99.9 | 336000 | Y
SVC-LL-1130 | CUST-6458 | Leased Line | MH-DC-001 | MH-DC-001-PE-T4-04 | Gi0/0/2/4 |  |  | 10000 | Mbps | 10000 | 99.5 | 3780000 | N
SVC-IR-1131 | CUST-9992 | IRV | MH-DC-001 | MH-DC-001-PE-T4-04 | Gi0/0/2/5 |  |  | 1000 | Mbps | 1000 | 99.5 | 252000 | N
SVC-L3-1132 | CUST-5587 | L3VPN | MH-DC-001 | MH-DC-001-PE-T4-04 | Gi0/0/2/6 |  |  | 2000 | Mbps | 2000 | 99.5 | 936000 | N
SVC-OT-1133 | CUST-2063 | Other | MH-DC-001 | MH-DC-001-PE-T4-04 | Gi0/0/2/7 |  |  | 10000 | Mbps | 10000 | 99.9 | 3780000 | Y
SVC-L2-1134 | CUST-4716 | L2VPN | MH-DC-001 | MH-DC-001-PE-T4-04 | Gi0/0/2/8 |  |  | 200 | Mbps | 200 | 99.5 | 134400 | N
SVC-IR-1135 | CUST-2934 | IRV | MH-DC-001 | MH-DC-001-PE-T4-04 | Gi0/0/2/9 |  |  | 1000 | Mbps | 1000 | 99.9 | 252000 | Y
SVC-IR-1136 | CUST-6478 | IRV | MH-DC-002 | MH-DC-002-PE-T4-01 | xe-0/0/9 |  |  | 500 | Mbps | 500 | 99.9 | 224000 | Y
SVC-L2-1137 | CUST-7339 | L2VPN | MH-DC-002 | MH-DC-002-PE-T4-01 | xe-0/0/10 |  |  | 1000 | Mbps | 1000 | 99.9 | 378000 | Y
SVC-IR-1138 | CUST-5567 | IRV | MH-DC-002 | MH-DC-002-PE-T4-01 | xe-0/0/11 |  |  | 200 | Mbps | 200 | 99.5 | 89600 | N
SVC-L2-1139 | CUST-6448 | L2VPN | MH-DC-002 | MH-DC-002-PE-T4-01 | ge-0/2/0 |  |  | 2000 | Mbps | 2000 | 99.9 | 756000 | Y
SVC-L2-1140 | CUST-7329 | L2VPN | MH-DC-002 | MH-DC-002-PE-T4-01 | ge-0/2/1 |  |  | 200 | Mbps | 200 | 99.5 | 134400 | N
SVC-OT-1141 | CUST-2944 | Other | MH-DC-002 | MH-DC-002-PE-T4-01 | ge-0/2/2 |  |  | 500 | Mbps | 500 | 99.5 | 336000 | N
SVC-OT-1142 | CUST-6478 | Other | MH-DC-002 | MH-DC-002-PE-T4-01 | ge-0/2/3 |  |  | 200 | Mbps | 200 | 99.9 | 134400 | Y
SVC-L3-1143 | CUST-1202 | L3VPN | MH-DC-002 | MH-DC-002-PE-T4-01 | ge-0/2/4 |  |  | 2000 | Mbps | 2000 | 99.99 | 936000 | Y
SVC-IR-1144 | CUST-4706 | IRV | MH-DC-002 | MH-DC-002-PE-T4-01 | ge-0/2/5 |  |  | 10000 | Mbps | 10000 | 99.9 | 2520000 | Y
SVC-IR-1145 | CUST-2944 | IRV | MH-DC-002 | MH-DC-002-PE-T4-01 | ge-0/2/6 |  |  | 1000 | Mbps | 1000 | 99.5 | 252000 | N
SVC-OT-1146 | CUST-3815 | Other | MH-DC-002 | MH-DC-002-PE-T4-02 | xe-0/0/10 |  |  | 2000 | Mbps | 2000 | 99.5 | 756000 | N
SVC-L2-1147 | CUST-7329 | L2VPN | MH-DC-002 | MH-DC-002-PE-T4-02 | xe-0/0/11 |  |  | 200 | Mbps | 200 | 99.5 | 134400 | N
SVC-IR-1148 | CUST-9121 | IRV | MH-DC-002 | MH-DC-002-PE-T4-02 | ge-0/2/0 |  |  | 100 | Mbps | 100 | 99.9 | 44800 | Y
SVC-IR-1149 | CUST-6478 | IRV | MH-DC-002 | MH-DC-002-PE-T4-02 | ge-0/2/1 |  |  | 500 | Mbps | 500 | 99.9 | 224000 | Y
SVC-OT-1150 | CUST-9992 | Other | MH-DC-002 | MH-DC-002-PE-T4-02 | ge-0/2/2 |  |  | 500 | Mbps | 500 | 99.5 | 336000 | N
SVC-LL-1151 | CUST-4706 | Leased Line | MH-DC-002 | MH-DC-002-PE-T4-02 | ge-0/2/3 |  |  | 100 | Mbps | 100 | 99.9 | 67200 | Y
SVC-OT-1152 | CUST-5567 | Other | MH-DC-002 | MH-DC-002-PE-T4-02 | ge-0/2/4 |  |  | 500 | Mbps | 500 | 99.5 | 336000 | N
SVC-IR-1153 | CUST-2053 | IRV | MH-DC-002 | MH-DC-002-PE-T4-02 | ge-0/2/5 |  |  | 100 | Mbps | 100 | 99.9 | 44800 | Y
SVC-L2-1154 | CUST-9101 | L2VPN | MH-DC-002 | MH-DC-002-PE-T4-02 | ge-0/2/6 |  |  | 1000 | Mbps | 1000 | 99.5 | 378000 | N
SVC-IR-1155 | CUST-4706 | IRV | MH-DC-002 | MH-DC-002-PE-T4-02 | ge-0/2/7 |  |  | 1000 | Mbps | 1000 | 99.9 | 252000 | Y
SVC-OT-1156 | CUST-9111 | Other | MH-DC-002 | MH-DC-002-PE-T4-02 | ge-0/2/8 |  |  | 2000 | Mbps | 2000 | 99.9 | 756000 | Y
SVC-OT-1157 | CUST-5577 | Other | MH-DC-002 | MH-DC-002-PE-T4-02 | ge-0/2/9 |  |  | 10000 | Mbps | 10000 | 99.5 | 3780000 | N
SVC-L3-1158 | CUST-8210 | L3VPN | MH-DC-002 | MH-DC-002-PE-T4-02 | ge-0/2/10 |  |  | 200 | Mbps | 200 | 99.5 | 166400 | N
SVC-LL-1159 | CUST-9091 | Leased Line | MH-DC-002 | MH-DC-002-PE-T4-02 | ge-0/2/11 |  |  | 500 | Mbps | 500 | 99.5 | 336000 | N
SVC-OT-1160 | CUST-9121 | Other | MH-DC-002 | MH-DC-002-PE-T4-03 | Te0/0/0/0 |  |  | 1000 | Mbps | 1000 | 99.9 | 378000 | Y
SVC-OT-1161 | CUST-9121 | Other | MH-DC-002 | MH-DC-002-PE-T4-03 | Te0/0/0/9 |  |  | 500 | Mbps | 500 | 99.9 | 336000 | Y
SVC-LL-1162 | CUST-5577 | Leased Line | MH-DC-002 | MH-DC-002-PE-T4-03 | Te0/0/0/10 |  |  | 500 | Mbps | 500 | 99.5 | 336000 | N
SVC-LL-1163 | CUST-4706 | Leased Line | MH-DC-002 | MH-DC-002-PE-T4-03 | Te0/0/0/11 |  |  | 200 | Mbps | 200 | 99.9 | 134400 | Y
SVC-LL-1164 | CUST-2053 | Leased Line | MH-DC-002 | MH-DC-002-PE-T4-03 | Gi0/0/2/0 |  |  | 1000 | Mbps | 1000 | 99.9 | 378000 | Y
SVC-L3-1165 | CUST-6478 | L3VPN | MH-DC-002 | MH-DC-002-PE-T4-03 | Gi0/0/2/1 |  |  | 100 | Mbps | 100 | 99.99 | 83200 | Y
SVC-IR-1166 | CUST-3825 | IRV | MH-DC-002 | MH-DC-002-PE-T4-03 | Gi0/0/2/2 |  |  | 500 | Mbps | 500 | 99.5 | 224000 | N
SVC-IR-1167 | CUST-6468 | IRV | MH-DC-002 | MH-DC-002-PE-T4-03 | Gi0/0/2/3 |  |  | 200 | Mbps | 200 | 99.9 | 89600 | Y
SVC-IR-1168 | CUST-5577 | IRV | MH-DC-002 | MH-DC-002-PE-T4-03 | Gi0/0/2/4 |  |  | 10000 | Mbps | 10000 | 99.5 | 2520000 | N
SVC-IR-1169 | CUST-8240 | IRV | MH-DC-002 | MH-DC-002-PE-T4-03 | Gi0/0/2/5 |  |  | 1000 | Mbps | 1000 | 99.9 | 252000 | Y
SVC-LL-1170 | CUST-5597 | Leased Line | MH-DC-002 | MH-DC-002-PE-T4-03 | Gi0/0/2/6 |  |  | 500 | Mbps | 500 | 99.9 | 336000 | Y
SVC-IR-1171 | CUST-5567 | IRV | MH-DC-002 | MH-DC-002-PE-T4-03 | Gi0/0/2/7 |  |  | 200 | Mbps | 200 | 99.5 | 89600 | N
SVC-LL-1172 | CUST-2063 | Leased Line | MH-DC-002 | MH-DC-002-PE-T4-03 | Gi0/0/2/8 |  |  | 100 | Mbps | 100 | 99.9 | 67200 | Y
SVC-IR-1173 | CUST-5567 | IRV | MH-DC-002 | MH-DC-002-PE-T4-03 | Gi0/0/2/9 |  |  | 2000 | Mbps | 2000 | 99.5 | 504000 | N
SVC-L3-1174 | CUST-5597 | L3VPN | MH-DC-002 | MH-DC-002-PE-T4-03 | Gi0/0/2/10 |  |  | 1000 | Mbps | 1000 | 99.99 | 468000 | Y
SVC-L2-1175 | CUST-4716 | L2VPN | MH-DC-002 | MH-DC-002-PE-T4-04 | Te0/0/0/0 |  |  | 1000 | Mbps | 1000 | 99.5 | 378000 | N
SVC-LL-1176 | CUST-7339 | Leased Line | MH-DC-002 | MH-DC-002-PE-T4-04 | Te0/0/0/8 |  |  | 10000 | Mbps | 10000 | 99.9 | 3780000 | Y
SVC-IR-1177 | CUST-5597 | IRV | MH-DC-002 | MH-DC-002-PE-T4-04 | Te0/0/0/9 |  |  | 2000 | Mbps | 2000 | 99.9 | 504000 | Y
SVC-L2-1178 | CUST-1202 | L2VPN | MH-DC-002 | MH-DC-002-PE-T4-04 | Te0/0/0/10 |  |  | 1000 | Mbps | 1000 | 99.9 | 378000 | Y
SVC-IR-1179 | CUST-2063 | IRV | MH-DC-002 | MH-DC-002-PE-T4-04 | Te0/0/0/11 |  |  | 100 | Mbps | 100 | 99.9 | 44800 | Y
SVC-LL-1180 | CUST-8220 | Leased Line | MH-DC-002 | MH-DC-002-PE-T4-04 | Gi0/0/2/0 |  |  | 1000 | Mbps | 1000 | 99.5 | 378000 | N
SVC-L2-1181 | CUST-4706 | L2VPN | MH-DC-002 | MH-DC-002-PE-T4-04 | Gi0/0/2/1 |  |  | 1000 | Mbps | 1000 | 99.9 | 378000 | Y
SVC-LL-1182 | CUST-5567 | Leased Line | MH-DC-002 | MH-DC-002-PE-T4-04 | Gi0/0/2/2 |  |  | 200 | Mbps | 200 | 99.5 | 134400 | N
SVC-L2-1183 | CUST-9121 | L2VPN | MH-DC-002 | MH-DC-002-PE-T4-04 | Gi0/0/2/3 |  |  | 500 | Mbps | 500 | 99.9 | 336000 | Y
SVC-IR-1184 | CUST-4716 | IRV | MH-DC-002 | MH-DC-002-PE-T4-04 | Gi0/0/2/4 |  |  | 1000 | Mbps | 1000 | 99.5 | 252000 | N
SVC-OT-1185 | CUST-6458 | Other | MH-DC-002 | MH-DC-002-PE-T4-04 | Gi0/0/2/5 |  |  | 10000 | Mbps | 10000 | 99.5 | 3780000 | N
SVC-L2-1186 | CUST-5597 | L2VPN | MH-DC-002 | MH-DC-002-PE-T4-04 | Gi0/0/2/6 |  |  | 100 | Mbps | 100 | 99.9 | 67200 | Y
SVC-LL-1187 | CUST-3815 | Leased Line | MH-DC-002 | MH-DC-002-PE-T4-04 | Gi0/0/2/7 |  |  | 10000 | Mbps | 10000 | 99.5 | 3780000 | N
Note on A1: Required: yes Type: text System field: Service.id
Note on B1: Required: yes Type: ref (from Customers) System field: Service.customerId
Note on C1: Required: yes Type: list (from service_type) System field: Service.type
Note on D1: Required: yes Type: ref (from Sites) System field: Service.dcId
Note on E1: The device the service is delivered on (port, GPU node, MMR switch…). Required: in some cases Type: ref (from Devices) System field: Service.neId
Note on F1: Hand-off port for circuits and cross-connects. Required: no Type: text System field: Service.ifName
Note on G1: Cabinet leases / power circuits: rack ids, separated by ";". Required: in some cases Type: text System field: Service path (racks)
Note on H1: GPU services: GPU node device ids, separated by ";". Required: in some cases Type: text System field: Service.path (job nodes)
Note on I1: Required: yes Type: decimal System field: Service.qty
Note on J1: Required: yes Type: list (from service_unit) System field: Service.unit
Note on K1: Circuits and cross-connects. Required: no Type: integer System field: Service.bandwidthMbps
Note on L1: For example 99.95. Required: yes Type: decimal System field: Service.slaTarget
Note on M1: Monthly charge in the site currency (₹). Required: yes Type: decimal System field: Service.revenueMonthly
Note on N1: Y = business-critical for the customer. Required: yes Type: list (from yes_no) System field: Service.critical
Note on O1: Required: no Type: date System field: (reference only)

## Collectors
collector_id * | site_id * | name * | protocol * | domain * | host_ip | covers
COL-MH-DC-001-1 | MH-DC-001 | Collector Pune A | SNMP | Network
COL-MH-DC-001-2 | MH-DC-001 | Collector Pune B | SNMP | Network
COL-MH-DC-002-1 | MH-DC-002 | Collector Pune A | SNMP | Network
COL-MH-DC-002-2 | MH-DC-002 | Collector Pune B | SNMP | Network
Note on A1: Required: yes Type: text System field: collectors[].id
Note on B1: Required: yes Type: ref (from Sites) System field: Datacenter.id
Note on C1: Required: yes Type: text System field: collectors[].name
Note on D1: Required: yes Type: list (from collector_protocol) System field: (integration)
Note on E1: Network, Facility (BMS / EPMS), Compute (BMC), GPU (DCGM). Required: yes Type: list (from collector_domain) System field: (integration)
Note on F1: Required: no Type: ip System field: (integration)
Note on G1: What it polls. Required: no Type: text System field: (integration)

## Fire_Systems
zone_id * | site_id * | room_id * | detection * | suppression * | release_mode * | last_inspection * | panel_point
MH-DC-001-FZ-01 | MH-DC-001 | MH-DC-001-F0-R1 | VESDA aspirating | Novec 1230 gas | Armed (auto) | 2026-09-04
MH-DC-001-FZ-02 | MH-DC-001 | MH-DC-001-F0-R2 | VESDA aspirating | Novec 1230 gas | Armed (auto) | 2026-08-24
MH-DC-001-FZ-03 | MH-DC-001 | MH-DC-001-F1-R1 | VESDA aspirating | Novec 1230 gas | Armed (auto) | 2026-08-01
MH-DC-001-FZ-04 | MH-DC-001 | MH-DC-001-F1-R2 | VESDA aspirating | Inert gas (IG-541) | Armed (auto) | 2026-08-01
MH-DC-002-FZ-01 | MH-DC-002 | MH-DC-002-F0-R1 | VESDA aspirating | Novec 1230 gas | Armed (auto) | 2026-08-19
MH-DC-002-FZ-02 | MH-DC-002 | MH-DC-002-F1-R1 | VESDA aspirating | Novec 1230 gas | Armed (auto) | 2026-08-04
Note on A1: Required: yes Type: text System field: FireZone.id
Note on B1: Required: yes Type: ref (from Sites) System field: FireZone.dcId
Note on C1: Required: yes Type: ref (from Rooms) System field: FireZone.zone
Note on D1: VESDA (aspirating) in data halls; point smoke + heat elsewhere. Required: yes Type: list (from detection) System field: FireZone.detection
Note on E1: Required: yes Type: list (from suppression) System field: FireZone.suppression
Note on F1: Armed (auto) in normal operation. Required: yes Type: list (from release_mode) System field: FireZone.release
Note on G1: Quarterly inspection; the tool flags it overdue after 91 days. Required: yes Type: date System field: FireZone.lastInspection
Note on H1: Fire-panel / BMS point for live detector state. Required: no Type: text System field: (collector mapping)

## Leak_Detection
zone_id * | site_id * | room_id * | guards * | length_m | last_test
MH-DC-001-LK-01 | MH-DC-001 | MH-DC-001-F0-R1 | Under CRAH-11, CRAH-15 | 14 | 2026-07-12
MH-DC-001-LK-02 | MH-DC-001 | MH-DC-001-F0-R2 | Under CRAH-12, CRAH-16 | 14 | 2026-08-30
MH-DC-001-LK-03 | MH-DC-001 | MH-DC-001-F1-R1 | Under CRAH-13, CRAH-17 | 16 | 2026-04-20
MH-DC-001-LK-04 | MH-DC-001 | MH-DC-001-F1-R2 | Under CRAH-14, CRAH-18 | 14 | 2026-04-30
MH-DC-002-LK-01 | MH-DC-002 | MH-DC-002-F0-R1 | Under CRAH-11, CRAH-13 | 20 | 2026-05-08
MH-DC-002-LK-02 | MH-DC-002 | MH-DC-002-F1-R1 | Under CRAH-12, CRAH-14 | 18 | 2026-04-27
Note on A1: Required: yes Type: text System field: LeakZone.id
Note on B1: Required: yes Type: ref (from Sites) System field: LeakZone.dcId
Note on C1: Required: yes Type: ref (from Rooms) System field: LeakZone.zone
Note on D1: What the rope runs under (CRAH-11, CDU-01 manifold…). Required: yes Type: text System field: LeakZone.covers
Note on E1: Required: no Type: decimal System field: LeakZone.lengthM
Note on F1: Last wet test. Required: no Type: date System field: LeakZone.lastTest

## Access_Points
door_id * | site_id * | name * | room_id | kind * | reader * | tenant_customer_id
MH-DC-001-DR-01 | MH-DC-001 | Main entrance · mantrap |  | Building entry | Card + biometric
MH-DC-001-DR-02 | MH-DC-001 | MDF door | MH-DC-001-F0-R1 | Data hall door | Card + biometric
MH-DC-001-DR-03 | MH-DC-001 | Hall A door | MH-DC-001-F0-R2 | Data hall door | Card + biometric
MH-DC-001-DR-04 | MH-DC-001 | Equipment room door | MH-DC-001-F1-R1 | Data hall door | Card + biometric
MH-DC-001-DR-05 | MH-DC-001 | Hall B door | MH-DC-001-F1-R2 | Data hall door | Card + biometric
MH-DC-002-DR-01 | MH-DC-002 | Main entrance · mantrap |  | Building entry | Card + biometric
MH-DC-002-DR-02 | MH-DC-002 | MDF door | MH-DC-002-F0-R1 | Data hall door | Card + biometric
MH-DC-002-DR-03 | MH-DC-002 | Equipment room door | MH-DC-002-F1-R1 | Data hall door | Card + biometric
Note on A1: Required: yes Type: text System field: AccessPoint.id
Note on B1: Required: yes Type: ref (from Sites) System field: AccessPoint.dcId
Note on C1: Required: yes Type: text System field: AccessPoint.name
Note on D1: Required: no Type: ref (from Rooms) System field: AccessPoint.zone
Note on E1: Required: yes Type: list (from door_kind) System field: AccessPoint.kind
Note on F1: Required: yes Type: list (from reader) System field: AccessPoint.reader
Note on G1: Cage doors: the tenant whose badges open it. Required: in some cases Type: ref (from Customers) System field: AccessPoint.tenantId

## Support_Contracts
contract_id * | site_id * | vendor * | level * | start | expires *
AMC-MH-94990 | MH-DC-001 | JUNIPER | 24×7×4 |  | 2028-02-05
AMC-MH-43694 | MH-DC-001 | CISCO | 24×7×4 |  | 2027-01-03
AMC-MH-45067 | MH-DC-001 | NOKIA | 24×7×4 |  | 2026-11-14
AMC-MH-33776 | MH-DC-001 | ARISTA | 8×5 NBD |  | 2028-02-16
AMC-MH-71915 | MH-DC-001 | JUNIPER | 8×5 NBD |  | 2028-05-29
AMC-MH-60459 | MH-DC-001 | CISCO | 8×5 NBD |  | 2028-02-27
AMC-MH-12272 | MH-DC-001 | NOKIA | 8×5 NBD |  | 2028-01-16
AMC-MH-91907 | MH-DC-001 | HPE | NBD |  | 2027-02-12
AMC-MH-94491 | MH-DC-001 | SUPERMICRO | NBD |  | 2027-02-10
AMC-MH-31357 | MH-DC-001 | DELL | NBD |  | 2027-01-23
AMC-MH-57371 | MH-DC-002 | JUNIPER | 24×7×4 |  | 2027-03-10
AMC-MH-96075 | MH-DC-002 | CISCO | 24×7×4 |  | 2027-06-27
AMC-MH-36358 | MH-DC-002 | CIENA | 24×7×4 |  | 2028-05-15
AMC-MH-19534 | MH-DC-002 | JUNIPER | 8×5 NBD |  | 2026-11-03
AMC-MH-98078 | MH-DC-002 | CISCO | 8×5 NBD |  | 2027-04-21
AMC-MH-35129 | MH-DC-002 | NOKIA | 8×5 NBD |  | 2027-02-23
AMC-MH-56633 | MH-DC-002 | ARISTA | 8×5 NBD |  | 2028-09-17
AMC-MH-42110 | MH-DC-002 | SUPERMICRO | NBD |  | 2027-04-07
AMC-MH-39526 | MH-DC-002 | HPE | NBD |  | 2026-11-21
AMC-MH-98500 | MH-DC-002 | DELL | NBD |  | 2026-09-24
Note on A1: Required: yes Type: text System field: contract.id
Note on B1: Required: yes Type: ref (from Sites) System field: (scope)
Note on C1: Required: yes Type: text System field: (vendor)
Note on D1: 24×7×4 = 4-hour on-site response; NBD = next business day. Required: yes Type: list (from support_level) System field: contract.level
Note on E1: Required: no Type: date System field: (reference only)
Note on F1: The tool flags devices whose contract ends within 90 days. Required: yes Type: date System field: contract.expires

## Asset_Lifecycle
device_id * | installed * | warranty_end * | contract_id
MH-DC-001-PE-T4-01 | 2024-07-24 | 2029-07-23 | AMC-MH-94990
MH-DC-001-PE-T4-02 | 2025-12-06 | 2028-12-05 | AMC-MH-94990
MH-DC-001-PE-T4-03 | 2020-11-29 | 2025-11-28 | AMC-MH-43694
MH-DC-001-PE-T4-04 | 2020-03-31 | 2023-03-31 | AMC-MH-43694
MH-DC-001-FW-01 | 2021-07-02 | 2026-07-01
MH-DC-001-FW-02 | 2020-12-06 | 2023-12-06
MH-DC-001-OLA-01 | 2026-02-08 | 2029-02-07 | AMC-MH-45067
MH-DC-001-OLA-02 | 2026-04-29 | 2031-04-28 | AMC-MH-45067
MH-DC-001-AGG-R01 | 2026-03-12 | 2029-03-11 | AMC-MH-94990
MH-DC-001-AGG-R02 | 2026-06-13 | 2031-06-12 | AMC-MH-94990
MH-DC-001-AGG-R03 | 2026-08-10 | 2029-08-09 | AMC-MH-94990
MH-DC-001-AGG-R04 | 2026-07-13 | 2029-07-12 | AMC-MH-94990
MH-DC-001-AGG-R05 | 2026-01-04 | 2031-01-03 | AMC-MH-94990
MH-DC-001-AGG-R06 | 2026-01-24 | 2029-01-23 | AMC-MH-94990
MH-DC-001-AGG-R07 | 2025-12-06 | 2028-12-05 | AMC-MH-94990
MH-DC-001-AGG-R08 | 2023-05-06 | 2026-05-05 | AMC-MH-94990
MH-DC-001-AGG-R09 | 2026-02-11 | 2029-02-10 | AMC-MH-94990
MH-DC-001-AGG-R10 | 2025-06-14 | 2028-06-13 | AMC-MH-94990
MH-DC-001-AGG-R11 | 2026-07-27 | 2029-07-26 | AMC-MH-94990
MH-DC-001-AGG-R12 | 2025-12-29 | 2028-12-28 | AMC-MH-94990
MH-DC-001-ACC-01 | 2020-03-12 | 2025-03-11
MH-DC-001-ACC-02 | 2019-09-01 | 2024-08-30
MH-DC-001-ACC-03 | 2020-08-04 | 2023-08-04
MH-DC-001-ACC-04 | 2020-06-21 | 2025-06-20
MH-DC-001-ACC-05 | 2020-03-10 | 2025-03-09
MH-DC-001-ACC-06 | 2022-09-22 | 2025-09-21 | AMC-MH-33776
MH-DC-001-ACC-07 | 2024-09-30 | 2027-09-30 | AMC-MH-33776
MH-DC-001-ACC-08 | 2026-04-11 | 2029-04-10 | AMC-MH-71915
MH-DC-001-ACC-09 | 2025-12-15 | 2028-12-14 | AMC-MH-71915
MH-DC-001-ACC-10 | 2026-02-10 | 2029-02-09 | AMC-MH-71915
MH-DC-001-ACC-11 | 2024-08-24 | 2027-08-24 | AMC-MH-71915
MH-DC-001-ACC-12 | 2025-05-09 | 2030-05-08 | AMC-MH-71915
MH-DC-001-ACC-13 | 2025-12-30 | 2028-12-29 | AMC-MH-33776
MH-DC-001-ACC-14 | 2026-06-16 | 2029-06-15 | AMC-MH-60459
MH-DC-001-CSR-001 | 2026-04-29 | 2031-04-28 | AMC-MH-12272
MH-DC-001-CSR-002 | 2025-12-17 | 2028-12-16 | AMC-MH-12272
MH-DC-001-CSR-003 | 2026-04-01 | 2029-03-31 | AMC-MH-12272
MH-DC-001-CSR-004 | 2026-05-05 | 2031-05-04 | AMC-MH-71915
MH-DC-001-CSR-005 | 2026-01-31 | 2031-01-30 | AMC-MH-60459
MH-DC-001-CSR-006 | 2026-02-06 | 2031-02-05 | AMC-MH-60459
MH-DC-001-CSR-007 | 2026-06-22 | 2029-06-21 | AMC-MH-12272
MH-DC-001-CSR-008 | 2026-02-13 | 2031-02-12 | AMC-MH-71915
MH-DC-001-CSR-009 | 2026-05-23 | 2029-05-22 | AMC-MH-71915
MH-DC-001-CSR-010 | 2026-01-18 | 2029-01-17 | AMC-MH-71915
MH-DC-001-CSR-011 | 2024-09-04 | 2027-09-04 | AMC-MH-12272
MH-DC-001-CSR-012 | 2025-06-20 | 2028-06-19 | AMC-MH-71915
MH-DC-001-CSR-013 | 2023-04-14 | 2026-04-13 | AMC-MH-12272
MH-DC-001-CSR-014 | 2026-07-10 | 2029-07-09 | AMC-MH-71915
MH-DC-001-CSR-015 | 2025-12-05 | 2028-12-04 | AMC-MH-12272
MH-DC-001-CSR-016 | 2026-05-12 | 2031-05-11 | AMC-MH-60459
MH-DC-001-CSR-017 | 2026-02-02 | 2031-02-01 | AMC-MH-12272
MH-DC-001-CSR-018 | 2026-03-22 | 2031-03-21 | AMC-MH-60459
MH-DC-001-CSR-019 | 2026-04-30 | 2029-04-29 | AMC-MH-71915
MH-DC-001-CSR-020 | 2026-02-16 | 2029-02-15 | AMC-MH-60459
MH-DC-001-CSR-021 | 2025-12-06 | 2028-12-05 | AMC-MH-60459
MH-DC-001-CSR-022 | 2026-03-31 | 2031-03-30 | AMC-MH-71915
MH-DC-001-CSR-023 | 2026-06-19 | 2029-06-18 | AMC-MH-12272
MH-DC-001-CSR-024 | 2026-06-07 | 2029-06-06 | AMC-MH-71915
MH-DC-001-CSR-025 | 2026-04-18 | 2031-04-17 | AMC-MH-60459
MH-DC-001-CSR-026 | 2023-10-21 | 2026-10-20 | AMC-MH-12272
MH-DC-001-CSR-027 | 2022-07-28 | 2025-07-27 | AMC-MH-60459
MH-DC-001-CSR-028 | 2022-08-25 | 2027-08-24 | AMC-MH-60459
MH-DC-001-CSR-029 | 2026-07-05 | 2029-07-04 | AMC-MH-60459
MH-DC-001-CSR-030 | 2026-01-31 | 2031-01-30 | AMC-MH-71915
MH-DC-001-CSR-031 | 2026-03-11 | 2031-03-10 | AMC-MH-12272
MH-DC-001-CSR-032 | 2026-06-02 | 2029-06-01 | AMC-MH-60459
MH-DC-001-CSR-033 | 2024-10-29 | 2029-10-28 | AMC-MH-60459
MH-DC-001-CSR-034 | 2022-11-30 | 2025-11-29 | AMC-MH-60459
MH-DC-001-CSR-035 | 2022-09-24 | 2025-09-23 | AMC-MH-12272
MH-DC-001-CSR-036 | 2023-01-18 | 2026-01-17 | AMC-MH-12272
MH-DC-001-CSR-037 | 2022-09-26 | 2027-09-25 | AMC-MH-71915
MH-DC-001-CSR-038 | 2026-05-31 | 2031-05-30 | AMC-MH-60459
MH-DC-001-CSR-039 | 2026-06-06 | 2031-06-05 | AMC-MH-60459
MH-DC-001-CSR-040 | 2025-12-06 | 2028-12-05 | AMC-MH-12272
MH-DC-001-CSR-041 | 2025-12-29 | 2028-12-28 | AMC-MH-60459
MH-DC-001-CSR-042 | 2026-06-11 | 2029-06-10 | AMC-MH-60459
MH-DC-001-CSR-043 | 2026-05-20 | 2031-05-19 | AMC-MH-12272
MH-DC-001-CSR-044 | 2026-02-21 | 2031-02-20 | AMC-MH-60459
MH-DC-001-CSR-045 | 2022-06-02 | 2025-06-01 | AMC-MH-71915
MH-DC-001-CSR-046 | 2026-04-12 | 2031-04-11 | AMC-MH-12272
MH-DC-001-CSR-047 | 2026-01-22 | 2031-01-21 | AMC-MH-60459
MH-DC-001-CSR-048 | 2025-12-07 | 2028-12-06 | AMC-MH-60459
MH-DC-001-CSR-049 | 2026-03-14 | 2029-03-13 | AMC-MH-71915
MH-DC-001-CSR-050 | 2026-05-27 | 2031-05-26 | AMC-MH-60459
MH-DC-001-CSR-051 | 2023-06-02 | 2028-05-31 | AMC-MH-60459
MH-DC-001-CSR-052 | 2026-07-23 | 2031-07-22 | AMC-MH-12272
MH-DC-001-CSR-053 | 2023-06-18 | 2026-06-17 | AMC-MH-12272
MH-DC-001-CSR-054 | 2024-10-05 | 2027-10-05 | AMC-MH-60459
MH-DC-001-CSR-055 | 2026-03-19 | 2031-03-18 | AMC-MH-60459
MH-DC-001-CSR-056 | 2026-07-14 | 2029-07-13 | AMC-MH-12272
MH-DC-001-CSR-057 | 2026-03-16 | 2029-03-15 | AMC-MH-71915
MH-DC-001-CSR-058 | 2025-03-01 | 2030-02-28 | AMC-MH-60459
MH-DC-001-CSR-059 | 2022-09-07 | 2027-09-06 | AMC-MH-12272
MH-DC-001-CSR-060 | 2026-05-24 | 2031-05-23 | AMC-MH-71915
MH-DC-001-CSR-061 | 2026-05-31 | 2029-05-30 | AMC-MH-12272
MH-DC-001-CSR-062 | 2026-06-26 | 2029-06-25 | AMC-MH-71915
MH-DC-001-CSR-063 | 2022-12-09 | 2027-12-08 | AMC-MH-60459
MH-DC-001-CSR-064 | 2026-07-08 | 2029-07-07 | AMC-MH-71915
MH-DC-001-CSR-065 | 2026-01-23 | 2031-01-22 | AMC-MH-71915
MH-DC-001-CSR-066 | 2026-07-02 | 2029-07-01 | AMC-MH-71915
MH-DC-001-CSR-067 | 2026-07-19 | 2029-07-18 | AMC-MH-71915
MH-DC-001-CSR-068 | 2026-01-04 | 2029-01-03 | AMC-MH-12272
MH-DC-001-CSR-069 | 2026-05-29 | 2031-05-28 | AMC-MH-12272
MH-DC-001-CSR-070 | 2026-07-06 | 2029-07-05 | AMC-MH-71915
MH-DC-001-CSR-071 | 2025-08-17 | 2028-08-16 | AMC-MH-60459
MH-DC-001-CSR-072 | 2026-07-21 | 2029-07-20 | AMC-MH-71915
MH-DC-001-CSR-073 | 2022-04-06 | 2027-04-05 | AMC-MH-60459
MH-DC-001-CSR-074 | 2026-07-02 | 2029-07-01 | AMC-MH-60459
MH-DC-001-CSR-075 | 2026-07-04 | 2029-07-03 | AMC-MH-60459
MH-DC-001-CSR-076 | 2022-04-04 | 2027-04-03 | AMC-MH-71915
MH-DC-001-CSR-077 | 2026-01-31 | 2029-01-30 | AMC-MH-71915
MH-DC-001-CSR-078 | 2026-05-19 | 2029-05-18 | AMC-MH-71915
MH-DC-001-CSR-079 | 2026-08-03 | 2029-08-02 | AMC-MH-12272
MH-DC-001-CSR-080 | 2026-06-06 | 2029-06-05 | AMC-MH-60459
MH-DC-001-CSR-081 | 2026-05-10 | 2029-05-09 | AMC-MH-60459
MH-DC-001-CSR-082 | 2025-12-10 | 2028-12-09 | AMC-MH-12272
MH-DC-001-CSR-083 | 2023-11-28 | 2028-11-26 | AMC-MH-60459
MH-DC-001-CSR-084 | 2026-08-07 | 2029-08-06 | AMC-MH-60459
MH-DC-001-CSR-085 | 2025-12-23 | 2028-12-22 | AMC-MH-71915
MH-DC-001-CSR-086 | 2026-02-27 | 2031-02-26 | AMC-MH-71915
MH-DC-001-CSR-087 | 2026-05-23 | 2029-05-22 | AMC-MH-12272
MH-DC-001-CSR-088 | 2026-01-30 | 2029-01-29 | AMC-MH-60459
MH-DC-001-CSR-089 | 2026-08-23 | 2031-08-22 | AMC-MH-71915
MH-DC-001-CSR-090 | 2024-09-23 | 2029-09-22 | AMC-MH-60459
MH-DC-001-TOR-001 | 2021-03-10 | 2024-03-09
MH-DC-001-TOR-002 | 2019-08-20 | 2022-08-19
MH-DC-001-TOR-003 | 2021-03-29 | 2026-03-28
MH-DC-001-TOR-004 | 2021-08-02 | 2026-08-01
MH-DC-001-TOR-005 | 2021-02-17 | 2024-02-17
MH-DC-001-TOR-006 | 2026-01-22 | 2031-01-21 | AMC-MH-71915
MH-DC-001-TOR-007 | 2026-01-21 | 2029-01-20 | AMC-MH-60459
MH-DC-001-NMS-01 | 2021-08-05 | 2024-08-04
MH-DC-001-NMS-02 | 2020-08-28 | 2023-08-28 | AMC-MH-91907
MH-DC-001-AAA-01 | 2020-12-12 | 2023-12-12 | AMC-MH-94491
MH-DC-001-AAA-02 | 2019-11-30 | 2024-11-28
MH-DC-001-DNS-01 | 2021-06-03 | 2024-06-02
MH-DC-001-DNS-02 | 2019-08-28 | 2024-08-26
MH-DC-001-JMP-01 | 2019-05-31 | 2024-05-29
MH-DC-001-JMP-02 | 2021-05-23 | 2024-05-22 | AMC-MH-91907
MH-DC-001-BKP-01 | 2020-08-27 | 2023-08-27
MH-DC-001-BKP-02 | 2023-06-05 | 2028-06-03 | AMC-MH-94491
MH-DC-001-OSS-01 | 2026-04-16 | 2031-04-15 | AMC-MH-31357
MH-DC-001-OSS-02 | 2026-03-21 | 2029-03-20 | AMC-MH-94491
MH-DC-001-OSS-03 | 2024-02-27 | 2027-02-26 | AMC-MH-91907
MH-DC-001-OSS-04 | 2023-03-03 | 2026-03-02 | AMC-MH-31357
MH-DC-001-BSS-01 | 2023-03-06 | 2026-03-05 | AMC-MH-31357
MH-DC-001-BSS-02 | 2026-03-22 | 2029-03-21 | AMC-MH-94491
MH-DC-001-BSS-03 | 2023-01-28 | 2028-01-27 | AMC-MH-91907
MH-DC-001-BSS-04 | 2024-09-18 | 2027-09-18 | AMC-MH-91907
MH-DC-001-IMS-01 | 2025-06-04 | 2028-06-03 | AMC-MH-91907
MH-DC-001-IMS-02 | 2022-06-09 | 2025-06-08 | AMC-MH-94491
MH-DC-001-IMS-03 | 2026-08-15 | 2031-08-14 | AMC-MH-31357
MH-DC-001-IMS-04 | 2026-03-31 | 2029-03-30 | AMC-MH-94491
MH-DC-001-NFVI-CP-01 | 2026-01-26 | 2031-01-25 | AMC-MH-94491
MH-DC-001-NFVI-CP-02 | 2025-12-29 | 2030-12-28 | AMC-MH-94491
MH-DC-001-NFVI-CP-03 | 2025-04-27 | 2028-04-26 | AMC-MH-94491
MH-DC-001-NFVI-CP-04 | 2026-04-30 | 2031-04-29 | AMC-MH-94491
MH-DC-001-NFVI-CP-05 | 2023-12-26 | 2026-12-25 | AMC-MH-94491
MH-DC-001-NFVI-CP-06 | 2023-07-27 | 2026-07-26 | AMC-MH-94491
MH-DC-001-NFVI-CP-07 | 2023-04-08 | 2026-04-07 | AMC-MH-94491
MH-DC-001-NFVI-CP-08 | 2026-01-14 | 2029-01-13 | AMC-MH-94491
MH-DC-001-NFVI-UP-01 | 2025-07-20 | 2030-07-19 | AMC-MH-94491
MH-DC-001-NFVI-UP-02 | 2026-05-12 | 2029-05-11 | AMC-MH-94491
MH-DC-001-NFVI-UP-03 | 2026-02-25 | 2031-02-24 | AMC-MH-94491
MH-DC-001-NFVI-UP-04 | 2026-05-24 | 2029-05-23 | AMC-MH-94491
MH-DC-001-NFVI-UP-05 | 2025-12-29 | 2030-12-28 | AMC-MH-94491
MH-DC-001-NFVI-UP-06 | 2026-04-22 | 2031-04-21 | AMC-MH-94491
MH-DC-001-NFVI-UP-07 | 2026-03-12 | 2031-03-11 | AMC-MH-94491
MH-DC-001-NFVI-UP-08 | 2023-10-11 | 2028-10-09 | AMC-MH-94491
MH-DC-001-NFVI-UP-09 | 2026-07-19 | 2029-07-18 | AMC-MH-94491
MH-DC-001-NFVI-UP-10 | 2026-07-25 | 2029-07-24 | AMC-MH-94491
MH-DC-001-NFVI-UP-11 | 2026-01-02 | 2029-01-01 | AMC-MH-94491
MH-DC-001-NFVI-UP-12 | 2025-02-12 | 2028-02-12 | AMC-MH-94491
MH-DC-001-NFVI-UP-13 | 2026-06-04 | 2029-06-03 | AMC-MH-94491
MH-DC-001-NFVI-UP-14 | 2022-07-13 | 2025-07-12 | AMC-MH-94491
MH-DC-001-VRAN-CU-01 | 2026-07-05 | 2031-07-04 | AMC-MH-94491
MH-DC-001-VRAN-CU-02 | 2025-12-10 | 2028-12-09 | AMC-MH-94491
MH-DC-001-VRAN-CU-03 | 2026-03-15 | 2029-03-14 | AMC-MH-94491
MH-DC-001-VRAN-CU-04 | 2025-05-01 | 2028-04-30 | AMC-MH-94491
MH-DC-001-VRAN-CU-05 | 2026-03-06 | 2029-03-05 | AMC-MH-94491
MH-DC-001-VRAN-CU-06 | 2026-05-23 | 2029-05-22 | AMC-MH-94491
MH-DC-002-PE-T4-01 | 2026-05-25 | 2029-05-24 | AMC-MH-57371
MH-DC-002-PE-T4-02 | 2025-06-01 | 2030-05-31 | AMC-MH-57371
MH-DC-002-PE-T4-03 | 2021-04-17 | 2026-04-16 | AMC-MH-96075
MH-DC-002-PE-T4-04 | 2020-04-19 | 2025-04-18 | AMC-MH-96075
MH-DC-002-OLA-01 | 2026-06-18 | 2029-06-17 | AMC-MH-36358
MH-DC-002-AGG-R01 | 2025-03-12 | 2028-03-11 | AMC-MH-57371
MH-DC-002-AGG-R02 | 2026-01-14 | 2029-01-13 | AMC-MH-57371
MH-DC-002-AGG-R03 | 2025-01-11 | 2028-01-11 | AMC-MH-57371
MH-DC-002-AGG-R04 | 2026-03-04 | 2029-03-03 | AMC-MH-57371
MH-DC-002-AGG-R05 | 2023-12-09 | 2026-12-08 | AMC-MH-57371
MH-DC-002-AGG-R06 | 2025-01-21 | 2028-01-21 | AMC-MH-57371
MH-DC-002-ACC-01 | 2019-12-06 | 2024-12-04
MH-DC-002-ACC-02 | 2020-07-23 | 2023-07-23
MH-DC-002-ACC-03 | 2020-10-02 | 2025-10-01
MH-DC-002-ACC-04 | 2025-02-06 | 2030-02-05 | AMC-MH-19534
MH-DC-002-ACC-05 | 2025-04-26 | 2028-04-25 | AMC-MH-98078
MH-DC-002-ACC-06 | 2025-03-03 | 2028-03-02 | AMC-MH-98078
MH-DC-002-ACC-07 | 2025-10-02 | 2028-10-01 | AMC-MH-98078
MH-DC-002-CSR-001 | 2026-02-25 | 2031-02-24 | AMC-MH-35129
MH-DC-002-CSR-002 | 2026-01-07 | 2031-01-06 | AMC-MH-98078
MH-DC-002-CSR-003 | 2025-09-01 | 2028-08-31 | AMC-MH-19534
MH-DC-002-CSR-004 | 2026-07-24 | 2029-07-23 | AMC-MH-19534
MH-DC-002-CSR-005 | 2024-12-25 | 2029-12-24 | AMC-MH-98078
MH-DC-002-CSR-006 | 2025-12-29 | 2028-12-28 | AMC-MH-19534
MH-DC-002-CSR-007 | 2025-01-21 | 2028-01-21 | AMC-MH-98078
MH-DC-002-CSR-008 | 2023-04-06 | 2028-04-04 | AMC-MH-19534
MH-DC-002-CSR-009 | 2026-06-09 | 2031-06-08 | AMC-MH-98078
MH-DC-002-CSR-010 | 2024-09-18 | 2029-09-17 | AMC-MH-19534
MH-DC-002-CSR-011 | 2026-06-20 | 2031-06-19 | AMC-MH-19534
MH-DC-002-CSR-012 | 2026-08-17 | 2029-08-16 | AMC-MH-98078
MH-DC-002-CSR-013 | 2026-05-15 | 2031-05-14 | AMC-MH-19534
MH-DC-002-CSR-014 | 2025-09-23 | 2028-09-22 | AMC-MH-35129
MH-DC-002-CSR-015 | 2026-02-15 | 2031-02-14 | AMC-MH-98078
MH-DC-002-CSR-016 | 2024-10-31 | 2029-10-30 | AMC-MH-19534
MH-DC-002-CSR-017 | 2025-06-24 | 2030-06-23 | AMC-MH-35129
MH-DC-002-CSR-018 | 2025-06-12 | 2028-06-11 | AMC-MH-35129
MH-DC-002-CSR-019 | 2026-06-05 | 2031-06-04 | AMC-MH-98078
MH-DC-002-CSR-020 | 2022-10-02 | 2027-10-01 | AMC-MH-19534
MH-DC-002-CSR-021 | 2026-05-02 | 2031-05-01 | AMC-MH-98078
MH-DC-002-CSR-022 | 2024-06-30 | 2027-06-30 | AMC-MH-35129
MH-DC-002-CSR-023 | 2024-09-14 | 2029-09-13 | AMC-MH-19534
MH-DC-002-CSR-024 | 2025-07-06 | 2028-07-05 | AMC-MH-98078
MH-DC-002-CSR-025 | 2026-08-15 | 2031-08-14 | AMC-MH-35129
MH-DC-002-CSR-026 | 2023-06-10 | 2028-06-08 | AMC-MH-19534
MH-DC-002-CSR-027 | 2024-02-23 | 2027-02-22 | AMC-MH-35129
MH-DC-002-CSR-028 | 2025-05-03 | 2028-05-02 | AMC-MH-19534
MH-DC-002-CSR-029 | 2022-06-17 | 2025-06-16 | AMC-MH-19534
MH-DC-002-CSR-030 | 2025-01-15 | 2028-01-15 | AMC-MH-19534
MH-DC-002-CSR-031 | 2023-12-08 | 2026-12-07 | AMC-MH-35129
MH-DC-002-CSR-032 | 2026-07-04 | 2031-07-03 | AMC-MH-98078
MH-DC-002-CSR-033 | 2022-12-15 | 2025-12-14 | AMC-MH-35129
MH-DC-002-CSR-034 | 2025-12-02 | 2028-12-01 | AMC-MH-19534
MH-DC-002-CSR-035 | 2025-05-11 | 2028-05-10 | AMC-MH-98078
MH-DC-002-CSR-036 | 2026-06-03 | 2029-06-02 | AMC-MH-19534
MH-DC-002-CSR-037 | 2025-04-12 | 2028-04-11 | AMC-MH-98078
MH-DC-002-CSR-038 | 2023-05-21 | 2026-05-20 | AMC-MH-35129
MH-DC-002-CSR-039 | 2025-01-20 | 2028-01-20 | AMC-MH-19534
MH-DC-002-CSR-040 | 2026-03-21 | 2029-03-20 | AMC-MH-98078
MH-DC-002-CSR-041 | 2024-09-01 | 2029-08-31 | AMC-MH-35129
MH-DC-002-CSR-042 | 2023-11-07 | 2028-11-05 | AMC-MH-19534
MH-DC-002-CSR-043 | 2026-04-10 | 2029-04-09 | AMC-MH-19534
MH-DC-002-TOR-001 | 2019-02-23 | 2022-02-22
MH-DC-002-TOR-002 | 2020-08-14 | 2023-08-14
MH-DC-002-TOR-003 | 2024-05-10 | 2027-05-10 | AMC-MH-19534
MH-DC-002-TOR-004 | 2024-09-22 | 2029-09-21 | AMC-MH-56633
MH-DC-002-TOR-005 | 2024-04-23 | 2027-04-23 | AMC-MH-98078
MH-DC-002-TOR-006 | 2024-10-13 | 2027-10-13 | AMC-MH-19534
MH-DC-002-TOR-007 | 2022-05-20 | 2025-05-19 | AMC-MH-98078
MH-DC-002-TOR-008 | 2024-06-13 | 2029-06-12 | AMC-MH-56633
MH-DC-002-TOR-009 | 2025-09-26 | 2030-09-25 | AMC-MH-56633
MH-DC-002-TOR-010 | 2024-04-19 | 2029-04-18 | AMC-MH-56633
MH-DC-002-TOR-011 | 2026-02-09 | 2029-02-08 | AMC-MH-56633
MH-DC-002-TOR-012 | 2025-02-26 | 2028-02-26 | AMC-MH-56633
MH-DC-002-TOR-013 | 2026-08-09 | 2029-08-08 | AMC-MH-98078
MH-DC-002-TOR-014 | 2025-06-01 | 2028-05-31 | AMC-MH-19534
MH-DC-002-TOR-015 | 2025-12-22 | 2030-12-21 | AMC-MH-19534
MH-DC-002-TOR-016 | 2025-08-22 | 2030-08-21 | AMC-MH-19534
MH-DC-002-TOR-017 | 2025-05-31 | 2028-05-30 | AMC-MH-56633
MH-DC-002-TOR-018 | 2023-11-07 | 2026-11-06 | AMC-MH-56633
MH-DC-002-TOR-019 | 2026-03-29 | 2031-03-28 | AMC-MH-56633
MH-DC-002-TOR-020 | 2023-09-23 | 2026-09-22 | AMC-MH-56633
MH-DC-002-TOR-021 | 2025-07-21 | 2028-07-20 | AMC-MH-19534
MH-DC-002-TOR-022 | 2026-02-24 | 2031-02-23 | AMC-MH-56633
MH-DC-002-TOR-023 | 2024-02-10 | 2029-02-08 | AMC-MH-56633
MH-DC-002-TOR-024 | 2023-04-11 | 2028-04-09 | AMC-MH-56633
MH-DC-002-TOR-025 | 2022-05-17 | 2025-05-16 | AMC-MH-98078
MH-DC-002-TOR-026 | 2024-12-21 | 2027-12-21 | AMC-MH-56633
MH-DC-002-TOR-027 | 2025-04-15 | 2028-04-14 | AMC-MH-98078
MH-DC-002-TOR-028 | 2024-09-05 | 2029-09-04 | AMC-MH-19534
MH-DC-002-TOR-029 | 2026-01-06 | 2029-01-05 | AMC-MH-98078
MH-DC-002-NMS-01 | 2021-06-15 | 2026-06-14
MH-DC-002-NMS-02 | 2019-10-21 | 2022-10-20
MH-DC-002-AAA-01 | 2021-09-27 | 2024-09-26
MH-DC-002-AAA-02 | 2020-04-18 | 2023-04-18
MH-DC-002-DNS-01 | 2019-03-20 | 2022-03-19
MH-DC-002-DNS-02 | 2021-01-11 | 2026-01-10 | AMC-MH-42110
MH-DC-002-JMP-01 | 2019-05-24 | 2022-05-23 | AMC-MH-39526
MH-DC-002-BKP-01 | 2023-05-25 | 2026-05-24 | AMC-MH-39526
MH-DC-002-OSS-01 | 2024-06-09 | 2027-06-09 | AMC-MH-39526
MH-DC-002-OSS-02 | 2025-12-26 | 2030-12-25 | AMC-MH-39526
MH-DC-002-IMS-01 | 2024-09-08 | 2029-09-07 | AMC-MH-98500
MH-DC-002-IMS-02 | 2024-09-08 | 2027-09-08 | AMC-MH-42110
MH-DC-002-NFVI-CP-01 | 2026-04-26 | 2029-04-25 | AMC-MH-98500
MH-DC-002-NFVI-CP-02 | 2026-07-14 | 2029-07-13 | AMC-MH-98500
MH-DC-002-NFVI-CP-03 | 2022-05-12 | 2027-05-11 | AMC-MH-98500
MH-DC-002-NFVI-CP-04 | 2023-06-28 | 2028-06-26 | AMC-MH-98500
MH-DC-002-NFVI-UP-01 | 2025-02-23 | 2030-02-22 | AMC-MH-98500
MH-DC-002-NFVI-UP-02 | 2026-05-14 | 2031-05-13 | AMC-MH-98500
MH-DC-002-NFVI-UP-03 | 2023-12-04 | 2026-12-03 | AMC-MH-98500
MH-DC-002-NFVI-UP-04 | 2026-01-31 | 2029-01-30 | AMC-MH-98500
MH-DC-002-NFVI-UP-05 | 2024-12-17 | 2027-12-17 | AMC-MH-98500
MH-DC-002-NFVI-UP-06 | 2026-03-03 | 2031-03-02 | AMC-MH-98500
MH-DC-002-NFVI-UP-07 | 2026-02-23 | 2031-02-22 | AMC-MH-98500
MH-DC-002-VRAN-CU-01 | 2026-04-11 | 2031-04-10 | AMC-MH-98500
MH-DC-002-VRAN-CU-02 | 2024-11-05 | 2027-11-05 | AMC-MH-98500
MH-DC-002-VRAN-CU-03 | 2023-06-23 | 2026-06-22 | AMC-MH-98500
Note on A1: Required: yes Type: ref (from Devices) System field: AssetLife.neId
Note on B1: Required: yes Type: date System field: AssetLife.installed
Note on C1: Required: yes Type: date System field: AssetLife.warrantyEnd
Note on D1: Blank = warranty only. Required: no Type: ref (from Support_Contracts) System field: AssetLife.contract

## Model_Lifecycle
vendor * | model * | end_of_sale * | end_of_support *
JUNIPER | MX204 | 2030-07-05 | 2035-07-04
CISCO | ASR 9006 | 2022-08-23 | 2027-08-22
FORTINET | FortiGate 3700F | 2021-03-31 | 2026-03-30
NOKIA | 1830 PSS-16II | 2029-11-27 | 2034-11-26
JUNIPER | MX480 | 2030-01-10 | 2035-01-09
JUNIPER | QFX5100-48S | 2021-07-19 | 2026-05-04
ARISTA | 7050QX-32S | 2020-06-14 | 2025-05-19
ARISTA | 7050SX3-48YC | 2030-10-18 | 2035-10-17
JUNIPER | QFX5120-48Y | 2030-12-22 | 2035-12-21
CISCO | Nexus 93180YC | 2029-11-11 | 2034-11-10
NOKIA | 7250 IXR-e | 2029-09-05 | 2034-09-04
JUNIPER | ACX7100 | 2030-10-12 | 2035-10-11
CISCO | NCS 540 | 2030-11-13 | 2035-11-12
ARISTA | 7050SX-64 | 2019-11-27 | 2024-10-31
CISCO | Nexus 3172PQ | 2020-03-06 | 2025-03-10
DELL | PowerEdge R640 | 2023-09-27 | 2028-08-31
HPE | ProLiant DL360 Gen10 | 2024-02-24 | 2029-02-27
SUPERMICRO | SYS-120U-TNR | 2025-02-08 | 2029-07-17
DELL | PowerEdge R740 | 2024-01-05 | 2028-12-29
SUPERMICRO | SYS-121H | 2030-06-26 | 2035-06-25
DELL | PowerEdge R760 | 2030-10-22 | 2035-10-21
HPE | ProLiant DL380 Gen11 | 2029-08-06 | 2034-08-05
CIENA | 6500 D7 | 2029-10-21 | 2034-10-20
CISCO | Nexus 9372PX | 2019-05-11 | 2024-04-14
Note on A1: Required: yes Type: text System field: AssetLife.vendor
Note on B1: Exactly as in Devices.model. Required: yes Type: text System field: AssetLife.model
Note on C1: Required: yes Type: date System field: AssetLife.endOfSale
Note on D1: Past this date the device is flagged End of support. Required: yes Type: date System field: AssetLife.endOfSupport

## Spares
site_id * | part * | fits | on_hand * | min_level *
MH-DC-001 | NOKIA fan module | NOKIA | 0 | 1
MH-DC-001 | NVMe 3.84 TB | servers | 6 | 5
MH-DC-001 | SUPERMICRO power supply | SUPERMICRO servers | 2 | 2
MH-DC-001 | ARISTA fan module | ARISTA | 3 | 1
MH-DC-001 | ARISTA power supply | ARISTA network | 1 | 1
MH-DC-001 | CISCO fan module | CISCO | 3 | 1
MH-DC-001 | CISCO power supply | CISCO network | 4 | 3
MH-DC-001 | DELL fan module | DELL | 3 | 1
MH-DC-001 | DELL power supply | DELL servers | 5 | 1
MH-DC-001 | FORTINET fan module | FORTINET | 4 | 1
MH-DC-001 | FORTINET power supply | FORTINET network | 4 | 1
MH-DC-001 | HPE fan module | HPE | 2 | 1
MH-DC-001 | HPE power supply | HPE servers | 1 | 1
MH-DC-001 | JUNIPER fan module | JUNIPER | 3 | 2
MH-DC-001 | JUNIPER power supply | JUNIPER network | 3 | 3
MH-DC-001 | NOKIA power supply | NOKIA network | 6 | 2
MH-DC-001 | QSFP28-100G-LR4 | optics | 4 | 2
MH-DC-001 | SFP-10G-LR | optics | 11 | 9
MH-DC-001 | SUPERMICRO fan module | SUPERMICRO | 5 | 1
MH-DC-002 | ARISTA fan module | ARISTA | 2 | 1
MH-DC-002 | ARISTA power supply | ARISTA network | 2 | 1
MH-DC-002 | CIENA fan module | CIENA | 3 | 1
MH-DC-002 | CIENA power supply | CIENA network | 2 | 1
MH-DC-002 | CISCO fan module | CISCO | 5 | 1
MH-DC-002 | CISCO power supply | CISCO network | 4 | 2
MH-DC-002 | DELL fan module | DELL | 1 | 1
MH-DC-002 | DELL power supply | DELL servers | 4 | 1
MH-DC-002 | HPE fan module | HPE | 4 | 1
MH-DC-002 | HPE power supply | HPE servers | 4 | 1
MH-DC-002 | JUNIPER fan module | JUNIPER | 2 | 1
MH-DC-002 | JUNIPER power supply | JUNIPER network | 2 | 2
MH-DC-002 | NOKIA fan module | NOKIA | 4 | 1
MH-DC-002 | NOKIA power supply | NOKIA network | 4 | 1
MH-DC-002 | NVMe 3.84 TB | servers | 7 | 3
MH-DC-002 | QSFP28-100G-LR4 | optics | 3 | 1
MH-DC-002 | SFP-10G-LR | optics | 9 | 7
MH-DC-002 | SUPERMICRO fan module | SUPERMICRO | 2 | 1
MH-DC-002 | SUPERMICRO power supply | SUPERMICRO servers | 2 | 1
Note on A1: Required: yes Type: ref (from Sites) System field: SparePart.dcId
Note on B1: Part family, for example "DELL power supply", "SFP-10G-LR", "H200 SXM 141 GB board". Required: yes Type: text System field: SparePart.part
Note on C1: Required: no Type: text System field: SparePart.fits
Note on D1: Required: yes Type: integer System field: SparePart.onHand
Note on E1: The tool flags Low when the free count falls below it. Required: yes Type: integer System field: SparePart.min

## PM_Plan
task_id * | site_id * | asset_id * | kind * | task * | interval_days * | last_done * | owner
MH-DC-001-PM-020 | MH-DC-001 | MH-DC-001-LV | Electrical | Annual thermography and ATS transfer test | 365 | 2025-06-24 | Sarah Chen
MH-DC-001-PM-001 | MH-DC-001 | MH-DC-001-UPS-1 | UPS | Quarterly inspection and thermal scan | 91 | 2026-06-10 | Anil Kulkarni
MH-DC-001-PM-005 | MH-DC-001 | MH-DC-001-DG | Generator | Monthly on-load run | 30 | 2026-08-29 | Sarah Chen
MH-DC-001-PM-006 | MH-DC-001 | MH-DC-001-DG | Generator | DG load-bank test — 125 kVA set (booked in place of: annual load-bank test) | 365 | 2026-06-22 | Anil Kulkarni
MH-DC-001-PM-010 | MH-DC-001 | MH-DC-001-CRAH-13 | Cooling | Filter change and coil clean | 91 | 2026-07-15 | Sarah Chen
MH-DC-001-PM-008 | MH-DC-001 | MH-DC-001-CRAH-11 | Cooling | Filter change and coil clean | 91 | 2026-07-21 | Anil Kulkarni
MH-DC-001-PM-015 | MH-DC-001 | MH-DC-001-CRAH-18 | Cooling | Filter change and coil clean | 91 | 2026-07-30 | Sneha Patil
MH-DC-001-PM-018 | MH-DC-001 | MH-DC-001-FZ-03 | Fire | Gas suppression inspection | 91 | 2026-08-01 | Mike Johnson
MH-DC-001-PM-019 | MH-DC-001 | MH-DC-001-FZ-04 | Fire | Gas suppression inspection | 91 | 2026-08-01 | Rahul Deshpande
MH-DC-001-PM-003 | MH-DC-001 | MH-DC-001-UPS-2 | UPS | Quarterly inspection and thermal scan | 91 | 2026-08-12 | James Wilson
MH-DC-001-PM-011 | MH-DC-001 | MH-DC-001-CRAH-14 | Cooling | Filter change and coil clean | 91 | 2026-08-17 | Priya Nair
MH-DC-001-PM-014 | MH-DC-001 | MH-DC-001-CRAH-17 | Cooling | Filter change and coil clean | 91 | 2026-08-18 | Priya Nair
MH-DC-001-PM-009 | MH-DC-001 | MH-DC-001-CRAH-12 | Cooling | Filter change and coil clean | 91 | 2026-08-23 | James Wilson
MH-DC-001-PM-017 | MH-DC-001 | MH-DC-001-FZ-02 | Fire | Gas suppression inspection | 91 | 2026-08-24 | Meera Iyer
MH-DC-001-PM-016 | MH-DC-001 | MH-DC-001-FZ-01 | Fire | Gas suppression inspection | 91 | 2026-09-04 | Vikram Singh
MH-DC-001-PM-012 | MH-DC-001 | MH-DC-001-CRAH-15 | Cooling | Filter change and coil clean | 91 | 2026-09-11 | Sneha Patil
MH-DC-001-PM-013 | MH-DC-001 | MH-DC-001-CRAH-16 | Cooling | Filter change and coil clean | 91 | 2026-09-21 | James Wilson
MH-DC-001-PM-004 | MH-DC-001 | MH-DC-001-UPS-2 | Battery | Battery string impedance test | 182 | 2026-07-02 | David Kim
MH-DC-001-PM-007 | MH-DC-001 | MH-DC-001-BATT-01 | Battery | Discharge test (−48 V plant) | 182 | 2026-07-17 | Meera Iyer
MH-DC-001-PM-002 | MH-DC-001 | MH-DC-001-UPS-1 | Battery | Battery string impedance test | 182 | 2026-08-03 | Rahul Deshpande
MH-DC-001-PM-021 | MH-DC-001 | MH-DC-001-PDU | Electrical | Annual PDU thermography | 365 | 2026-04-12 | David Kim
MH-DC-002-PM-008 | MH-DC-002 | MH-DC-002-CRAH-11 | Cooling | Filter change and coil clean | 91 | 2026-06-09 | Sarah Chen
MH-DC-002-PM-009 | MH-DC-002 | MH-DC-002-CRAH-12 | Cooling | Filter change and coil clean | 91 | 2026-07-15 | Kavita Rao
MH-DC-002-PM-005 | MH-DC-002 | MH-DC-002-DG | Generator | Monthly on-load run | 30 | 2026-09-15 | Vikram Singh
MH-DC-002-PM-002 | MH-DC-002 | MH-DC-002-UPS-1 | Battery | Battery string impedance test | 182 | 2026-04-17 | Mike Johnson
MH-DC-002-PM-001 | MH-DC-002 | MH-DC-002-UPS-1 | UPS | Quarterly inspection and thermal scan | 91 | 2026-07-30 | Rahul Deshpande
MH-DC-002-PM-013 | MH-DC-002 | MH-DC-002-FZ-02 | Fire | Gas suppression inspection | 91 | 2026-08-04 | Meera Iyer
MH-DC-002-PM-010 | MH-DC-002 | MH-DC-002-CRAH-13 | Cooling | Filter change and coil clean | 91 | 2026-08-08 | James Wilson
MH-DC-002-PM-004 | MH-DC-002 | MH-DC-002-UPS-2 | Battery | Battery string impedance test | 182 | 2026-05-14 | Sneha Patil
MH-DC-002-PM-012 | MH-DC-002 | MH-DC-002-FZ-01 | Fire | Gas suppression inspection | 91 | 2026-08-19 | Arjun Mehta
MH-DC-002-PM-003 | MH-DC-002 | MH-DC-002-UPS-2 | UPS | Quarterly inspection and thermal scan | 91 | 2026-08-28 | Priya Nair
MH-DC-002-PM-011 | MH-DC-002 | MH-DC-002-CRAH-14 | Cooling | Filter change and coil clean | 91 | 2026-09-15 | Vikram Singh
MH-DC-002-PM-007 | MH-DC-002 | MH-DC-002-BATT-01 | Battery | Discharge test (−48 V plant) | 182 | 2026-06-30 | Anil Kulkarni
MH-DC-002-PM-014 | MH-DC-002 | MH-DC-002-LV | Electrical | Annual thermography and ATS transfer test | 365 | 2026-01-02 | Sneha Patil
MH-DC-002-PM-006 | MH-DC-002 | MH-DC-002-DG | Generator | Annual load-bank test | 365 | 2026-02-06 | Kavita Rao
MH-DC-002-PM-015 | MH-DC-002 | MH-DC-002-PDU | Electrical | Annual PDU thermography | 365 | 2026-07-09 | Meera Iyer
Note on A1: Required: yes Type: text System field: PmTask.id
Note on B1: Required: yes Type: ref (from Sites) System field: PmTask.dcId
Note on C1: UPS, cooling unit, fire zone, DG… id from the sheets above. Required: yes Type: text System field: PmTask.assetId
Note on D1: Required: yes Type: list (from pm_kind) System field: PmTask.kind
Note on E1: Required: yes Type: text System field: PmTask.task
Note on F1: Required: yes Type: integer System field: PmTask.intervalDays
Note on G1: Next due = last done + interval. Required: yes Type: date System field: PmTask.lastDone
Note on H1: Required: no Type: text System field: PmTask.owner

## On_Call
region * | role * | name * | tier * | escalate_after_min * | phone
West | NOC shift lead | Sarah Chen | 1 | 15
West | Network engineer | Meera Iyer | 2 | 30
West | Facility engineer | Priya Nair | 2 | 30
West | Field technician | David Kim | 2 | 60
West | Duty manager | Vikram Singh | 3 | 60
Note on A1: Region as in Sites.region. Required: yes Type: text System field: Region.name
Note on B1: Required: yes Type: list (from oncall_role) System field: OnCall.role
Note on C1: Required: yes Type: text System field: OnCall.name
Note on D1: 1, 2 or 3. Required: yes Type: integer System field: OnCall.tier
Note on E1: Minutes before an unacknowledged page escalates. Required: yes Type: integer System field: OnCall.escalateAfterMin
Note on F1: Required: no Type: text System field: (paging)

## Snapshot_Alerts
alert_id | site_id | severity | state | title | source | category | scope | device_or_node | if_name | link_or_rack | raised_at | incident_id
ALM-1930 | MH-DC-001 | critical | active | Interface Flapping Detected | Interface | Network | edge | MH-DC-001-PE-T4-01 | xe-0/0/3 |  | 2026-10-01 07:07 | INC-0001
ALM-1831 | MH-DC-001 | major | active | High CPU Utilization | CPU | Performance | site | MH-DC-001-PE-T4-01 |  |  | 2026-10-01 06:52 | INC-0001
ALM-1774 | MH-DC-001 | major | active | Link Degradation | Link | Performance | edge | MH-DC-001-PE-T4-01 | xe-0/0/3 |  | 2026-10-01 04:52 | INC-0001
ALM-1702 | MH-DC-001 | minor | active | Optical Rx Power Low | Interface | Network | edge | MH-DC-001-PE-T4-01 | xe-0/0/3 |  | 2026-10-01 04:18 | INC-0001
ALM-1655 | MH-DC-001 | minor | active | BGP Peer Idle | Protocol | Network | site | MH-DC-001-PE-T4-01 |  |  | 2026-10-01 02:45
ALM-1610 | MH-DC-001 | minor | active | Temperature Warning | Environment | Device | site | MH-DC-001-PE-T4-01 |  |  | 2026-09-30 05:32
ALM-1598 | MH-DC-001 | minor | active | OSPF Neighbour in INIT | Protocol | Network | site | MH-DC-001-PE-T4-01 |  |  | 2026-09-30 17:11
ALM-1001 | MH-DC-001 | minor | active | OSPF Neighbour Down | Protocol | Network | site | MH-DC-001-PE-T4-02 |  | LNK-00017 | 2026-09-30 05:21
ALM-1002 | MH-DC-001 | major | acknowledged | Link Down | Link | Network | site | MH-DC-001-CSR-017 | 1/1/c1 | LNK-00185 | 2026-09-30 19:20 | INC-0018
ALM-1003 | MH-DC-001 | minor | active | OSPF Neighbour Down | Protocol | Network | site | MH-DC-001-CSR-017 |  | LNK-00186 | 2026-09-30 09:45
ALM-1004 | MH-DC-002 | minor | active | OSPF Neighbour in INIT | Protocol | Network | site | MH-DC-002-PE-T4-01 |  | LNK-00344 | 2026-09-30 09:06
ALM-1005 | MH-DC-002 | minor | active | OSPF Neighbour in INIT | Protocol | Network | site | MH-DC-002-CSR-020 |  | LNK-00483 | 2026-09-30 03:57
ALM-1067 | MH-DC-001 | minor | acknowledged | High Memory Utilization | CPU | Performance | site | MH-DC-001-AGG-R02 |  |  | 2026-09-30 15:56
ALM-1068 | MH-DC-001 | minor | active | High Memory Utilization | CPU | Performance | site | MH-DC-001-ACC-03 |  |  | 2026-09-30 14:18
ALM-1069 | MH-DC-001 | warning | active | Configuration Drift | Discovery | Device | site | MH-DC-001-ACC-10 |  |  | 2026-09-26 12:59
ALM-1070 | MH-DC-001 | warning | active | Configuration Drift | Discovery | Device | site | MH-DC-001-CSR-006 |  |  | 2026-09-29 12:49
ALM-1071 | MH-DC-001 | warning | active | Configuration Drift | Discovery | Device | site | MH-DC-001-CSR-021 |  |  | 2026-09-27 13:00
ALM-1072 | MH-DC-001 | major | active | Power Supply Fault | Power | Device | site | MH-DC-001-CSR-040 |  |  | 2026-09-30 08:43 | INC-0022
ALM-1073 | MH-DC-001 | warning | active | Configuration Drift | Discovery | Device | site | MH-DC-001-CSR-043 |  |  | 2026-09-25 16:31
ALM-1074 | MH-DC-001 | warning | active | Configuration Drift | Discovery | Device | site | MH-DC-001-CSR-064 |  |  | 2026-09-27 23:13
ALM-1075 | MH-DC-001 | warning | active | Configuration Drift | Discovery | Device | site | MH-DC-001-CSR-066 |  |  | 2026-09-28 11:55
ALM-1076 | MH-DC-002 | minor | active | High Memory Utilization | CPU | Performance | site | MH-DC-002-CSR-040 |  |  | 2026-09-30 03:06
ALM-1170 | MH-DC-001 | major | active | Collector Stale | Discovery | Network | dependency |  |  |  | 2026-10-01 04:38 | INC-0012
ALM-1177 | MH-DC-001 | minor | active | High CPU Utilization | CPU | Performance | downstream | MH-POP-001-AGG-01 |  |  | 2026-10-01 05:01
ALM-1178 | MH-DC-001 | minor | active | High CPU Utilization | CPU | Performance | downstream | MH-POP-002-AGG-01 |  |  | 2026-09-30 17:28
ALM-1179 | MH-DC-001 | critical | active | Device Unreachable | Interface | Network | downstream | MH-POP-001-AGG-01 |  |  | 2026-09-30 19:20
ALM-1180 | MH-DC-001 | critical | active | Device Unreachable | Interface | Network | downstream | MH-ST-0001-CSR-01 |  |  | 2026-09-30 19:20
ALM-1181 | MH-DC-001 | critical | active | Device Unreachable | Interface | Network | downstream | MH-ST-0002-CSR-01 |  |  | 2026-09-30 19:20
ALM-1182 | MH-DC-001 | critical | active | Device Unreachable | Interface | Network | downstream | MH-ST-0003-CSR-01 |  |  | 2026-09-30 19:20
ALM-1183 | MH-DC-002 | critical | active | Mains Power Failure | Power | Facility | downstream | MH-POP-001-AGG-01 |  |  | 2026-09-30 18:10
ALM-1247 | MH-DC-001 | major | active | Link Down | Link | Network | edge | MH-DC-001-AGG-R05 | xe-0/0/15 |  | 2026-10-01 06:15
ALM-1248 | MH-DC-001 | minor | active | Secondary RADIUS Server Unreachable | Security | Network | dependency | AAA-SRV-02 (10.25.25.6) |  |  | 2026-10-01 04:50
ALM-1249 | MH-DC-002 | minor | active | Optical Rx Power Low | Interface | Network | edge | MH-DC-002-PE-T4-02 | xe-0/0/2 |  | 2026-10-01 01:50
ALM-1253 | MH-DC-001 | minor | active | Memory ECC Errors | Environment | Device | site | MH-DC-001-NMS-01 |  |  | 2026-09-29 07:14
ALM-1254 | MH-DC-001 | major | active | Power Supply Fault | Power | Device | site | MH-DC-001-AAA-01 |  |  | 2026-09-29 22:34
ALM-1255 | MH-DC-001 | minor | active | Disk Failure Predicted | Environment | Device | site | MH-DC-001-AAA-02 |  |  | 2026-09-30 05:07
ALM-1256 | MH-DC-001 | minor | active | Disk Failure Predicted | Environment | Device | site | MH-DC-001-NFVI-UP-06 |  |  | 2026-09-30 20:25
ALM-1257 | MH-DC-001 | minor | active | Disk Failure Predicted | Environment | Device | site | MH-DC-001-VRAN-CU-04 |  |  | 2026-09-29 06:14
ALM-1258 | MH-DC-002 | major | active | Power Supply Fault | Power | Device | site | MH-DC-002-AAA-02 |  |  | 2026-09-30 21:34
ALM-1259 | MH-DC-002 | minor | active | Disk Failure Predicted | Environment | Device | site | MH-DC-002-DNS-02 |  |  | 2026-09-30 12:01
ALM-1260 | MH-DC-002 | warning | active | NTP Offset Drift | Protocol | Network | site | MH-DC-002-NFVI-UP-04 |  |  | 2026-10-01 07:00
Note on A1: Required: no Type: text System field: Alert.id
Note on B1: Required: no Type: text System field: Alert.dcId
Note on C1: Required: no Type: text System field: Alert.severity
Note on D1: Required: no Type: text System field: Alert.state
Note on E1: Required: no Type: text System field: Alert.title
Note on F1: Required: no Type: text System field: Alert.source
Note on G1: Required: no Type: text System field: Alert.category
Note on H1: Required: no Type: text System field: Alert.scope
Note on I1: Required: no Type: text System field: Alert.neId / node
Note on J1: Required: no Type: text System field: Alert.ifName
Note on K1: Required: no Type: text System field: Alert.linkId / rackId
Note on L1: Required: no Type: text System field: Alert.start
Note on M1: Required: no Type: text System field: Alert.incidentId

## Snapshot_Incidents
incident_id | site_id | severity | status | type | title | owner | detected_at | resolved_at | alarms | services_hit | customers_hit | revenue_at_risk
INC-0001 | MH-DC-001 | High | Open | Network | Optical degradation on PE-T4-01 xe-0/0/3 — backhaul flapping | Mike Johnson | 2026-10-01 07:08 |  | 4 | 9 | 9 | 7227200
INC-0012 | MH-DC-001 | Low | Open | Network | Discovery collector stale — MH-DC-001 | Arjun Mehta | 2026-10-01 04:53 |  | 1 | 0 | 0 | 0
INC-0018 | MH-DC-001 | Medium | Investigating | Network | Link down — MH-DC-001-CSR-017 1/1/c1 | Kavita Rao | 2026-09-30 19:21 |  | 1 | 0 | 0 | 0
INC-0022 | MH-DC-001 | Low | Investigating | Power | MH-DC-001-CSR-040 running on single PSU | Vikram Singh | 2026-09-30 08:46 |  | 1 | 0 | 0 | 0
Note on A1: Required: no Type: text System field: Incident.id
Note on B1: Required: no Type: text System field: Incident.dcId
Note on C1: Required: no Type: text System field: Incident.sev
Note on D1: Required: no Type: text System field: Incident.status
Note on E1: Required: no Type: text System field: Incident.type
Note on F1: Required: no Type: text System field: Incident.title
Note on G1: Required: no Type: text System field: Incident.owner
Note on H1: Required: no Type: text System field: Incident.detected
Note on I1: Required: no Type: text System field: Incident.resolved
Note on J1: Required: no Type: text System field: Incident.alertIds
Note on K1: Required: no Type: text System field: impact.services
Note on L1: Required: no Type: text System field: impact.customers
Note on M1: Required: no Type: text System field: impact.revenueAtRisk

## Snapshot_Changes
change_id | site_id | kind | title | status | risk | window_start | window_end | requester | approver | scope
CHG-2001 | MH-DC-001 | Change | Re-patch ODF RACK-D core 7 to PE-T4-01 xe-0/0/3 (new backhaul span) | Completed | Medium | 2026-09-30 16:30 | 2026-09-30 17:30 | Rahul Deshpande | Priya Nair | MH-DC-001-PE-T4-01
CHG-2002 | MH-DC-001 | Change | Junos upgrade 21.4R3-S5.5 → 22.2R3-S2 on MH-DC-001 PE pair | Pending approval | High | 2026-10-03 17:50 | 2026-10-03 21:50 | Arjun Mehta |  | MH-DC-001-PE-T4-01;MH-DC-001-PE-T4-02
CHG-2003 | MH-DC-001 | Maintenance | DG load-bank test — 125 kVA set | Approved | Low | 2026-10-05 13:50 | 2026-10-05 15:50 | Anil Kulkarni | Kavita Rao
Note on A1: Required: no Type: text System field: Change.id
Note on B1: Required: no Type: text System field: Change.dcId
Note on C1: Required: no Type: text System field: Change.kind
Note on D1: Required: no Type: text System field: Change.title
Note on E1: Required: no Type: text System field: Change.status
Note on F1: Required: no Type: text System field: Change.risk
Note on G1: Required: no Type: text System field: Change.windowStart
Note on H1: Required: no Type: text System field: Change.windowEnd
Note on I1: Required: no Type: text System field: Change.requester
Note on J1: Required: no Type: text System field: Change.approver
Note on K1: Required: no Type: text System field: Change.scope

## Snapshot_RMA
rma_id | site_id | device_id | slot | part | vendor_case | status | opened | spare_on_site
RMA-11630 | MH-DC-001 | MH-DC-001-CSR-040 | PSU2 | Power supply | NOK-7601122 | Engineer booked | 2026-09-28 10:50 | Y
RMA-69342 | MH-DC-001 | MH-DC-001-AAA-01 | PSU2 | Power supply | SUP-7266310 | Opened | 2026-09-30 17:50 | Y
RMA-33751 | MH-DC-001 | MH-DC-001-AAA-02 | DISK1 | NVMe 3.84 TB | HPE-4707866 | Engineer booked | 2026-09-28 19:50 | Y
RMA-29898 | MH-DC-001 | MH-DC-001-NFVI-UP-06 | DISK2 | NVMe 3.84 TB | SUP-9353756 | Opened | 2026-10-01 05:50 | Y
RMA-51960 | MH-DC-001 | MH-DC-001-VRAN-CU-04 | DISK3 | NVMe 3.84 TB | SUP-7949129 | Opened | 2026-10-01 03:50 | Y
RMA-65716 | MH-DC-002 | MH-DC-002-AAA-02 | PSU2 | Power supply | SUP-8823857 | Engineer booked | 2026-09-28 13:50 | Y
RMA-51784 | MH-DC-002 | MH-DC-002-DNS-02 | DISK1 | NVMe 3.84 TB | SUP-7378638 | Engineer booked | 2026-09-28 15:50 | Y
Note on A1: Required: no Type: text System field: RmaCase.id
Note on B1: Required: no Type: text System field: RmaCase.dcId
Note on C1: Required: no Type: text System field: RmaCase.neId
Note on D1: Required: no Type: text System field: RmaCase.slot
Note on E1: Required: no Type: text System field: RmaCase.part
Note on F1: Required: no Type: text System field: RmaCase.ref
Note on G1: Required: no Type: text System field: RmaCase.status
Note on H1: Required: no Type: text System field: RmaCase.opened
Note on I1: Required: no Type: text System field: RmaCase.spareOnSite

## Snapshot_Problems
problem_id | title | type | state | incidents | open | sites | workaround | fix | owner
PRB-5586 | PSU2 hardware failure | Power | Investigating | INC-0005;INC-0020;INC-0022 | 3 | MH-DC-003;KA-DC-008;MH-DC-001 | Run on the healthy supply; avoid maintenance on the other PDU side | Swap the failed PSU under RMA; track PSU failures by model and batch | Sneha Patil
PRB-5380 | Optic or patch-cord failure | Network | Investigating | INC-0014;INC-0018;INC-0021 | 3 | MH-DC-004;MH-DC-001;MH-DC-003 | Move traffic to the parallel span; swap the optic from a spare lot and clean the patch | Replace every optic from the affected lot under a vendor field notice; inspect the ODF jumpers | Kavita Rao
PRB-4445 | Optic degradation (SFP lot 22B) | Network | Investigating | INC-0001;INC-0026;INC-0028;INC-0038;INC-0044;INC-0045;INC-0047;INC-0048;INC-0058;INC-0060 | 1 | MH-DC-001;OD-DC-018;KA-DC-008;MP-DC-014;KA-DC-021;UP-DC-006;UP-DC-007;TS-DC-023;PB-DC-012;MH-DC-003 | Move traffic to the parallel span; swap the optic from a spare lot and clean the patch | Replace every optic from the affected lot under a vendor field notice; inspect the ODF jumpers | Sneha Patil
Note on A1: Required: no Type: text System field: Problem.id
Note on B1: Required: no Type: text System field: Problem.title
Note on C1: Required: no Type: text System field: Problem.type
Note on D1: Required: no Type: text System field: Problem.state
Note on E1: Required: no Type: text System field: Problem.incidents
Note on F1: Required: no Type: text System field: Problem.open
Note on G1: Required: no Type: text System field: Problem.sites
Note on H1: Required: no Type: text System field: Problem.workaround
Note on I1: Required: no Type: text System field: Problem.fix
Note on J1: Required: no Type: text System field: Problem.owner

## Snapshot_Orders
order_id | kind | site_id | customer_id | detail | state | opened | due_or_minutes
Note on A1: Required: no Type: text System field: id
Note on B1: Required: no Type: text System field: Cross-connect / Remote hands
Note on C1: Required: no Type: text System field: dcId
Note on D1: Required: no Type: text System field: customerId
Note on E1: Required: no Type: text System field: route or task
Note on F1: Required: no Type: text System field: state
Note on G1: Required: no Type: text System field: ordered / opened
Note on H1: Required: no Type: text System field: due / minutes

## Field_Dictionary
Sheet | Column | Required | Type | Allowed values | System field (types.ts) | Description | Example
Sites | site_id | Required | text |  | Datacenter.id / Location.id | Unique site code, format XX-DC-NNN (XX = state code). Every other sheet points to it. | MH-DC-001
Sites | site_name | Required | text |  | Datacenter.name | Display name. | MH-DC-001
Sites | operator | Optional | text |  | (reference only) | Owning company. Not shown in the tool today.
Sites | business_model | Required | list | colocation, neocloud, cloud, enterprise, network | Persona | Sets vocabulary and rack contents: colocation, neocloud (GPU as a service), cloud, enterprise, network (telco). | network
Sites | status | Required | list | on-air, in-progress, planned, failed | Datacenter.status | on-air = live; in-progress = being built; planned; failed. | in-progress
Sites | tier | Required | list | Tier II, Tier III, Tier IV | Datacenter.tier | Uptime tier. | Tier III
Sites | category | Required | list | Central, Regional, Edge | Datacenter.category | Central / Regional / Edge. | Central
Sites | region | Required | text |  | Region.name / Datacenter.regionId | For example West, South, North, East, Central. | West
Sites | state | Required | text |  | Datacenter.state | State or province. | Maharashtra
Sites | city | Required | text |  | Datacenter.city | City. | Pune
Sites | address | Required | text |  | Datacenter.address | Postal address. | Pune Data Park
Sites | latitude | Required | decimal |  | Datacenter.lat | Decimal degrees (WGS84). Places the pin on the estate map. | 18.593
Sites | longitude | Required | decimal |  | Datacenter.lng | Decimal degrees (WGS84). | 73.789
Sites | commissioned_on | Optional | date |  | Datacenter.commissionedOn | Date the site went live. | 2024-08-18
Sites | it_capacity_kw | Required | decimal |  | Datacenter.power.capacityKw | Design IT load (kW) the site is built for. | 220
Sites | design_pue | Optional | decimal |  | Datacenter.power.pue | Design PUE. Live PUE comes from the BMS. | 1.52
Sites | cooling_capacity_kw | Required | decimal |  | Datacenter.cooling.capacityKw | Total installed cooling capacity (kW). | 150
Sites | cooling_redundancy | Required | list | N, N+1, 2N | Datacenter.cooling.redundancy | N / N+1 / 2N. | N+1
Sites | timezone | Optional | text |  | (reference only) | IANA timezone, for example Asia/Kolkata. | Asia/Kolkata
Floors | site_id | Required | ref | an ID from Sites | Datacenter.id | Must exist in Sites. | MH-DC-001
Floors | floor_id | Required | text |  | (key) | Unique within the workbook, for example MP-DC-001-F0. | MH-DC-001-F0
Floors | floor_name | Required | text |  | Datacenter.floors[].name | As staff call it: Ground, 1st floor… | Ground
Floors | level | Required | integer |  | (order in the 3D twin) | 0 = ground, 1 = first floor…, −1 = basement. | 0
Rooms | site_id | Required | ref | an ID from Sites | Datacenter.id |  | MH-DC-001
Rooms | floor_id | Required | ref | an ID from Floors | (key) | Must exist in Floors. | MH-DC-001-F0
Rooms | room_id | Required | text |  | (key) | Unique within the workbook. | MH-DC-001-F0-R1
Rooms | room_name | Required | text |  | Datacenter.floors[].rooms[] / Rack.room | Shown in the twin, the racks list and alarm locations. | MDF
Rooms | room_type | Required | list | Data hall, AI hall, Meet-me room, Network room, Plant room, UPS room, Battery room, NOC | (twin layout) | Plant / UPS / battery rooms hold the power plant; halls hold racks. | Data hall
Rooms | area_sqm | Optional | decimal |  | (reference only) | Floor area.
Rooms | rack_rows | Optional | integer |  | (twin layout) | Number of rack rows; racks face each other in pairs. | 1
Rooms | containment | Optional | list | Cold aisle, Hot aisle, None | (twin layout) | Aisle containment.
Rooms | cooling_method | Optional | list | Air, Liquid, Hybrid | Rack.liquid | Air, Liquid or Hybrid. | Air
Racks | rack_id | Required | text |  | Rack.id | Unique, for example MP-DC-001-A01. | MH-DC-001-RACK-A
Racks | site_id | Required | ref | an ID from Sites | Rack.dcId |  | MH-DC-001
Racks | room_id | Required | ref | an ID from Rooms | Rack.floor / Rack.room | Floor and room come from the Rooms row. | MH-DC-001-F0-R1
Racks | rack_name | Required | text |  | Rack.name | Label on the cabinet (shown on the 3D twin). | RACK-A
Racks | row | Optional | text |  | (twin layout) | Row letter or number.
Racks | position | Optional | integer |  | (twin layout) | Position in the row, 1…n.
Racks | role | Required | list | Core, Meet-me room, Network, Aggregation, Compute, Storage, GPU, Tenant, AI cage | Rack.role | What the cabinet is for. | Core
Racks | height_u | Required | integer |  | Rack.heightU | Usable rack units (42, 45, 48…). | 45
Racks | power_budget_kw | Required | decimal |  | Rack.budgetKw | Provisioned power (kW). Live draw comes from the PDUs. | 17
Racks | owner | Required | list | operator, tenant | Rack.owner | operator, or tenant (a leased cabinet: the operator sees power and environment only). | operator
Racks | tenant_customer_id | Conditional | ref | an ID from Customers | Rack.tenantId | Required when owner = tenant.
Racks | contracted_kw | Conditional | decimal |  | Rack.contractedKw | Required when owner = tenant: the power the tenant has bought.
Racks | density | Optional | list | standard, ai | Rack.density | ai = high-density GPU rack or AI cage. | standard
Racks | liquid_cooled | Optional | list | Y, N | Rack.liquid | Y = direct liquid cooling. | N
Racks | cdu_id | Conditional | ref | an ID from CDUs | AiCage.cduId / Cdu.racks | Required when liquid_cooled = Y.
Racks | pdu_feed_a | Optional | ref | an ID from Power_Feeds | (power path) | Feed powering the A-side PDU. | MH-DC-001-AC-1
Racks | pdu_feed_b | Optional | ref | an ID from Power_Feeds | (power path) | Feed powering the B-side PDU. | MH-DC-001-AC-2
Racks | used_u (calc) | Calculated | formula |  | Rack.usedU | Calculated: the sum of u_size of the devices in this rack. Don't type it.
Power_Feeds | feed_id | Required | text |  | PowerFeed.id | Unique, for example MP-DC-001-AC-1. | MH-DC-001-AC-1
Power_Feeds | site_id | Required | ref | an ID from Sites | Datacenter.id |  | MH-DC-001
Power_Feeds | type | Required | list | AC, DC | PowerFeed.type | AC or DC. | AC
Power_Feeds | source | Required | text |  | PowerFeed.source | For example "Utility feed A", "Rectifier RECT-01". | Utility feed A
Power_Feeds | rating | Required | text |  | PowerFeed.rating | For example "630 A · 415 V" or "48 V · 2400 A". | 214 A · 415 V
Power_Feeds | capacity_kw | Required | decimal |  | PowerFeed.capacityKw |  | 154
Power_Feeds | normal_role | Optional | list | Active, Standby | (ATS story) | Active, or Standby (picked up by the ATS). | Active
Power_Feeds | utility_account | Optional | text |  | (reference only) | Utility connection / account number.
UPS | ups_id | Required | text |  | UpsUnit.id |  | MH-DC-001-UPS-1
UPS | site_id | Required | ref | an ID from Sites | Datacenter.id |  | MH-DC-001
UPS | room_id | Optional | ref | an ID from Rooms | (twin placement) | Room the UPS stands in (shown and clickable in the realistic twin).
UPS | name | Required | text |  | UpsUnit.name | For example UPS-1. | UPS-1
UPS | vendor | Optional | text |  | (reference only)
UPS | model | Optional | text |  | (reference only)
UPS | serial | Optional | text |  | (reference only)
UPS | capacity_kw | Required | decimal |  | UpsUnit.capacityKw |  | 220
UPS | redundancy | Required | list | N, N+1, 2N | UpsUnit.redundancy |  | N+1
UPS | battery_autonomy_min | Required | integer |  | UpsUnit.batteryMin | Design autonomy at full load (minutes). | 24
Generators | dg_id | Required | text |  | (key) |  | MH-DC-001-DG-1
Generators | site_id | Required | ref | an ID from Sites | Datacenter.id |  | MH-DC-001
Generators | name | Required | text |  | (label) |  | DG-1
Generators | kva | Required | decimal |  | power.dg.kva | Rating (kVA). | 275
Generators | fuel_tank_litres | Optional | decimal |  | (fuel hours)
Generators | runtime_h_full_load | Required | decimal |  | power.dg.runtimeH | Hours on a full tank at full load. | 13
Generators | last_test_date | Optional | date |  | power.dg.lastTest |  | 2026-08-29
Generators | last_test_result | Optional | list | Pass, Fail | power.dg.result |  | Pass
DC_Plant | plant_id | Required | text |  | (key) |  | MH-DC-001-RECT-01
DC_Plant | site_id | Required | ref | an ID from Sites | Datacenter.id |  | MH-DC-001
DC_Plant | room_id | Optional | ref | an ID from Rooms | (twin placement)
DC_Plant | kind | Required | list | Rectifier, Battery bank | (rectifier / battery) |  | Rectifier
DC_Plant | name | Required | text |  | (label) | For example RECT-01, BATT-01. | RECT-01
DC_Plant | volts | Conditional | decimal |  | power.battery.volts | Battery banks: nominal voltage. | 48
DC_Plant | ah | Conditional | decimal |  | power.battery.ah | Battery banks: capacity (Ah). | 1400
DC_Plant | rated_output | Conditional | text |  | PowerFeed.rating (DC) | Rectifiers: for example "48 V · 2400 A". | 48 V · 1380 A
DC_Plant | capacity_kw | Conditional | decimal |  | PowerFeed.capacityKw (DC) | Rectifiers: DC output (kW). | 66
DC_Plant | autonomy_h | Conditional | decimal |  | power.battery.runtimeH | Battery banks: design autonomy (hours). | 3.8
DC_Plant | last_test_date | Optional | date |  | power.battery.lastTest |  | 2026-07-17
Cooling_Units | unit_id | Required | text |  | CoolingUnit.id |  | MH-DC-001-CRAH-11
Cooling_Units | site_id | Required | ref | an ID from Sites | Datacenter.id |  | MH-DC-001
Cooling_Units | room_id | Required | ref | an ID from Rooms | CoolingUnit.zone | The zone is "<floor> · <room>". | MH-DC-001-F0-R1
Cooling_Units | name | Required | text |  | CoolingUnit.name | For example CRAH-11. | CRAH-11
Cooling_Units | type | Required | list | CRAH, CRAC, CDU | CoolingUnit.type |  | CRAH
Cooling_Units | vendor | Optional | text |  | (reference only)
Cooling_Units | model | Optional | text |  | (reference only)
Cooling_Units | capacity_kw | Required | decimal |  | CoolingUnit.capacityKw | Rated cooling capacity. | 19
Cooling_Units | design_supply_c | Optional | decimal |  | CoolingUnit.supplyC (setpoint) | Supply air / coolant setpoint. | 19
CDUs | cdu_id | Required | text |  | Cdu.id
CDUs | site_id | Required | ref | an ID from Sites | Cdu.dcId
CDUs | room_id | Required | ref | an ID from Rooms | Cdu.room
CDUs | name | Required | text |  | Cdu.name
CDUs | capacity_kw | Required | decimal |  | Cdu.capacityKw
CDUs | nominal_flow_lpm | Required | decimal |  | Cdu.flowNominal | Design coolant flow (litres per minute).
CDUs | design_supply_c | Optional | decimal |  | Cdu.supplyC (setpoint)
CDUs | racks_served (calc) | Calculated | formula |  | Cdu.racks | Calculated from Racks.cdu_id.
Sensors | sensor_id | Required | text |  | EnvSensor.id |  | MH-DC-001-ENV-1
Sensors | site_id | Required | ref | an ID from Sites | Datacenter.id |  | MH-DC-001
Sensors | room_id | Required | ref | an ID from Rooms | EnvSensor.zone |  | MH-DC-001-F0-R1
Sensors | kind | Required | list | Temperature + humidity, Leak, Smoke | EnvSensor (temp / humidity / smoke / leak) |  | Temperature + humidity
Sensors | position | Optional | text |  | (reference only) | For example "Cold aisle 1, rack A03".
Sensors | bms_point | Optional | text |  | (collector mapping) | BMS / Modbus / BACnet point name, so live readings can be matched.
Devices | device_id | Required | text |  | NetworkElement.id | Unique, for example MP-DC-001-BDR-01. | MH-DC-001-PE-T4-01
Devices | site_id | Required | ref | an ID from Sites | NetworkElement.dcId |  | MH-DC-001
Devices | hostname | Required | text |  | NetworkElement.name | As configured on the device (used to match SNMP / LLDP). | MH-DC-001-PE-T4-01
Devices | role | Required | list | Router, Switch, DWDM, Firewall, Access, Server, Storage, GPU, Tenant gear | NetworkElement.role | Tenant gear = an opaque block of customer equipment (never polled). | Router
Devices | layer | Required | list | core, spine, leaf, access | NetworkElement.layer | core / spine / leaf / access. For hosts use access. | core
Devices | vendor | Required | text |  | NetworkElement.vendor | Tenant gear: "Tenant". | JUNIPER
Devices | model | Required | text |  | NetworkElement.model |  | MX204
Devices | os_version | Optional | text |  | NetworkElement.os |  | 21.4R3-S5.5
Devices | serial | Conditional | text |  | NetworkElement.serial | Required for operator devices; must be unique. | JU0011000
Devices | mgmt_ip | Conditional | ip |  | NetworkElement.ip | Required for monitored devices. | 172.31.40.20
Devices | mac | Optional | text |  | NetworkElement.mac |  | A4:5E:60:16:8F:48
Devices | rack_id | Required | ref | an ID from Racks | NetworkElement.rackId |  | MH-DC-001-RACK-A
Devices | u_position | Required | integer |  | NetworkElement.u | Lowest U the device occupies (1 = bottom). | 2
Devices | u_size | Required | integer |  | NetworkElement.uSize | Height in U. | 1
Devices | lifecycle | Required | list | Ready, Planned, Maintenance, Decommissioning | NetworkElement.lifecycle | Planned = reserved rack space, not installed. | Ready
Devices | owner | Required | list | operator, tenant | OpsState tenant-owned |  | operator
Devices | tenant_customer_id | Conditional | ref | an ID from Customers | NetworkElement.tenantId | Required when owner = tenant.
Devices | monitored | Required | list | Y, N | OpsState in-service / unmonitored | N = in the rack but not polled. | Y
Devices | collector_id | Conditional | ref | an ID from Collectors | NetworkElement.collector | Required when monitored = Y. | COL-MH-DC-001-2
Devices | wan_edge | Optional | list | Y, N | NetworkElement.isPe | Y = border / PE router carrying the site's backhaul. | Y
Modules | device_id | Required | ref | an ID from Devices | NetworkElement.id |  | MH-DC-001-PE-T4-01
Modules | slot | Required | text |  | modules[].slot | For example "FPC 0", "PSU 1". | RE0
Modules | name | Required | text |  | modules[].name | Part description. | Routing Engine
Modules | serial | Optional | text |  | modules[].serial |  | JU0011000-RE0
Interfaces | device_id | Required | ref | an ID from Devices | Interface.neId |  | MH-DC-001-PE-T4-01
Interfaces | if_name | Required | text |  | Interface.name | As the device names it (et-0/0/1, Ethernet1/1, swp1, ib0…). | xe-0/0/0
Interfaces | type | Required | text |  | Interface.type | For example 100GE, 400G NDR, 1GE. | 10G SFP+
Interfaces | speed_mbps | Required | integer |  | Interface.speedMbps |  | 10000
Interfaces | admin_state | Required | list | up, admin-down, reserved | Interface.state | up, admin-down or reserved. Operational up / down comes live. | admin-down
Interfaces | description | Optional | text |  | Interface.description |  | Backhaul to UP-DC-006
Interfaces | optic_model | Optional | text |  | Interface.optics.model | Transceiver part. | SFP-10G-LR
Links | link_id | Required | text |  | Link.id |  | LNK-00001
Links | a_device_id | Required | ref | an ID from Devices | Link.aNe |  | MH-DC-001-PE-T4-01
Links | a_if_name | Required | text |  | Link.aIf | Must exist in Interfaces for a_device_id. | et-0/1/0
Links | z_device_id | Required | ref | an ID from Devices | Link.zNe | May be at another site (backhaul). | MH-DC-001-PE-T4-02
Links | z_if_name | Required | text |  | Link.zIf |  | et-0/1/0
Links | role | Required | list | Fabric, Uplink, Backhaul, Peering, Access | Link.role | Fabric (inside a fabric), Uplink, Backhaul (leaves the site), Peering, Access (to a host / customer). | Fabric
Links | protocol | Optional | list | LLDP, OSPF, BGP, ISIS, LSP | Link.protocol | Default LLDP (physical). Add BGP / OSPF rows for routing adjacencies if needed. | LLDP
Links | capacity_mbps | Required | integer |  | Link.capacityMbps |  | 100000
Links | cable_id | Optional | text |  | Link.physical.cable | Cross-connect jumper or cable label. The full patching of each end goes in Cable_Paths. | MH-DC-001-CBL-0001
Links | strand | Optional | text |  | Link.physical.strand | Fibre strand or pair. | Red
Links | a_patch_port | Optional | text |  | Link.physical.aPort | Older exports only: superseded by Cable_Paths. | ODF-2/P24
Links | z_patch_port | Optional | text |  | Link.physical.zPort | Older exports only: superseded by Cable_Paths. | ODF-2/P15
Links | carrier_circuit_id | Conditional | text |  | (reference only) | Backhaul: the carrier's circuit ID.
Rack_PDUs | pdu_id | Required | text |  | RackPdu.id | Unique, for example MP-DC-001-A01-PDU-A. | MH-DC-001-RACK-A-PDU-A
Rack_PDUs | site_id | Required | ref | an ID from Sites | RackPdu.dcId |  | MH-DC-001
Rack_PDUs | rack_id | Required | ref | an ID from Racks | RackPdu.rackId |  | MH-DC-001-RACK-A
Rack_PDUs | side | Required | list | A, B | RackPdu.side | A or B. Each side should be rated for the whole cabinet, so the cabinet survives the loss of either side. | A
Rack_PDUs | kind | Required | list | AC, DC | RackPdu.kind | AC rack PDU, or DC fuse panel fed from the rectifier plant. | AC
Rack_PDUs | model | Optional | text |  | RackPdu.model | Vendor and model, for example "Raritan PX3-5902V". | Switched rack PDU · 3-ph 32 A · 400 V
Rack_PDUs | volts | Required | decimal |  | RackPdu.volts | 230, 400 (3-phase) or 48 (DC). | 400
Rack_PDUs | phases | Required | integer |  | RackPdu.phases | 1 or 3. | 3
Rack_PDUs | rating_a | Required | decimal |  | RackPdu.ratingA | Input breaker rating per phase (A). | 32
Rack_PDUs | capacity_kw | Required | decimal |  | RackPdu.capacityKw | What one side can carry. The tool checks the cabinet's draw against it for failover. | 17
Rack_PDUs | outlets | Required | integer |  | RackPdu.outlets | Number of outlets (C13 / C19). | 36
Rack_PDUs | upstream_id | Required | ref | an ID from UPS / DC_Plant | RackPdu.upstreamId | The UPS module (AC) or rectifier (DC) feeding this PDU: this is how a UPS fault is traced to devices. | MH-DC-001-UPS-2
Rack_PDUs | feed_id | Required | ref | an ID from Power_Feeds | RackPdu.feedId | Utility feed behind that UPS. | MH-DC-001-AC-1
Power_Connections | device_id | Required | ref | an ID from Devices | PowerCord.neId |  | MH-DC-001-PE-T4-01
Power_Connections | psu_slot | Required | text |  | PowerCord.psu | As the device names it (PSU1, PEM0). Tenant gear: Feed A / Feed B. | PEM0
Power_Connections | pdu_id | Required | ref | an ID from Rack_PDUs | PowerCord.pduId | A PDU in the same rack as the device. | MH-DC-001-RACK-A-PDU-A
Power_Connections | outlet | Required | integer |  | PowerCord.outlet | Outlet number on that PDU. | 1
Power_Connections | breaker_bank | Optional | text |  | PowerCord.bankId | Phase or bank (L1, L2, L3). Leave blank to derive it from the outlet. | L1
Power_Connections | psu_rated_w | Optional | decimal |  | (reference only) | Nameplate rating of the supply.
Patch_Panels | panel_id | Required | text |  | PatchPanel.id | Unique, for example MP-DC-001-A01-PP-F1. | MH-DC-001-RACK-B-PP-F1
Patch_Panels | site_id | Required | ref | an ID from Sites | PatchPanel.dcId |  | MH-DC-001
Patch_Panels | rack_id | Required | ref | an ID from Racks | PatchPanel.rackId |  | MH-DC-001-RACK-B
Patch_Panels | name | Required | text |  | PatchPanel.name | Label on the panel. | PP-F1
Patch_Panels | kind | Required | list | LC duplex, MPO, RJ45 | PatchPanel.kind | LC duplex (fibre), MPO (high-density fibre) or RJ45 (copper). | LC duplex
Patch_Panels | role | Required | list | rack, odf | PatchPanel.role | rack = top of a cabinet; odf = in the site's patching / main distribution rack. | rack
Patch_Panels | ports | Required | integer |  | PatchPanel.ports |  | 24
Trunk_Cables | trunk_id | Required | text |  | Trunk.id |  | MH-DC-001-RACK-B-TRK-1
Trunk_Cables | site_id | Required | ref | an ID from Sites | Trunk.dcId |  | MH-DC-001
Trunk_Cables | a_panel_id | Required | ref | an ID from Patch_Panels | Trunk.aPanel |  | MH-DC-001-RACK-B-PP-F1
Trunk_Cables | z_panel_id | Required | ref | an ID from Patch_Panels | Trunk.zPanel |  | MH-DC-001-RACK-I-ODF-1
Trunk_Cables | kind | Required | text |  | Trunk.kind | For example "MPO-24 OM4 trunk" or "Cat6A 24-cable bundle". | MPO-24 OM4 trunk × 5
Trunk_Cables | pairs | Required | integer |  | Trunk.pairs | Duplex pairs (fibre) or cables (copper). | 60
Trunk_Cables | route | Required | list | Tray route 1, Tray route 2 | Trunk.route | Tray route. Two diverse routes let dual-homed devices survive one cut tray. | Tray route 1
Trunk_Cables | length_m | Optional | decimal |  | Trunk.lengthM |  | 50
Cable_Paths | link_id | Required | ref | an ID from Links | CablePath.linkId |  | LNK-00001
Cable_Paths | end | Required | list | A, Z | (A / Z end) | A = the a_device of the link, Z = the z_device. | A
Cable_Paths | device_id | Required | ref | an ID from Devices | CableHop (port) |  | MH-DC-001-PE-T4-01
Cable_Paths | patch_cord_id | Optional | text |  | CableHop (cord) | Label on the patch cord or DAC / AOC cable. | MH-DC-001-PC-00001
Cable_Paths | panel_id | Conditional | ref | an ID from Patch_Panels | CableHop (panel) | Required when the cable leaves the cabinet: the cabinet's patch panel. | MH-DC-001-RACK-B-PP-F1
Cable_Paths | panel_port | Conditional | integer |  | CableHop (panel) |  | 1
Cable_Paths | trunk_id | Conditional | ref | an ID from Trunk_Cables | CableHop (trunk) | Trunk from that panel to the ODF. | MH-DC-001-RACK-B-TRK-1
Cable_Paths | odf_panel_id | Conditional | ref | an ID from Patch_Panels | CableHop (panel) | ODF panel where the trunk lands; the cross-connect jumper is patched here. | MH-DC-001-RACK-I-ODF-1
Cable_Paths | odf_port | Conditional | integer |  | CableHop (panel) |  | 1
Cable_Paths | osp_core | Conditional | integer |  | CableHop (osp) | Backhaul only: core of the outside-plant cable on the ODF.
Cooling_Coverage | rack_id | Required | ref | an ID from Racks | RackCooling.rackId |  | MH-DC-001-RACK-A
Cooling_Coverage | primary_unit_id | Required | ref | an ID from Cooling_Units | RackCooling.primaryId | The CRAH / CRAC this rack depends on first. | MH-DC-001-CRAH-11
Cooling_Coverage | cdu_id | Conditional | ref | an ID from CDUs | RackCooling.cduId | Liquid-cooled racks.
GPU_Clusters | cluster_id | Required | text |  | GpuCluster.id
GPU_Clusters | site_id | Required | ref | an ID from Sites | GpuCluster.dcId
GPU_Clusters | room_id | Required | ref | an ID from Rooms | GpuCluster.room
GPU_Clusters | name | Required | text |  | GpuCluster.name
GPU_Clusters | scheduler | Required | list | Kubernetes, Slurm | GpuCluster.scheduler
GPU_Clusters | fabric | Required | text |  | GpuCluster.fabric | For example "InfiniBand NDR 400G, rail-optimised".
GPU_Clusters | gpu_model | Required | list | B200 SXM 192 GB, H200 SXM 141 GB, H100 SXM 80 GB, A100 SXM 80 GB, L40S PCIe 48 GB, T4 PCIe 16 GB, Gaudi 3 OAM 128 GB, Max 1550 OAM 128 GB | GpuCluster.model | One model per cluster.
GPU_Clusters | cooling | Required | list | air, liquid | GpuCluster.cooling
GPU_Clusters | node_count (calc) | Calculated | formula |  | GpuCluster.nodes | Calculated from GPU_Nodes.
GPU_Nodes | device_id | Required | ref | an ID from Devices | GpuNode.neId
GPU_Nodes | cluster_id | Required | ref | an ID from GPU_Clusters | GpuNode.clusterId
GPU_Nodes | gpu_model | Required | list | B200 SXM 192 GB, H200 SXM 141 GB, H100 SXM 80 GB, A100 SXM 80 GB, L40S PCIe 48 GB, T4 PCIe 16 GB, Gaudi 3 OAM 128 GB, Max 1550 OAM 128 GB | GpuNode.model | Must match the cluster.
GPU_Nodes | gpu_vendor | Required | list | NVIDIA, Intel | GpuNode.vendor
GPU_Nodes | gpu_count | Required | integer |  | GpuNode.gpus.length | Usually 8.
GPU_Nodes | server_model | Required | text |  | GpuNode.server
GPU_Nodes | cooling | Required | list | air, liquid | GpuNode.cooling
GPU_Nodes | driver | Optional | text |  | GpuNode.driver | Installed driver version.
GPU_Nodes | firmware | Optional | text |  | GpuNode.firmware
Customers | customer_id | Required | text |  | Customer.id |  | CUST-1202
Customers | name | Required | text |  | Customer.name |  | Enterprise Corp
Customers | segment | Required | text |  | Customer.segment | For example BFSI, Media, AI / ML, Healthcare. | Enterprise
Customers | city | Required | text |  | Customer.city | Billing city. | Pune
Customers | state | Required | text |  | Customer.state |  | Maharashtra
Customers | plan | Required | text |  | Customer.plan | Contract or plan name. | Premium L3VPN
Customers | premium | Required | list | Y, N | Customer.premium | Y = premium SLA (counted on the Command center). | Y
Customers | account_manager | Optional | text |  | Customer.accountManager |  | Neha Kapoor
Customers | monthly_revenue (calc) | Calculated | formula |  | Customer.revenueMonthly | Calculated: the sum of this customer's Services. Don't type it.
Services | service_id | Required | text |  | Service.id |  | SVC-L3-1807
Services | customer_id | Required | ref | an ID from Customers | Service.customerId |  | CUST-1202
Services | type | Required | list | Cabinet lease, Power circuit, Cross-connect, Remote hands, Reserved cluster, On-demand GPUs, CPU instances, VM, Storage volume, Managed DB, GPU cluster, Kubernetes, IRV, Leased Line, L2VPN, L3VPN, Core application, Database, Collaboration, Analytics, Backup & DR, AI platform, Other | Service.type |  | L3VPN
Services | site_id | Required | ref | an ID from Sites | Service.dcId |  | MH-DC-001
Services | device_id | Conditional | ref | an ID from Devices | Service.neId | The device the service is delivered on (port, GPU node, MMR switch…). | MH-DC-001-PE-T4-01
Services | if_name | Optional | text |  | Service.ifName | Hand-off port for circuits and cross-connects. | ge-0/2/0
Services | rack_ids | Conditional | text |  | Service path (racks) | Cabinet leases / power circuits: rack ids, separated by ";".
Services | gpu_node_ids | Conditional | text |  | Service.path (job nodes) | GPU services: GPU node device ids, separated by ";".
Services | qty | Required | decimal |  | Service.qty |  | 1000
Services | unit | Required | list | cabinets, kW, Mbps, hours, GPU, vCPU, TB, users | Service.unit |  | Mbps
Services | bandwidth_mbps | Optional | integer |  | Service.bandwidthMbps | Circuits and cross-connects. | 1000
Services | sla_target_pct | Required | decimal |  | Service.slaTarget | For example 99.95. | 99.99
Services | monthly_revenue | Required | decimal |  | Service.revenueMonthly | Monthly charge in the site currency (₹). | 468000
Services | critical | Required | list | Y, N | Service.critical | Y = business-critical for the customer. | Y
Services | start_date | Optional | date |  | (reference only)
Collectors | collector_id | Required | text |  | collectors[].id |  | COL-MH-DC-001-1
Collectors | site_id | Required | ref | an ID from Sites | Datacenter.id |  | MH-DC-001
Collectors | name | Required | text |  | collectors[].name |  | Collector Pune A
Collectors | protocol | Required | list | SNMP, gNMI, Redfish, DCGM exporter, Modbus TCP, BACnet, Syslog | (integration) |  | SNMP
Collectors | domain | Required | list | Network, Facility, Compute, GPU | (integration) | Network, Facility (BMS / EPMS), Compute (BMC), GPU (DCGM). | Network
Collectors | host_ip | Optional | ip |  | (integration)
Collectors | covers | Optional | text |  | (integration) | What it polls.
Fire_Systems | zone_id | Required | text |  | FireZone.id |  | MH-DC-001-FZ-01
Fire_Systems | site_id | Required | ref | an ID from Sites | FireZone.dcId |  | MH-DC-001
Fire_Systems | room_id | Required | ref | an ID from Rooms | FireZone.zone |  | MH-DC-001-F0-R1
Fire_Systems | detection | Required | list | VESDA aspirating, Point smoke + heat | FireZone.detection | VESDA (aspirating) in data halls; point smoke + heat elsewhere. | VESDA aspirating
Fire_Systems | suppression | Required | list | Novec 1230 gas, Inert gas (IG-541), Pre-action sprinkler | FireZone.suppression |  | Novec 1230 gas
Fire_Systems | release_mode | Required | list | Armed (auto), Manual only, Isolated | FireZone.release | Armed (auto) in normal operation. | Armed (auto)
Fire_Systems | last_inspection | Required | date |  | FireZone.lastInspection | Quarterly inspection; the tool flags it overdue after 91 days. | 2026-09-04
Fire_Systems | panel_point | Optional | text |  | (collector mapping) | Fire-panel / BMS point for live detector state.
Leak_Detection | zone_id | Required | text |  | LeakZone.id |  | MH-DC-001-LK-01
Leak_Detection | site_id | Required | ref | an ID from Sites | LeakZone.dcId |  | MH-DC-001
Leak_Detection | room_id | Required | ref | an ID from Rooms | LeakZone.zone |  | MH-DC-001-F0-R1
Leak_Detection | guards | Required | text |  | LeakZone.covers | What the rope runs under (CRAH-11, CDU-01 manifold…). | Under CRAH-11, CRAH-15
Leak_Detection | length_m | Optional | decimal |  | LeakZone.lengthM |  | 14
Leak_Detection | last_test | Optional | date |  | LeakZone.lastTest | Last wet test. | 2026-07-12
Access_Points | door_id | Required | text |  | AccessPoint.id |  | MH-DC-001-DR-01
Access_Points | site_id | Required | ref | an ID from Sites | AccessPoint.dcId |  | MH-DC-001
Access_Points | name | Required | text |  | AccessPoint.name |  | Main entrance · mantrap
Access_Points | room_id | Optional | ref | an ID from Rooms | AccessPoint.zone |  | MH-DC-001-F0-R1
Access_Points | kind | Required | list | Building entry, Data hall door, Cage door, Plant room door, Meet-me room door | AccessPoint.kind |  | Building entry
Access_Points | reader | Required | list | Card + biometric, Card + PIN, Card | AccessPoint.reader |  | Card + biometric
Access_Points | tenant_customer_id | Conditional | ref | an ID from Customers | AccessPoint.tenantId | Cage doors: the tenant whose badges open it.
Support_Contracts | contract_id | Required | text |  | contract.id |  | AMC-MH-94990
Support_Contracts | site_id | Required | ref | an ID from Sites | (scope) |  | MH-DC-001
Support_Contracts | vendor | Required | text |  | (vendor) |  | JUNIPER
Support_Contracts | level | Required | list | 24×7×4, NBD, 8×5 NBD, None | contract.level | 24×7×4 = 4-hour on-site response; NBD = next business day. | 24×7×4
Support_Contracts | start | Optional | date |  | (reference only)
Support_Contracts | expires | Required | date |  | contract.expires | The tool flags devices whose contract ends within 90 days. | 2028-02-05
Asset_Lifecycle | device_id | Required | ref | an ID from Devices | AssetLife.neId |  | MH-DC-001-PE-T4-01
Asset_Lifecycle | installed | Required | date |  | AssetLife.installed |  | 2024-07-24
Asset_Lifecycle | warranty_end | Required | date |  | AssetLife.warrantyEnd |  | 2029-07-23
Asset_Lifecycle | contract_id | Optional | ref | an ID from Support_Contracts | AssetLife.contract | Blank = warranty only. | AMC-MH-94990
Model_Lifecycle | vendor | Required | text |  | AssetLife.vendor |  | JUNIPER
Model_Lifecycle | model | Required | text |  | AssetLife.model | Exactly as in Devices.model. | MX204
Model_Lifecycle | end_of_sale | Required | date |  | AssetLife.endOfSale |  | 2030-07-05
Model_Lifecycle | end_of_support | Required | date |  | AssetLife.endOfSupport | Past this date the device is flagged End of support. | 2035-07-04
Spares | site_id | Required | ref | an ID from Sites | SparePart.dcId |  | MH-DC-001
Spares | part | Required | text |  | SparePart.part | Part family, for example "DELL power supply", "SFP-10G-LR", "H200 SXM 141 GB board". | NOKIA fan module
Spares | fits | Optional | text |  | SparePart.fits |  | NOKIA
Spares | on_hand | Required | integer |  | SparePart.onHand |  | 0
Spares | min_level | Required | integer |  | SparePart.min | The tool flags Low when the free count falls below it. | 1
PM_Plan | task_id | Required | text |  | PmTask.id |  | MH-DC-001-PM-020
PM_Plan | site_id | Required | ref | an ID from Sites | PmTask.dcId |  | MH-DC-001
PM_Plan | asset_id | Required | text |  | PmTask.assetId | UPS, cooling unit, fire zone, DG… id from the sheets above. | MH-DC-001-LV
PM_Plan | kind | Required | list | UPS, Battery, Generator, Cooling, CDU, Fire, Electrical | PmTask.kind |  | Electrical
PM_Plan | task | Required | text |  | PmTask.task |  | Annual thermography and ATS transfer test
PM_Plan | interval_days | Required | integer |  | PmTask.intervalDays |  | 365
PM_Plan | last_done | Required | date |  | PmTask.lastDone | Next due = last done + interval. | 2025-06-24
PM_Plan | owner | Optional | text |  | PmTask.owner |  | Sarah Chen
On_Call | region | Required | text |  | Region.name | Region as in Sites.region. | West
On_Call | role | Required | list | NOC shift lead, Network engineer, Facility engineer, Field technician, Duty manager, AI infrastructure engineer | OnCall.role |  | NOC shift lead
On_Call | name | Required | text |  | OnCall.name |  | Sarah Chen
On_Call | tier | Required | integer |  | OnCall.tier | 1, 2 or 3. | 1
On_Call | escalate_after_min | Required | integer |  | OnCall.escalateAfterMin | Minutes before an unacknowledged page escalates. | 15
On_Call | phone | Optional | text |  | (paging)
Snapshot_Alerts | alert_id | Optional | text |  | Alert.id |  | ALM-1930
Snapshot_Alerts | site_id | Optional | text |  | Alert.dcId |  | MH-DC-001
Snapshot_Alerts | severity | Optional | text |  | Alert.severity |  | critical
Snapshot_Alerts | state | Optional | text |  | Alert.state |  | active
Snapshot_Alerts | title | Optional | text |  | Alert.title |  | Interface Flapping Detected
Snapshot_Alerts | source | Optional | text |  | Alert.source |  | Interface
Snapshot_Alerts | category | Optional | text |  | Alert.category |  | Network
Snapshot_Alerts | scope | Optional | text |  | Alert.scope |  | edge
Snapshot_Alerts | device_or_node | Optional | text |  | Alert.neId / node |  | MH-DC-001-PE-T4-01
Snapshot_Alerts | if_name | Optional | text |  | Alert.ifName |  | xe-0/0/3
Snapshot_Alerts | link_or_rack | Optional | text |  | Alert.linkId / rackId |  | LNK-00017
Snapshot_Alerts | raised_at | Optional | text |  | Alert.start |  | 2026-10-01 07:07
Snapshot_Alerts | incident_id | Optional | text |  | Alert.incidentId |  | INC-0001
Snapshot_Incidents | incident_id | Optional | text |  | Incident.id |  | INC-0001
Snapshot_Incidents | site_id | Optional | text |  | Incident.dcId |  | MH-DC-001
Snapshot_Incidents | severity | Optional | text |  | Incident.sev |  | High
Snapshot_Incidents | status | Optional | text |  | Incident.status |  | Open
Snapshot_Incidents | type | Optional | text |  | Incident.type |  | Network
Snapshot_Incidents | title | Optional | text |  | Incident.title |  | Optical degradation on PE-T4-01 xe-0/0/3 — backhaul flapping
Snapshot_Incidents | owner | Optional | text |  | Incident.owner |  | Mike Johnson
Snapshot_Incidents | detected_at | Optional | text |  | Incident.detected |  | 2026-10-01 07:08
Snapshot_Incidents | resolved_at | Optional | text |  | Incident.resolved
Snapshot_Incidents | alarms | Optional | text |  | Incident.alertIds |  | 4
Snapshot_Incidents | services_hit | Optional | text |  | impact.services |  | 9
Snapshot_Incidents | customers_hit | Optional | text |  | impact.customers |  | 9
Snapshot_Incidents | revenue_at_risk | Optional | text |  | impact.revenueAtRisk |  | 7227200
Snapshot_Changes | change_id | Optional | text |  | Change.id |  | CHG-2001
Snapshot_Changes | site_id | Optional | text |  | Change.dcId |  | MH-DC-001
Snapshot_Changes | kind | Optional | text |  | Change.kind |  | Change
Snapshot_Changes | title | Optional | text |  | Change.title |  | Re-patch ODF RACK-D core 7 to PE-T4-01 xe-0/0/3 (new backhaul span)
Snapshot_Changes | status | Optional | text |  | Change.status |  | Completed
Snapshot_Changes | risk | Optional | text |  | Change.risk |  | Medium
Snapshot_Changes | window_start | Optional | text |  | Change.windowStart |  | 2026-09-30 16:30
Snapshot_Changes | window_end | Optional | text |  | Change.windowEnd |  | 2026-09-30 17:30
Snapshot_Changes | requester | Optional | text |  | Change.requester |  | Rahul Deshpande
Snapshot_Changes | approver | Optional | text |  | Change.approver |  | Priya Nair
Snapshot_Changes | scope | Optional | text |  | Change.scope |  | MH-DC-001-PE-T4-01
Snapshot_RMA | rma_id | Optional | text |  | RmaCase.id |  | RMA-11630
Snapshot_RMA | site_id | Optional | text |  | RmaCase.dcId |  | MH-DC-001
Snapshot_RMA | device_id | Optional | text |  | RmaCase.neId |  | MH-DC-001-CSR-040
Snapshot_RMA | slot | Optional | text |  | RmaCase.slot |  | PSU2
Snapshot_RMA | part | Optional | text |  | RmaCase.part |  | Power supply
Snapshot_RMA | vendor_case | Optional | text |  | RmaCase.ref |  | NOK-7601122
Snapshot_RMA | status | Optional | text |  | RmaCase.status |  | Engineer booked
Snapshot_RMA | opened | Optional | text |  | RmaCase.opened |  | 2026-09-28 10:50
Snapshot_RMA | spare_on_site | Optional | text |  | RmaCase.spareOnSite |  | Y
Snapshot_Problems | problem_id | Optional | text |  | Problem.id |  | PRB-5586
Snapshot_Problems | title | Optional | text |  | Problem.title |  | PSU2 hardware failure
Snapshot_Problems | type | Optional | text |  | Problem.type |  | Power
Snapshot_Problems | state | Optional | text |  | Problem.state |  | Investigating
Snapshot_Problems | incidents | Optional | text |  | Problem.incidents |  | INC-0005;INC-0020;INC-0022
Snapshot_Problems | open | Optional | text |  | Problem.open |  | 3
Snapshot_Problems | sites | Optional | text |  | Problem.sites |  | MH-DC-003;KA-DC-008;MH-DC-001
Snapshot_Problems | workaround | Optional | text |  | Problem.workaround |  | Run on the healthy supply; avoid maintenance on the other PDU side
Snapshot_Problems | fix | Optional | text |  | Problem.fix |  | Swap the failed PSU under RMA; track PSU failures by model and batch
Snapshot_Problems | owner | Optional | text |  | Problem.owner |  | Sneha Patil
Snapshot_Orders | order_id | Optional | text |  | id
Snapshot_Orders | kind | Optional | text |  | Cross-connect / Remote hands
Snapshot_Orders | site_id | Optional | text |  | dcId
Snapshot_Orders | customer_id | Optional | text |  | customerId
Snapshot_Orders | detail | Optional | text |  | route or task
Snapshot_Orders | state | Optional | text |  | state
Snapshot_Orders | opened | Optional | text |  | ordered / opened
Snapshot_Orders | due_or_minutes | Optional | text |  | due / minutes

## Lookups
business_model | site_status | tier | site_category | redundancy | room_type | containment | cooling_method | rack_role | owner | density | yes_no | feed_type | feed_role | plant_kind | test_result | cooling_type | sensor_kind | device_role | layer | lifecycle | if_admin | link_role | protocol | gpu_model | gpu_vendor | scheduler | air_liquid | service_type | service_unit | collector_protocol | collector_domain | pdu_side | pdu_kind | panel_kind | panel_role | link_end | tray_route | detection | suppression | release_mode | door_kind | reader | support_level | pm_kind | oncall_role
colocation | on-air | Tier II | Central | N | Data hall | Cold aisle | Air | Core | operator | standard | Y | AC | Active | Rectifier | Pass | CRAH | Temperature + humidity | Router | core | Ready | up | Fabric | LLDP | B200 SXM 192 GB | NVIDIA | Kubernetes | air | Cabinet lease | cabinets | SNMP | Network | A | AC | LC duplex | rack | A | Tray route 1 | VESDA aspirating | Novec 1230 gas | Armed (auto) | Building entry | Card + biometric | 24×7×4 | UPS | NOC shift lead
neocloud | in-progress | Tier III | Regional | N+1 | AI hall | Hot aisle | Liquid | Meet-me room | tenant | ai | N | DC | Standby | Battery bank | Fail | CRAC | Leak | Switch | spine | Planned | admin-down | Uplink | OSPF | H200 SXM 141 GB | Intel | Slurm | liquid | Power circuit | kW | gNMI | Facility | B | DC | MPO | odf | Z | Tray route 2 | Point smoke + heat | Inert gas (IG-541) | Manual only | Data hall door | Card + PIN | NBD | Battery | Network engineer
cloud | planned | Tier IV | Edge | 2N | Meet-me room | None | Hybrid | Network | [7 empty] | CDU | Smoke | DWDM | leaf | Maintenance | reserved | Backhaul | BGP | H100 SXM 80 GB |  |  |  | Cross-connect | Mbps | Redfish | Compute |  |  | RJ45 |  |  |  |  | Pre-action sprinkler | Isolated | Cage door | Card | 8×5 NBD | Generator | Facility engineer
enterprise | failed |  |  |  | Network room |  |  | Aggregation | [9 empty] | Firewall | access | Decommissioning |  | Peering | ISIS | A100 SXM 80 GB |  |  |  | Remote hands | hours | DCGM exporter | GPU | [9 empty] | Plant room door |  | None | Cooling | Field technician
network |  |  |  |  | Plant room |  |  | Compute | [9 empty] | Access |  |  |  | Access | LSP | L40S PCIe 48 GB |  |  |  | Reserved cluster | GPU | Modbus TCP | [10 empty] | Meet-me room door |  |  | CDU | Duty manager
[5 empty] | UPS room |  |  | Storage | [9 empty] | Server | [5 empty] | T4 PCIe 16 GB |  |  |  | On-demand GPUs | vCPU | BACnet | [13 empty] | Fire | AI infrastructure engineer
[5 empty] | Battery room |  |  | GPU | [9 empty] | Storage | [5 empty] | Gaudi 3 OAM 128 GB |  |  |  | CPU instances | TB | Syslog | [13 empty] | Electrical
[5 empty] | NOC |  |  | Tenant | [9 empty] | GPU | [5 empty] | Max 1550 OAM 128 GB |  |  |  | VM | users
[8 empty] | AI cage | [9 empty] | Tenant gear | [9 empty] | Storage volume
Managed DB
GPU cluster
Kubernetes
IRV
Leased Line
L2VPN
L3VPN
Core application
Database
Collaboration
Analytics
Backup & DR
AI platform
Other