## README
DCO · Datacenter data backup · Colocation · USA
Backup of the complete mock estate as the tool holds it (data clock 2026-10-01 07:50 UTC). Same layout as the import template, so it can be re-imported as is. Snapshot_* sheets keep the alarms, incidents and changes of that moment for the record; they are not imported.
Version 1.0 · 12-Oct-2026 · matches the DCO data model (app/src/api/types.ts)
What this workbook is for
Use it to collect everything the DCO platform needs to know about a customer's datacenters BEFORE monitoring is switched on: sites, floors, rooms, racks, power and cooling plant, sensors, every racked device, its ports and cables, GPU clusters, customers and the services they buy, and the monitoring sources.
How to fill it
1. Fill the sheets in tab order. A sheet can only point at IDs that exist in the sheets before it (Sites → Floors → Rooms → Racks → … → Services).
2. Row 1 holds the import keys. Don't rename, reorder or delete columns. Hover over a header for its meaning; the Field_Dictionary sheet lists every field.
3. Header colours: dark blue = required · amber = required in some cases (see the note) · grey = optional · green = calculated by a formula (don't type it).
4. Columns with a fixed set of values have a dropdown (from the Lookups sheet). Dates use YYYY-MM-DD. Numbers are plain, with no units in the cell. Lists inside a cell use ";".
5. IDs must be unique and stable: the system keys every alarm, incident and revenue figure on them. Recommended: site XX-DC-NNN, then <site>-<object> (MP-DC-001-A01).
6. Check the Summary sheet when you finish. Every count must match what the customer expects, and the checks column must say OK.
What to ask the customer for (and where it usually lives)
Sites, floors, rooms: facility master list, floor plans (DCIM or CAD). · Racks: DCIM rack elevations or the space-and-power schedule. · Power and cooling plant: single-line diagram, BMS / EPMS asset register, maintenance contracts.
Devices, modules: CMDB or DCIM asset export (hostname, serial, rack, U). · Interfaces, links: cabling schedule or patch-panel / ODF records, plus LLDP exports for verification. · GPU clusters: scheduler config (Slurm partitions / Kubernetes node pools).
Customers, services: CRM or billing (contract, monthly charge, SLA, premium flag). · Collectors: the NOC's monitoring design (SNMP / gNMI pollers, BMS gateway, Redfish, DCGM exporter).
What NOT to put here (it arrives live from the collectors)
Current power draw, UPS load %, battery state, temperatures, humidity, CDU flow, interface up / down, utilisation, errors, optics levels, CPU / memory, GPU telemetry (DCGM), alarms, incidents and job state. The template carries only the static master data those readings attach to.
Sheet order and the system object each one fills
Sheet | System object | What goes in it | Example rows
Sites | Datacenter + Location | One row per datacenter. | 24
Floors | Datacenter.floors[] | One row per floor. | 52
Rooms | Datacenter.floors[].rooms[] | One row per room / hall. | 82
Racks | Rack | One row per cabinet, including tenant cabinets and AI cages. | 285
Power_Feeds | Datacenter.power.feeds[] (PowerFeed) | Utility, DG and DC-plant feeds. | 63
UPS | Datacenter.power.ups[] (UpsUnit) | One row per UPS module or system. | 70
Generators | Datacenter.power.dg | Diesel generator sets. | 24
DC_Plant | Datacenter.power.battery + rectifier | 48 V DC plant: rectifiers and battery banks. | 48
Cooling_Units | Datacenter.cooling.units[] (CoolingUnit) | CRAH, CRAC and CDU units. | 168
CDUs | Cdu | Liquid-cooling loops (only for liquid-cooled racks). | 4
Sensors | Datacenter.cooling.sensors[] (EnvSensor) | Environment sensors. | 82
Devices | NetworkElement | Every racked device: network, servers, storage, GPU nodes, and opaque tenant gear blocks. | 1535
Modules | NetworkElement.modules[] | Optional: line cards, PSUs, fans, supervisors. | 1548
Interfaces | Interface | Physical ports in use or reserved (including host NICs). Spare ports can be left out. | 13998
Links | Link | One row per cable or circuit between two interfaces. | 2099
Rack_PDUs | RackPdu | Two per cabinet, A side and B side. −48 V fuse panels (BDFB) for DC-powered gear count as DC PDUs. | 570
Power_Connections | PowerCord | One row per power cord: which PDU outlet each device power supply plugs into. | 2958
Patch_Panels | PatchPanel | Every patch panel and ODF panel. | 80
Trunk_Cables | Trunk | Permanent cables between a cabinet patch panel and the ODF (or between two ODFs). | 61
Cable_Paths | CablePath (one row per link end) | How each end of a link is patched. An in-rack cable needs only the patch cord. | 1978
Cooling_Coverage | RackCooling | Optional: the cooling unit nearest each rack. Without it the system uses the units in the rack's room. | 285
GPU_Clusters | GpuCluster | Only for GPU estates. | 0
GPU_Nodes | GpuNode | One row per GPU server; it must also be in Devices with role = GPU. | 0
Customers | Customer | Customers or tenants served from these sites. | 24
Services | Service | What each customer buys and where it is delivered. This drives impact and revenue at risk. | 566
Collectors | Datacenter.collectors[] | Monitoring sources the system will receive live data from. | 46
Fire_Systems | FireZone | Fire detection and suppression, one row per protected room. | 82
Leak_Detection | LeakZone | Leak-detection rope zones under cooling units, CDUs and liquid racks. | 89
Access_Points | AccessPoint | Every access-controlled door: building entry, room doors, tenant cage doors. | 215
Support_Contracts | AssetLife.contract | Vendor support / AMC contracts. | 150
Asset_Lifecycle | AssetLife | Per device: install date, warranty and which contract covers it. | 420
Model_Lifecycle | modelDates() | Vendor end-of-sale / end-of-support dates per model (one row per model). | 10
Spares | SparePart | Field-replaceable spares held on site. | 296
PM_Plan | PmTask | Preventive-maintenance plan of the plant (UPS, batteries, DG, cooling, CDU, fire, switchgear). | 495
On_Call | OnCall | On-call rota: who answers per region and role. | 20
Snapshot_Alerts | Alert (snapshot, not imported) | Alarms at the time of the backup. Live data: kept for the record, not for import. | 103
Snapshot_Incidents | Incident (snapshot, not imported) | Incidents at the time of the backup. | 51
Snapshot_Changes | Change (snapshot, not imported) | Changes and maintenance windows at the time of the backup. | 12
Snapshot_RMA | RmaCase (snapshot, not imported) | Open RMA cases at the time of the backup. | 3
Snapshot_Problems | Problem (snapshot, not imported) | Problem records grouping recurring incidents. | 11
Snapshot_Orders | CrossConnectOrder + RemoteHandsTicket (snapshot) | Colocation cross-connect orders and remote-hands tickets. | 370
Summary | — | Counts per site and the reconciliation checks (formulas).
Field_Dictionary | — | Every column: required, type, allowed values, the system field it maps to.
Lookups | — | Allowed values behind the dropdowns.

## Summary
Summary and reconciliation checks
Every figure is a formula over the data sheets. Check it with the customer: these are the numbers the platform will show.
Measure |  |  | Total
Floors
Rooms
Racks
of which tenant cabinets
of which AI / high-density
Rack power budget (kW)
Site IT capacity (kW)
Devices (all)
operator devices
tenant gear blocks
GPU nodes
network (routers, firewalls, switches)
UPS units
UPS capacity (kW)
Generators
Cooling units
Cooling unit capacity (kW)
Sensors
Collectors
Services
Services monthly revenue (₹)
Checks
Check | Result | Why it matters
Every device sits in a rack that exists |  | The twin and rack views place devices by rack_id.
No rack is over-filled (used U ≤ height U) |  | used_u is calculated from Devices.
Device IDs are unique |  | Alarms and incidents key on the device ID.
Operator serial numbers are unique |  | Discovery matches the polled serial against this one.
Tenant racks name a tenant and contracted kW |  | Colocation power-over-contract is measured against it.
Liquid racks name a CDU |  | A CDU fault is traced to the racks it feeds.
Rack budget fits site IT capacity |  | Power and space views compare the two.
GPU nodes = Devices with role GPU |  | Each GPU node needs a rack position and a telemetry record.
Every installed device has a power connection |  | Without it the power path, single-fed devices and UPS / PDU what-ifs cannot be traced.
Power cords point at a known PDU |  | The outlet map and failover check group cords by PDU.
Every rack has an A and a B PDU |  | A cabinet with one side is a single point of failure for everything in it.
Cable paths name a known link |  | Each cable path belongs to one link end.
Every operator device has warranty / support data |  | Warranty, contract and end-of-support flags need it.
Every room has a fire system |  | Fire detection / suppression and its inspection plan are tracked per room.
Customer revenue = sum of services |  | Revenue impact adds up only if every service has a customer.

## Sites
site_id * | site_name * | operator | business_model * | status * | tier * | category * | region * | state * | city * | address * | latitude * | longitude * | commissioned_on | it_capacity_kw * | design_pue | cooling_capacity_kw * | cooling_redundancy * | timezone
VA-DC-001 | VA-DC-001 |  | colocation | in-progress | Tier III | Central | Northeast | Virginia | Ashburn | Loudoun Tech Center | 39.043 | -77.487 |  | 400 | 1.52 | 250 | N+1 | America/New_York
VA-DC-002 | VA-DC-002 |  | colocation | on-air | Tier III | Central | Northeast | Virginia | Ashburn | Beaumeade Circle | 39.018 | -77.459 | 2023-09-26 | 300 | 1.45 | 170 | N+1 | America/New_York
VA-DC-003 | VA-DC-003 |  | colocation | on-air | Tier III | Central | Northeast | Virginia | Richmond | White Oak Technology Park | 37.541 | -77.434 | 2024-11-18 | 330 | 1.53 | 240 | N+1 | America/New_York
VA-DC-004 | VA-DC-004 |  | colocation | on-air | Tier II | Central | Northeast | Virginia | Sterling | Dulles Technology Park | 39.006 | -77.429 | 2025-07-04 | 210 | 1.58 | 140 | N+1 | America/New_York
TX-DC-005 | TX-DC-005 |  | colocation | on-air | Tier III | Central | Central | Texas | Dallas | Infomart Dallas | 32.8 | -96.82 | 2025-04-13 | 410 | 1.41 | 310 | N+1 | America/New_York
TX-DC-006 | TX-DC-006 |  | colocation | on-air | Tier III | Central | Central | Texas | San Antonio | Westover Hills | 29.459 | -98.655 | 2023-07-12 | 350 | 1.63 | 200 | N+1 | America/New_York
TX-DC-007 | TX-DC-007 |  | colocation | on-air | Tier II | Central | Central | Texas | Austin | MetCenter Business Park | 30.212 | -97.722 | 2024-04-27 | 220 | 1.44 | 150 | N+1 | America/New_York
CA-DC-008 | CA-DC-008 |  | colocation | on-air | Tier III | Central | West | California | Santa Clara | Great America Parkway | 37.394 | -121.962 | 2023-05-21 | 550 | 1.64 | 290 | N+1 | America/New_York
IL-DC-009 | IL-DC-009 |  | colocation | on-air | Tier IV | Central | Central | Illinois | Chicago | Franklin Street Exchange | 41.878 | -87.636 | 2024-05-07 | 410 | 1.56 | 280 | N+1 | America/New_York
AZ-DC-010 | AZ-DC-010 |  | colocation | on-air | Tier II | Regional | West | Arizona | Phoenix | Chandler Tech Corridor | 33.303 | -111.874 | 2025-04-01 | 210 | 1.44 | 110 | N+1 | America/New_York
GA-DC-011 | GA-DC-011 |  | colocation | on-air | Tier III | Central | Southeast | Georgia | Atlanta | Alpharetta Data Center Park | 34.064 | -84.253 | 2023-01-25 | 420 | 1.51 | 270 | N+1 | America/New_York
NJ-DC-012 | NJ-DC-012 |  | colocation | on-air | Tier II | Regional | Northeast | New Jersey | Secaucus | Meadowlands Parkway | 40.788 | -74.056 | 2024-11-02 | 170 | 1.55 | 90 | N+1 | America/New_York
WA-DC-013 | WA-DC-013 |  | colocation | planned | Tier III | Central | West | Washington | Quincy | Port of Quincy Industrial Park | 47.233 | -119.853 |  | 10 | 1.42 | 10 | N+1 | America/New_York
OR-DC-014 | OR-DC-014 |  | colocation | on-air | Tier III | Regional | West | Oregon | Hillsboro | Hillsboro Technology Campus | 45.531 | -122.953 | 2023-01-28 | 220 | 1.46 | 210 | N+1 | America/New_York
CO-DC-015 | CO-DC-015 |  | colocation | on-air | Tier II | Regional | West | Colorado | Denver | Centennial Tech Park | 39.595 | -104.872 | 2025-09-28 | 160 | 1.46 | 120 | N+1 | America/New_York
OH-DC-016 | OH-DC-016 |  | colocation | on-air | Tier III | Central | Central | Ohio | Columbus | New Albany Business Park | 40.082 | -82.802 | 2023-03-20 | 280 | 1.45 | 270 | N+1 | America/New_York
OH-DC-017 | OH-DC-017 |  | colocation | on-air | Tier II | Regional | Central | Ohio | Columbus | Dublin Tech Center | 40.099 | -83.114 | 2025-12-12 | 250 | 1.66 | 200 | N+1 | America/New_York
FL-DC-018 | FL-DC-018 |  | colocation | on-air | Tier II | Regional | Southeast | Florida | Miami | NAP of the Americas | 25.774 | -80.191 | 2025-10-03 | 190 | 1.52 | 110 | N+1 | America/New_York
UT-DC-019 | UT-DC-019 |  | colocation | on-air | Tier II | Edge | West | Utah | Salt Lake City | West Jordan Data Campus | 40.609 | -111.939 | 2024-04-27 | 130 | 1.4 | 90 | N+1 | America/New_York
CA-DC-020 | CA-DC-020 |  | colocation | on-air | Tier IV | Central | West | California | Los Angeles | One Wilshire | 34.049 | -118.258 | 2025-01-27 | 480 | 1.46 | 360 | N+1 | America/New_York
CA-DC-021 | CA-DC-021 |  | colocation | on-air | Tier III | Central | West | California | San Jose | North First Street | 37.398 | -121.927 | 2023-03-14 | 310 | 1.45 | 210 | N+1 | America/New_York
TX-DC-022 | TX-DC-022 |  | colocation | on-air | Tier III | Central | Central | Texas | Houston | Westway Park | 29.774 | -95.52 | 2024-07-11 | 550 | 1.44 | 330 | N+1 | America/New_York
NC-DC-023 | NC-DC-023 |  | colocation | on-air | Tier III | Central | Southeast | North Carolina | Charlotte | University Research Park | 35.31 | -80.743 | 2024-10-03 | 430 | 1.61 | 280 | N+1 | America/New_York
WA-DC-024 | WA-DC-024 |  | colocation | in-progress | Tier II | Regional | West | Washington | Seattle | Tukwila Data Campus | 47.467 | -122.258 |  | 150 | 1.65 | 120 | N+1 | America/New_York
Note on A1: Unique site code, format XX-DC-NNN (XX = state code). Every other sheet points to it. Required: yes Type: text System field: Datacenter.id / Location.id
Note on B1: Display name. Required: yes Type: text System field: Datacenter.name
Note on C1: Owning company. Not shown in the tool today. Required: no Type: text System field: (reference only)
Note on D1: Sets vocabulary and rack contents: colocation, neocloud (GPU as a service), cloud, enterprise, network (telco). Required: yes Type: list (from business_model) System field: Persona
Note on E1: on-air = live; in-progress = being built; planned; failed. Required: yes Type: list (from site_status) System field: Datacenter.status
Note on F1: Uptime tier. Required: yes Type: list (from tier) System field: Datacenter.tier
Note on G1: Central / Regional / Edge. Required: yes Type: list (from site_category) System field: Datacenter.category
Note on H1: For example West, South, North, East, Central. Required: yes Type: text System field: Region.name / Datacenter.regionId
Note on I1: State or province. Required: yes Type: text System field: Datacenter.state
Note on J1: City. Required: yes Type: text System field: Datacenter.city
Note on K1: Postal address. Required: yes Type: text System field: Datacenter.address
Note on L1: Decimal degrees (WGS84). Places the pin on the estate map. Required: yes Type: decimal System field: Datacenter.lat
Note on M1: Decimal degrees (WGS84). Required: yes Type: decimal System field: Datacenter.lng
Note on N1: Date the site went live. Required: no Type: date System field: Datacenter.commissionedOn
Note on O1: Design IT load (kW) the site is built for. Required: yes Type: decimal System field: Datacenter.power.capacityKw
Note on P1: Design PUE. Live PUE comes from the BMS. Required: no Type: decimal System field: Datacenter.power.pue
Note on Q1: Total installed cooling capacity (kW). Required: yes Type: decimal System field: Datacenter.cooling.capacityKw
Note on R1: N / N+1 / 2N. Required: yes Type: list (from redundancy) System field: Datacenter.cooling.redundancy
Note on S1: IANA timezone, for example Asia/Kolkata. Required: no Type: text System field: (reference only)

## Floors
site_id * | floor_id * | floor_name * | level *
VA-DC-001 | VA-DC-001-F0 | Ground | 0
VA-DC-001 | VA-DC-001-F1 | 1st floor | 1
VA-DC-002 | VA-DC-002-F0 | Ground | 0
VA-DC-002 | VA-DC-002-F1 | 1st floor | 1
VA-DC-003 | VA-DC-003-F0 | Ground | 0
VA-DC-003 | VA-DC-003-F1 | 1st floor | 1
VA-DC-004 | VA-DC-004-F0 | Ground | 0
VA-DC-004 | VA-DC-004-F1 | 1st floor | 1
TX-DC-005 | TX-DC-005-F0 | Ground | 0
TX-DC-005 | TX-DC-005-F1 | 1st floor | 1
TX-DC-006 | TX-DC-006-F0 | Ground | 0
TX-DC-006 | TX-DC-006-F1 | 1st floor | 1
TX-DC-007 | TX-DC-007-F0 | Ground | 0
TX-DC-007 | TX-DC-007-F1 | 1st floor | 1
CA-DC-008 | CA-DC-008-F0 | Ground | 0
CA-DC-008 | CA-DC-008-F1 | 1st floor | 1
IL-DC-009 | IL-DC-009-F0 | Ground | 0
IL-DC-009 | IL-DC-009-F1 | 1st floor | 1
AZ-DC-010 | AZ-DC-010-F0 | Ground | 0
AZ-DC-010 | AZ-DC-010-F1 | 1st floor | 1
GA-DC-011 | GA-DC-011-F0 | Ground | 0
GA-DC-011 | GA-DC-011-F1 | 1st floor | 1
NJ-DC-012 | NJ-DC-012-F0 | Ground | 0
NJ-DC-012 | NJ-DC-012-F1 | 1st floor | 1
WA-DC-013 | WA-DC-013-F0 | Ground | 0
WA-DC-013 | WA-DC-013-F1 | 1st floor | 1
OR-DC-014 | OR-DC-014-F0 | Ground | 0
OR-DC-014 | OR-DC-014-F1 | 1st floor | 1
CO-DC-015 | CO-DC-015-F0 | Ground | 0
CO-DC-015 | CO-DC-015-F1 | 1st floor | 1
OH-DC-016 | OH-DC-016-F0 | Ground | 0
OH-DC-016 | OH-DC-016-F1 | 1st floor | 1
OH-DC-017 | OH-DC-017-F0 | Ground | 0
OH-DC-017 | OH-DC-017-F1 | 1st floor | 1
FL-DC-018 | FL-DC-018-F0 | Ground | 0
FL-DC-018 | FL-DC-018-F1 | 1st floor | 1
UT-DC-019 | UT-DC-019-F0 | Ground | 0
UT-DC-019 | UT-DC-019-F1 | 1st floor | 1
CA-DC-020 | CA-DC-020-F0 | Ground | 0
CA-DC-020 | CA-DC-020-F1 | 1st floor | 1
CA-DC-020 | CA-DC-020-F2 | 2nd floor | 2
CA-DC-020 | CA-DC-020-F3 | 3rd floor | 3
CA-DC-020 | CA-DC-020-F4 | 4th floor | 4
CA-DC-020 | CA-DC-020-F5 | 5th floor | 5
CA-DC-021 | CA-DC-021-F0 | Ground | 0
CA-DC-021 | CA-DC-021-F1 | 1st floor | 1
TX-DC-022 | TX-DC-022-F0 | Ground | 0
TX-DC-022 | TX-DC-022-F1 | 1st floor | 1
NC-DC-023 | NC-DC-023-F0 | Ground | 0
NC-DC-023 | NC-DC-023-F1 | 1st floor | 1
WA-DC-024 | WA-DC-024-F0 | Ground | 0
WA-DC-024 | WA-DC-024-F1 | 1st floor | 1
Note on A1: Must exist in Sites. Required: yes Type: ref (from Sites) System field: Datacenter.id
Note on B1: Unique within the workbook, for example MP-DC-001-F0. Required: yes Type: text System field: (key)
Note on C1: As staff call it: Ground, 1st floor… Required: yes Type: text System field: Datacenter.floors[].name
Note on D1: 0 = ground, 1 = first floor…, −1 = basement. Required: yes Type: integer System field: (order in the 3D twin)

## Rooms
site_id * | floor_id * | room_id * | room_name * | room_type * | area_sqm | rack_rows | containment | cooling_method
VA-DC-001 | VA-DC-001-F0 | VA-DC-001-F0-R1 | Meet-me room | Meet-me room |  | 1 |  | Air
VA-DC-001 | VA-DC-001-F0 | VA-DC-001-F0-R2 | Hall A | Data hall |  | 1 |  | Air
VA-DC-001 | VA-DC-001-F1 | VA-DC-001-F1-R1 | Hall B | Data hall |  | 1 |  | Air
VA-DC-001 | VA-DC-001-F1 | VA-DC-001-F1-R2 | Hall C | Data hall |  | 1 |  | Air
VA-DC-002 | VA-DC-002-F0 | VA-DC-002-F0-R1 | Meet-me room | Meet-me room |  | 1 |  | Hybrid
VA-DC-002 | VA-DC-002-F0 | VA-DC-002-F0-R2 | Hall A | Data hall |  | 1 |  | Hybrid
VA-DC-002 | VA-DC-002-F1 | VA-DC-002-F1-R1 | Hall B | Data hall |  | 1 |  | Air
VA-DC-002 | VA-DC-002-F1 | VA-DC-002-F1-R2 | Hall C | Data hall |  | 1 |  | Air
VA-DC-003 | VA-DC-003-F0 | VA-DC-003-F0-R1 | Meet-me room | Meet-me room |  | 1 |  | Air
VA-DC-003 | VA-DC-003-F0 | VA-DC-003-F0-R2 | Hall A | Data hall |  | 1 |  | Air
VA-DC-003 | VA-DC-003-F1 | VA-DC-003-F1-R1 | Hall B | Data hall |  | 1 |  | Air
VA-DC-003 | VA-DC-003-F1 | VA-DC-003-F1-R2 | Hall C | Data hall |  | 1 |  | Air
VA-DC-004 | VA-DC-004-F0 | VA-DC-004-F0-R1 | Meet-me room | Meet-me room |  | 1 |  | Air
VA-DC-004 | VA-DC-004-F1 | VA-DC-004-F1-R1 | Hall A | Data hall |  | 1 |  | Air
TX-DC-005 | TX-DC-005-F0 | TX-DC-005-F0-R1 | Meet-me room | Meet-me room |  | 1 |  | Air
TX-DC-005 | TX-DC-005-F0 | TX-DC-005-F0-R2 | Hall A | Data hall |  | 1 |  | Air
TX-DC-005 | TX-DC-005-F1 | TX-DC-005-F1-R1 | Hall B | Data hall |  | 1 |  | Air
TX-DC-005 | TX-DC-005-F1 | TX-DC-005-F1-R2 | Hall C | Data hall |  | 1 |  | Air
TX-DC-006 | TX-DC-006-F0 | TX-DC-006-F0-R1 | Meet-me room | Meet-me room |  | 1 |  | Air
TX-DC-006 | TX-DC-006-F0 | TX-DC-006-F0-R2 | Hall A | Data hall |  | 1 |  | Air
TX-DC-006 | TX-DC-006-F1 | TX-DC-006-F1-R1 | Hall B | Data hall |  | 1 |  | Air
TX-DC-006 | TX-DC-006-F1 | TX-DC-006-F1-R2 | Hall C | Data hall |  | 1 |  | Air
TX-DC-007 | TX-DC-007-F0 | TX-DC-007-F0-R1 | Meet-me room | Meet-me room |  | 1 |  | Air
TX-DC-007 | TX-DC-007-F0 | TX-DC-007-F0-R2 | Hall A | Data hall |  | 1 |  | Air
TX-DC-007 | TX-DC-007-F1 | TX-DC-007-F1-R1 | Hall B | Data hall |  | 1 |  | Air
TX-DC-007 | TX-DC-007-F1 | TX-DC-007-F1-R2 | Hall C | Data hall |  | 1 |  | Air
CA-DC-008 | CA-DC-008-F0 | CA-DC-008-F0-R1 | Meet-me room | Meet-me room |  | 1 |  | Air
CA-DC-008 | CA-DC-008-F0 | CA-DC-008-F0-R2 | Hall A | Data hall |  | 1 |  | Air
CA-DC-008 | CA-DC-008-F1 | CA-DC-008-F1-R1 | Hall B | Data hall |  | 1 |  | Air
CA-DC-008 | CA-DC-008-F1 | CA-DC-008-F1-R2 | Hall C | Data hall |  | 1 |  | Air
IL-DC-009 | IL-DC-009-F0 | IL-DC-009-F0-R1 | Meet-me room | Meet-me room |  | 1 |  | Air
IL-DC-009 | IL-DC-009-F0 | IL-DC-009-F0-R2 | Hall A | Data hall |  | 1 |  | Air
IL-DC-009 | IL-DC-009-F1 | IL-DC-009-F1-R1 | Hall B | Data hall |  | 1 |  | Air
IL-DC-009 | IL-DC-009-F1 | IL-DC-009-F1-R2 | Hall C | Data hall |  | 1 |  | Air
AZ-DC-010 | AZ-DC-010-F0 | AZ-DC-010-F0-R1 | Meet-me room | Meet-me room |  | 1 |  | Air
AZ-DC-010 | AZ-DC-010-F1 | AZ-DC-010-F1-R1 | Hall A | Data hall |  | 1 |  | Air
GA-DC-011 | GA-DC-011-F0 | GA-DC-011-F0-R1 | Meet-me room | Meet-me room |  | 1 |  | Air
GA-DC-011 | GA-DC-011-F0 | GA-DC-011-F0-R2 | Hall A | Data hall |  | 1 |  | Air
GA-DC-011 | GA-DC-011-F1 | GA-DC-011-F1-R1 | Hall B | Data hall |  | 1 |  | Air
GA-DC-011 | GA-DC-011-F1 | GA-DC-011-F1-R2 | Hall C | Data hall |  | 1 |  | Air
NJ-DC-012 | NJ-DC-012-F0 | NJ-DC-012-F0-R1 | Meet-me room | Meet-me room |  | 1 |  | Air
NJ-DC-012 | NJ-DC-012-F1 | NJ-DC-012-F1-R1 | Hall A | Data hall |  | 1 |  | Air
WA-DC-013 | WA-DC-013-F0 | WA-DC-013-F0-R1 | Meet-me room | Meet-me room |  | 1 |  | Air
WA-DC-013 | WA-DC-013-F1 | WA-DC-013-F1-R1 | Hall A | Data hall |  | 1 |  | Air
OR-DC-014 | OR-DC-014-F0 | OR-DC-014-F0-R1 | Meet-me room | Meet-me room |  | 1 |  | Air
OR-DC-014 | OR-DC-014-F0 | OR-DC-014-F0-R2 | Hall A | Data hall |  | 1 |  | Air
OR-DC-014 | OR-DC-014-F1 | OR-DC-014-F1-R1 | Hall B | Data hall |  | 1 |  | Air
OR-DC-014 | OR-DC-014-F1 | OR-DC-014-F1-R2 | Hall C | Data hall |  | 1 |  | Air
CO-DC-015 | CO-DC-015-F0 | CO-DC-015-F0-R1 | Meet-me room | Meet-me room |  | 1 |  | Air
CO-DC-015 | CO-DC-015-F1 | CO-DC-015-F1-R1 | Hall A | Data hall |  | 1 |  | Air
OH-DC-016 | OH-DC-016-F0 | OH-DC-016-F0-R1 | Meet-me room | Meet-me room |  | 1 |  | Air
OH-DC-016 | OH-DC-016-F0 | OH-DC-016-F0-R2 | Hall A | Data hall |  | 1 |  | Air
OH-DC-016 | OH-DC-016-F1 | OH-DC-016-F1-R1 | Hall B | Data hall |  | 1 |  | Air
OH-DC-016 | OH-DC-016-F1 | OH-DC-016-F1-R2 | Hall C | Data hall |  | 1 |  | Air
OH-DC-017 | OH-DC-017-F0 | OH-DC-017-F0-R1 | Meet-me room | Meet-me room |  | 1 |  | Air
OH-DC-017 | OH-DC-017-F0 | OH-DC-017-F0-R2 | Hall A | Data hall |  | 1 |  | Air
OH-DC-017 | OH-DC-017-F1 | OH-DC-017-F1-R1 | Hall B | Data hall |  | 1 |  | Air
OH-DC-017 | OH-DC-017-F1 | OH-DC-017-F1-R2 | Hall C | Data hall |  | 1 |  | Air
FL-DC-018 | FL-DC-018-F0 | FL-DC-018-F0-R1 | Meet-me room | Meet-me room |  | 1 |  | Air
FL-DC-018 | FL-DC-018-F1 | FL-DC-018-F1-R1 | Hall A | Data hall |  | 1 |  | Air
UT-DC-019 | UT-DC-019-F0 | UT-DC-019-F0-R1 | Meet-me room | Meet-me room |  | 1 |  | Air
UT-DC-019 | UT-DC-019-F1 | UT-DC-019-F1-R1 | Hall A | Data hall |  | 1 |  | Air
CA-DC-020 | CA-DC-020-F0 | CA-DC-020-F0-R1 | Meet-me room | Meet-me room |  | 1 |  | Hybrid
CA-DC-020 | CA-DC-020-F1 | CA-DC-020-F1-R1 | Hall A | Data hall |  | 1 |  | Air
CA-DC-020 | CA-DC-020-F2 | CA-DC-020-F2-R1 | Hall B | Data hall |  | 1 |  | Hybrid
CA-DC-020 | CA-DC-020-F3 | CA-DC-020-F3-R1 | Hall C | Data hall |  | 1 |  | Air
CA-DC-020 | CA-DC-020-F4 | CA-DC-020-F4-R1 | Hall D | Data hall |  | 1 |  | Air
CA-DC-020 | CA-DC-020-F5 | CA-DC-020-F5-R1 | Hall E | Data hall |  | 1 |  | Air
CA-DC-021 | CA-DC-021-F0 | CA-DC-021-F0-R1 | Meet-me room | Meet-me room |  | 1 |  | Air
CA-DC-021 | CA-DC-021-F0 | CA-DC-021-F0-R2 | Hall A | Data hall |  | 1 |  | Air
CA-DC-021 | CA-DC-021-F1 | CA-DC-021-F1-R1 | Hall B | Data hall |  | 1 |  | Air
CA-DC-021 | CA-DC-021-F1 | CA-DC-021-F1-R2 | Hall C | Data hall |  | 1 |  | Air
TX-DC-022 | TX-DC-022-F0 | TX-DC-022-F0-R1 | Meet-me room | Meet-me room |  | 1 |  | Hybrid
TX-DC-022 | TX-DC-022-F0 | TX-DC-022-F0-R2 | Hall A | Data hall |  | 1 |  | Hybrid
TX-DC-022 | TX-DC-022-F1 | TX-DC-022-F1-R1 | Hall B | Data hall |  | 1 |  | Air
TX-DC-022 | TX-DC-022-F1 | TX-DC-022-F1-R2 | Hall C | Data hall |  | 1 |  | Air
NC-DC-023 | NC-DC-023-F0 | NC-DC-023-F0-R1 | Meet-me room | Meet-me room |  | 1 |  | Air
NC-DC-023 | NC-DC-023-F0 | NC-DC-023-F0-R2 | Hall A | Data hall |  | 1 |  | Hybrid
NC-DC-023 | NC-DC-023-F1 | NC-DC-023-F1-R1 | Hall B | Data hall |  | 1 |  | Air
NC-DC-023 | NC-DC-023-F1 | NC-DC-023-F1-R2 | Hall C | Data hall |  | 1 |  | Air
WA-DC-024 | WA-DC-024-F0 | WA-DC-024-F0-R1 | Meet-me room | Meet-me room |  | 1 |  | Air
WA-DC-024 | WA-DC-024-F1 | WA-DC-024-F1-R1 | Hall A | Data hall |  | 1 |  | Air
Note on A1: Required: yes Type: ref (from Sites) System field: Datacenter.id
Note on B1: Must exist in Floors. Required: yes Type: ref (from Floors) System field: (key)
Note on C1: Unique within the workbook. Required: yes Type: text System field: (key)
Note on D1: Shown in the twin, the racks list and alarm locations. Required: yes Type: text System field: Datacenter.floors[].rooms[] / Rack.room
Note on E1: Plant / UPS / battery rooms hold the power plant; halls hold racks. Required: yes Type: list (from room_type) System field: (twin layout)
Note on F1: Floor area. Required: no Type: decimal System field: (reference only)
Note on G1: Number of rack rows; racks face each other in pairs. Required: no Type: integer System field: (twin layout)
Note on H1: Aisle containment. Required: no Type: list (from containment) System field: (twin layout)
Note on I1: Air, Liquid or Hybrid. Required: no Type: list (from cooling_method) System field: Rack.liquid

## Racks
rack_id * | site_id * | room_id * | rack_name * | row | position | role * | height_u * | power_budget_kw * | owner * | tenant_customer_id | contracted_kw | density | liquid_cooled | cdu_id | pdu_feed_a | pdu_feed_b | used_u (calc)
VA-DC-001-RACK-A | VA-DC-001 | VA-DC-001-F0-R1 | RACK-A |  |  | Core | 45 | 19 | operator |  |  | standard | N |  | VA-DC-001-AC-1 | VA-DC-001-AC-2
VA-DC-001-RACK-B | VA-DC-001 | VA-DC-001-F0-R1 | RACK-B |  |  | Meet-me room | 42 | 17 | operator |  |  | standard | N |  | VA-DC-001-AC-1 | VA-DC-001-AC-2
VA-DC-001-RACK-C | VA-DC-001 | VA-DC-001-F0-R1 | RACK-C |  |  | Tenant cabinet | 45 | 21 | tenant | CUST-9992 | 21 | standard | N |  | VA-DC-001-AC-1 | VA-DC-001-AC-2
VA-DC-001-RACK-D | VA-DC-001 | VA-DC-001-F0-R1 | RACK-D |  |  | Tenant cabinet | 45 | 17 | tenant | CUST-1202 | 17 | standard | N |  | VA-DC-001-AC-1 | VA-DC-001-AC-2
VA-DC-001-RACK-E | VA-DC-001 | VA-DC-001-F0-R1 | RACK-E |  |  | Tenant cabinet | 42 | 16 | tenant | CUST-1202 | 16 | standard | N |  | VA-DC-001-AC-1 | VA-DC-001-AC-2
VA-DC-001-RACK-F | VA-DC-001 | VA-DC-001-F0-R2 | RACK-F |  |  | Tenant cabinet | 45 | 21 | tenant | CUST-1202 | 21 | standard | N |  | VA-DC-001-AC-1 | VA-DC-001-AC-2
VA-DC-001-RACK-G | VA-DC-001 | VA-DC-001-F0-R2 | RACK-G |  |  | Tenant cabinet | 45 | 18 | tenant | CUST-1202 | 18 | standard | N |  | VA-DC-001-AC-1 | VA-DC-001-AC-2
VA-DC-001-RACK-H | VA-DC-001 | VA-DC-001-F0-R2 | RACK-H |  |  | Tenant cabinet | 42 | 20 | tenant | CUST-1202 | 20 | standard | N |  | VA-DC-001-AC-1 | VA-DC-001-AC-2
VA-DC-001-RACK-I | VA-DC-001 | VA-DC-001-F0-R2 | RACK-I |  |  | Tenant cabinet | 45 | 17 | tenant | CUST-5587 | 17 | standard | N |  | VA-DC-001-AC-1 | VA-DC-001-AC-2
VA-DC-001-RACK-J | VA-DC-001 | VA-DC-001-F0-R2 | RACK-J |  |  | Tenant cabinet | 45 | 13 | tenant | CUST-5587 | 13 | standard | N |  | VA-DC-001-AC-1 | VA-DC-001-AC-2
VA-DC-001-RACK-K | VA-DC-001 | VA-DC-001-F1-R1 | RACK-K |  |  | Tenant cabinet | 42 | 8 | tenant | CUST-8230 | 8 | standard | N |  | VA-DC-001-AC-1 | VA-DC-001-AC-2
VA-DC-001-RACK-L | VA-DC-001 | VA-DC-001-F1-R1 | RACK-L |  |  | Tenant cabinet | 45 | 10 | tenant | CUST-8230 | 10 | standard | N |  | VA-DC-001-AC-1 | VA-DC-001-AC-2
VA-DC-001-RACK-M | VA-DC-001 | VA-DC-001-F1-R1 | RACK-M |  |  | Tenant cabinet | 45 | 8 | tenant | CUST-7339 | 8 | standard | N |  | VA-DC-001-AC-1 | VA-DC-001-AC-2
VA-DC-001-RACK-N | VA-DC-001 | VA-DC-001-F1-R1 | RACK-N |  |  | Tenant cabinet | 42 | 13 | tenant | CUST-8240 | 13 | standard | N |  | VA-DC-001-AC-1 | VA-DC-001-AC-2
VA-DC-001-RACK-O | VA-DC-001 | VA-DC-001-F1-R1 | RACK-O |  |  | Tenant cabinet | 45 | 12 | tenant | CUST-8240 | 12 | standard | N |  | VA-DC-001-AC-1 | VA-DC-001-AC-2
VA-DC-001-RACK-P | VA-DC-001 | VA-DC-001-F1-R2 | RACK-P |  |  | Tenant cabinet | 45 | 14 | tenant | CUST-8220 | 14 | standard | N |  | VA-DC-001-AC-1 | VA-DC-001-AC-2
VA-DC-001-RACK-Q | VA-DC-001 | VA-DC-001-F1-R2 | RACK-Q |  |  | Tenant cabinet | 42 | 8 | tenant | CUST-3825 | 8 | standard | N |  | VA-DC-001-AC-1 | VA-DC-001-AC-2
VA-DC-001-RACK-R | VA-DC-001 | VA-DC-001-F1-R2 | RACK-R |  |  | Access | 45 | 8 | operator |  |  | standard | N |  | VA-DC-001-AC-1 | VA-DC-001-AC-2
VA-DC-001-RACK-S | VA-DC-001 | VA-DC-001-F1-R2 | RACK-S |  |  | Access | 45 | 8 | operator |  |  | standard | N |  | VA-DC-001-AC-1 | VA-DC-001-AC-2
VA-DC-001-RACK-T | VA-DC-001 | VA-DC-001-F1-R2 | RACK-T |  |  | ODF / patching | 42 | 8 | operator |  |  | standard | N |  | VA-DC-001-AC-1 | VA-DC-001-AC-2
VA-DC-002-RACK-A | VA-DC-002 | VA-DC-002-F0-R1 | RACK-A |  |  | Core | 45 | 12 | operator |  |  | standard | N |  | VA-DC-002-AC-1 | VA-DC-002-AC-2
VA-DC-002-RACK-B | VA-DC-002 | VA-DC-002-F0-R1 | RACK-B |  |  | AI cage | 42 | 40 | tenant | CUST-9111 | 40 | ai | Y | VA-DC-002-CDU-1 | VA-DC-002-AC-1 | VA-DC-002-AC-2
VA-DC-002-RACK-C | VA-DC-002 | VA-DC-002-F0-R1 | RACK-C |  |  | AI cage | 45 | 40 | tenant | CUST-9111 | 40 | ai | Y | VA-DC-002-CDU-1 | VA-DC-002-AC-1 | VA-DC-002-AC-2
VA-DC-002-RACK-D | VA-DC-002 | VA-DC-002-F0-R2 | RACK-D |  |  | AI cage | 45 | 40 | tenant | CUST-1202 | 40 | ai | Y | VA-DC-002-CDU-1 | VA-DC-002-AC-1 | VA-DC-002-AC-2
VA-DC-002-RACK-E | VA-DC-002 | VA-DC-002-F0-R2 | RACK-E |  |  | Tenant cabinet | 42 | 14 | tenant | CUST-1202 | 14 | standard | N |  | VA-DC-002-AC-1 | VA-DC-002-AC-2
VA-DC-002-RACK-F | VA-DC-002 | VA-DC-002-F1-R1 | RACK-F |  |  | Tenant cabinet | 45 | 19 | tenant | CUST-1202 | 19 | standard | N |  | VA-DC-002-AC-1 | VA-DC-002-AC-2
VA-DC-002-RACK-G | VA-DC-002 | VA-DC-002-F1-R1 | RACK-G |  |  | Tenant cabinet | 45 | 16 | tenant | CUST-1202 | 16 | standard | N |  | VA-DC-002-AC-1 | VA-DC-002-AC-2
VA-DC-002-RACK-H | VA-DC-002 | VA-DC-002-F1-R1 | RACK-H |  |  | Tenant cabinet | 42 | 14 | tenant | CUST-1202 | 14 | standard | N |  | VA-DC-002-AC-1 | VA-DC-002-AC-2
VA-DC-002-RACK-I | VA-DC-002 | VA-DC-002-F1-R2 | RACK-I |  |  | Tenant cabinet | 45 | 8 | tenant | CUST-4706 | 8 | standard | N |  | VA-DC-002-AC-1 | VA-DC-002-AC-2
VA-DC-002-RACK-J | VA-DC-002 | VA-DC-002-F1-R2 | RACK-J |  |  | ODF / patching | 45 | 8 | operator |  |  | standard | N |  | VA-DC-002-AC-1 | VA-DC-002-AC-2
VA-DC-003-RACK-A | VA-DC-003 | VA-DC-003-F0-R1 | RACK-A |  |  | Core | 45 | 14 | operator |  |  | standard | N |  | VA-DC-003-AC-1 | VA-DC-003-AC-2
VA-DC-003-RACK-B | VA-DC-003 | VA-DC-003-F0-R1 | RACK-B |  |  | Meet-me room | 42 | 16 | operator |  |  | standard | N |  | VA-DC-003-AC-1 | VA-DC-003-AC-2
VA-DC-003-RACK-C | VA-DC-003 | VA-DC-003-F0-R1 | RACK-C |  |  | Tenant cabinet | 45 | 19 | tenant | CUST-5597 | 19 | standard | N |  | VA-DC-003-AC-1 | VA-DC-003-AC-2
VA-DC-003-RACK-D | VA-DC-003 | VA-DC-003-F0-R1 | RACK-D |  |  | Tenant cabinet | 45 | 15 | tenant | CUST-5597 | 15 | standard | N |  | VA-DC-003-AC-1 | VA-DC-003-AC-2
VA-DC-003-RACK-E | VA-DC-003 | VA-DC-003-F0-R2 | RACK-E |  |  | Tenant cabinet | 42 | 17 | tenant | CUST-4706 | 17 | standard | N |  | VA-DC-003-AC-1 | VA-DC-003-AC-2
VA-DC-003-RACK-F | VA-DC-003 | VA-DC-003-F0-R2 | RACK-F |  |  | Tenant cabinet | 45 | 17 | tenant | CUST-7339 | 17 | standard | N |  | VA-DC-003-AC-1 | VA-DC-003-AC-2
VA-DC-003-RACK-G | VA-DC-003 | VA-DC-003-F0-R2 | RACK-G |  |  | Tenant cabinet | 45 | 21 | tenant | CUST-5587 | 21 | standard | N |  | VA-DC-003-AC-1 | VA-DC-003-AC-2
VA-DC-003-RACK-H | VA-DC-003 | VA-DC-003-F1-R1 | RACK-H |  |  | Tenant cabinet | 42 | 15 | tenant | CUST-6478 | 15 | standard | N |  | VA-DC-003-AC-1 | VA-DC-003-AC-2
VA-DC-003-RACK-I | VA-DC-003 | VA-DC-003-F1-R1 | RACK-I |  |  | Tenant cabinet | 45 | 18 | tenant | CUST-1202 | 18 | standard | N |  | VA-DC-003-AC-1 | VA-DC-003-AC-2
VA-DC-003-RACK-J | VA-DC-003 | VA-DC-003-F1-R1 | RACK-J |  |  | Tenant cabinet | 45 | 20 | tenant | CUST-1202 | 20 | standard | N |  | VA-DC-003-AC-1 | VA-DC-003-AC-2
VA-DC-003-RACK-K | VA-DC-003 | VA-DC-003-F1-R2 | RACK-K |  |  | Tenant cabinet | 42 | 8 | tenant | CUST-1202 | 8 | standard | N |  | VA-DC-003-AC-1 | VA-DC-003-AC-2
VA-DC-003-RACK-L | VA-DC-003 | VA-DC-003-F1-R2 | RACK-L |  |  | Access | 45 | 8 | operator |  |  | standard | N |  | VA-DC-003-AC-1 | VA-DC-003-AC-2
VA-DC-003-RACK-M | VA-DC-003 | VA-DC-003-F1-R2 | RACK-M |  |  | ODF / patching | 45 | 8 | operator |  |  | standard | N |  | VA-DC-003-AC-1 | VA-DC-003-AC-2
VA-DC-004-RACK-A | VA-DC-004 | VA-DC-004-F0-R1 | RACK-A |  |  | Core | 45 | 15 | operator |  |  | standard | N |  | VA-DC-004-AC-1
VA-DC-004-RACK-B | VA-DC-004 | VA-DC-004-F0-R1 | RACK-B |  |  | Tenant cabinet | 42 | 14 | tenant | CUST-3835 | 14 | standard | N |  | VA-DC-004-AC-1
VA-DC-004-RACK-C | VA-DC-004 | VA-DC-004-F0-R1 | RACK-C |  |  | Tenant cabinet | 45 | 15 | tenant | CUST-6468 | 15 | standard | N |  | VA-DC-004-AC-1
VA-DC-004-RACK-D | VA-DC-004 | VA-DC-004-F0-R1 | RACK-D |  |  | Tenant cabinet | 45 | 22 | tenant | CUST-6468 | 22 | standard | N |  | VA-DC-004-AC-1
VA-DC-004-RACK-E | VA-DC-004 | VA-DC-004-F1-R1 | RACK-E |  |  | Tenant cabinet | 42 | 15 | tenant | CUST-4716 | 15 | standard | N |  | VA-DC-004-AC-1
VA-DC-004-RACK-F | VA-DC-004 | VA-DC-004-F1-R1 | RACK-F |  |  | Tenant cabinet | 45 | 14 | tenant | CUST-8220 | 14 | standard | N |  | VA-DC-004-AC-1
VA-DC-004-RACK-G | VA-DC-004 | VA-DC-004-F1-R1 | RACK-G |  |  | ODF / patching | 45 | 8 | operator |  |  | standard | N |  | VA-DC-004-AC-1
TX-DC-005-RACK-A | TX-DC-005 | TX-DC-005-F0-R1 | RACK-A |  |  | Core | 45 | 16 | operator |  |  | standard | N |  | TX-DC-005-AC-1 | TX-DC-005-AC-2
TX-DC-005-RACK-B | TX-DC-005 | TX-DC-005-F0-R1 | RACK-B |  |  | Meet-me room | 42 | 20 | operator |  |  | standard | N |  | TX-DC-005-AC-1 | TX-DC-005-AC-2
TX-DC-005-RACK-C | TX-DC-005 | TX-DC-005-F0-R1 | RACK-C |  |  | Tenant cabinet | 45 | 15 | tenant | CUST-9121 | 15 | standard | N |  | TX-DC-005-AC-1 | TX-DC-005-AC-2
TX-DC-005-RACK-D | TX-DC-005 | TX-DC-005-F0-R1 | RACK-D |  |  | Tenant cabinet | 45 | 17 | tenant | CUST-9121 | 17 | standard | N |  | TX-DC-005-AC-1 | TX-DC-005-AC-2
TX-DC-005-RACK-E | TX-DC-005 | TX-DC-005-F0-R2 | RACK-E |  |  | Tenant cabinet | 42 | 12 | tenant | CUST-9121 | 12 | standard | N |  | TX-DC-005-AC-1 | TX-DC-005-AC-2
TX-DC-005-RACK-F | TX-DC-005 | TX-DC-005-F0-R2 | RACK-F |  |  | Tenant cabinet | 45 | 18 | tenant | CUST-9121 | 18 | standard | N |  | TX-DC-005-AC-1 | TX-DC-005-AC-2
TX-DC-005-RACK-G | TX-DC-005 | TX-DC-005-F0-R2 | RACK-G |  |  | Tenant cabinet | 45 | 13 | tenant | CUST-9121 | 13 | standard | N |  | TX-DC-005-AC-1 | TX-DC-005-AC-2
TX-DC-005-RACK-H | TX-DC-005 | TX-DC-005-F0-R2 | RACK-H |  |  | Tenant cabinet | 42 | 16 | tenant | CUST-7339 | 16 | standard | N |  | TX-DC-005-AC-1 | TX-DC-005-AC-2
TX-DC-005-RACK-I | TX-DC-005 | TX-DC-005-F1-R1 | RACK-I |  |  | Tenant cabinet | 45 | 17 | tenant | CUST-2944 | 17 | standard | N |  | TX-DC-005-AC-1 | TX-DC-005-AC-2
TX-DC-005-RACK-J | TX-DC-005 | TX-DC-005-F1-R1 | RACK-J |  |  | Tenant cabinet | 45 | 18 | tenant | CUST-2944 | 18 | standard | N |  | TX-DC-005-AC-1 | TX-DC-005-AC-2
TX-DC-005-RACK-K | TX-DC-005 | TX-DC-005-F1-R1 | RACK-K |  |  | Tenant cabinet | 42 | 16 | tenant | CUST-3825 | 16 | standard | N |  | TX-DC-005-AC-1 | TX-DC-005-AC-2
TX-DC-005-RACK-L | TX-DC-005 | TX-DC-005-F1-R1 | RACK-L |  |  | Tenant cabinet | 45 | 12 | tenant | CUST-3825 | 12 | standard | N |  | TX-DC-005-AC-1 | TX-DC-005-AC-2
TX-DC-005-RACK-M | TX-DC-005 | TX-DC-005-F1-R2 | RACK-M |  |  | Tenant cabinet | 45 | 13 | tenant | CUST-9982 | 13 | standard | N |  | TX-DC-005-AC-1 | TX-DC-005-AC-2
TX-DC-005-RACK-N | TX-DC-005 | TX-DC-005-F1-R2 | RACK-N |  |  | Tenant cabinet | 42 | 12 | tenant | CUST-9982 | 12 | standard | N |  | TX-DC-005-AC-1 | TX-DC-005-AC-2
TX-DC-005-RACK-O | TX-DC-005 | TX-DC-005-F1-R2 | RACK-O |  |  | Access | 45 | 8 | operator |  |  | standard | N |  | TX-DC-005-AC-1 | TX-DC-005-AC-2
TX-DC-005-RACK-P | TX-DC-005 | TX-DC-005-F1-R2 | RACK-P |  |  | ODF / patching | 45 | 8 | operator |  |  | standard | N |  | TX-DC-005-AC-1 | TX-DC-005-AC-2
TX-DC-006-RACK-A | TX-DC-006 | TX-DC-006-F0-R1 | RACK-A |  |  | Core | 45 | 16 | operator |  |  | standard | N |  | TX-DC-006-AC-1 | TX-DC-006-AC-2
TX-DC-006-RACK-B | TX-DC-006 | TX-DC-006-F0-R1 | RACK-B |  |  | Meet-me room | 42 | 16 | operator |  |  | standard | N |  | TX-DC-006-AC-1 | TX-DC-006-AC-2
TX-DC-006-RACK-C | TX-DC-006 | TX-DC-006-F0-R1 | RACK-C |  |  | Tenant cabinet | 45 | 21 | tenant | CUST-7339 | 21 | standard | N |  | TX-DC-006-AC-1 | TX-DC-006-AC-2
TX-DC-006-RACK-D | TX-DC-006 | TX-DC-006-F0-R1 | RACK-D |  |  | Tenant cabinet | 45 | 13 | tenant | CUST-7349 | 13 | standard | N |  | TX-DC-006-AC-1 | TX-DC-006-AC-2
TX-DC-006-RACK-E | TX-DC-006 | TX-DC-006-F0-R2 | RACK-E |  |  | Tenant cabinet | 42 | 13 | tenant | CUST-7349 | 13 | standard | N |  | TX-DC-006-AC-1 | TX-DC-006-AC-2
TX-DC-006-RACK-F | TX-DC-006 | TX-DC-006-F0-R2 | RACK-F |  |  | Tenant cabinet | 45 | 15 | tenant | CUST-6468 | 15 | standard | N |  | TX-DC-006-AC-1 | TX-DC-006-AC-2
TX-DC-006-RACK-G | TX-DC-006 | TX-DC-006-F0-R2 | RACK-G |  |  | Tenant cabinet | 45 | 15 | tenant | CUST-6468 | 15 | standard | N |  | TX-DC-006-AC-1 | TX-DC-006-AC-2
TX-DC-006-RACK-H | TX-DC-006 | TX-DC-006-F1-R1 | RACK-H |  |  | Tenant cabinet | 42 | 16 | tenant | CUST-1202 | 16 | standard | N |  | TX-DC-006-AC-1 | TX-DC-006-AC-2
TX-DC-006-RACK-I | TX-DC-006 | TX-DC-006-F1-R1 | RACK-I |  |  | Tenant cabinet | 45 | 18 | tenant | CUST-1202 | 18 | standard | N |  | TX-DC-006-AC-1 | TX-DC-006-AC-2
TX-DC-006-RACK-J | TX-DC-006 | TX-DC-006-F1-R1 | RACK-J |  |  | Tenant cabinet | 45 | 14 | tenant | CUST-1202 | 14 | standard | N |  | TX-DC-006-AC-1 | TX-DC-006-AC-2
TX-DC-006-RACK-K | TX-DC-006 | TX-DC-006-F1-R2 | RACK-K |  |  | Tenant cabinet | 42 | 14 | tenant | CUST-1202 | 14 | standard | N |  | TX-DC-006-AC-1 | TX-DC-006-AC-2
TX-DC-006-RACK-L | TX-DC-006 | TX-DC-006-F1-R2 | RACK-L |  |  | Access | 45 | 8 | operator |  |  | standard | N |  | TX-DC-006-AC-1 | TX-DC-006-AC-2
TX-DC-006-RACK-M | TX-DC-006 | TX-DC-006-F1-R2 | RACK-M |  |  | ODF / patching | 45 | 8 | operator |  |  | standard | N |  | TX-DC-006-AC-1 | TX-DC-006-AC-2
TX-DC-007-RACK-A | TX-DC-007 | TX-DC-007-F0-R1 | RACK-A |  |  | Core | 45 | 19 | operator |  |  | standard | N |  | TX-DC-007-AC-1
TX-DC-007-RACK-B | TX-DC-007 | TX-DC-007-F0-R1 | RACK-B |  |  | Tenant cabinet | 42 | 16 | tenant | CUST-2073 | 16 | standard | N |  | TX-DC-007-AC-1
TX-DC-007-RACK-C | TX-DC-007 | TX-DC-007-F0-R1 | RACK-C |  |  | Tenant cabinet | 45 | 18 | tenant | CUST-2073 | 18 | standard | N |  | TX-DC-007-AC-1
TX-DC-007-RACK-D | TX-DC-007 | TX-DC-007-F0-R2 | RACK-D |  |  | Tenant cabinet | 45 | 22 | tenant | CUST-2063 | 22 | standard | N |  | TX-DC-007-AC-1
TX-DC-007-RACK-E | TX-DC-007 | TX-DC-007-F0-R2 | RACK-E |  |  | Tenant cabinet | 42 | 11 | tenant | CUST-2063 | 11 | standard | N |  | TX-DC-007-AC-1
TX-DC-007-RACK-F | TX-DC-007 | TX-DC-007-F1-R1 | RACK-F |  |  | Tenant cabinet | 45 | 17 | tenant | CUST-3825 | 17 | standard | N |  | TX-DC-007-AC-1
TX-DC-007-RACK-G | TX-DC-007 | TX-DC-007-F1-R1 | RACK-G |  |  | Tenant cabinet | 45 | 13 | tenant | CUST-6478 | 13 | standard | N |  | TX-DC-007-AC-1
TX-DC-007-RACK-H | TX-DC-007 | TX-DC-007-F1-R2 | RACK-H |  |  | Access | 42 | 8 | operator |  |  | standard | N |  | TX-DC-007-AC-1
TX-DC-007-RACK-I | TX-DC-007 | TX-DC-007-F1-R2 | RACK-I |  |  | ODF / patching | 45 | 8 | operator |  |  | standard | N |  | TX-DC-007-AC-1
CA-DC-008-RACK-A | CA-DC-008 | CA-DC-008-F0-R1 | RACK-A |  |  | Core | 45 | 16 | operator |  |  | standard | N |  | CA-DC-008-AC-1 | CA-DC-008-AC-2
CA-DC-008-RACK-B | CA-DC-008 | CA-DC-008-F0-R1 | RACK-B |  |  | Meet-me room | 42 | 16 | operator |  |  | standard | N |  | CA-DC-008-AC-1 | CA-DC-008-AC-2
CA-DC-008-RACK-C | CA-DC-008 | CA-DC-008-F0-R1 | RACK-C |  |  | Tenant cabinet | 45 | 14 | tenant | CUST-2954 | 14 | standard | N |  | CA-DC-008-AC-1 | CA-DC-008-AC-2
CA-DC-008-RACK-D | CA-DC-008 | CA-DC-008-F0-R1 | RACK-D |  |  | Tenant cabinet | 45 | 13 | tenant | CUST-6478 | 13 | standard | N |  | CA-DC-008-AC-1 | CA-DC-008-AC-2
CA-DC-008-RACK-E | CA-DC-008 | CA-DC-008-F0-R2 | RACK-E |  |  | Tenant cabinet | 42 | 16 | tenant | CUST-9101 | 16 | standard | N |  | CA-DC-008-AC-1 | CA-DC-008-AC-2
CA-DC-008-RACK-F | CA-DC-008 | CA-DC-008-F0-R2 | RACK-F |  |  | Tenant cabinet | 45 | 16 | tenant | CUST-9101 | 16 | standard | N |  | CA-DC-008-AC-1 | CA-DC-008-AC-2
CA-DC-008-RACK-G | CA-DC-008 | CA-DC-008-F0-R2 | RACK-G |  |  | Tenant cabinet | 45 | 18 | tenant | CUST-8240 | 18 | standard | N |  | CA-DC-008-AC-1 | CA-DC-008-AC-2
CA-DC-008-RACK-H | CA-DC-008 | CA-DC-008-F0-R2 | RACK-H |  |  | Tenant cabinet | 42 | 20 | tenant | CUST-8240 | 20 | standard | N |  | CA-DC-008-AC-1 | CA-DC-008-AC-2
CA-DC-008-RACK-I | CA-DC-008 | CA-DC-008-F1-R1 | RACK-I |  |  | Tenant cabinet | 45 | 13 | tenant | CUST-8240 | 13 | standard | N |  | CA-DC-008-AC-1 | CA-DC-008-AC-2
CA-DC-008-RACK-J | CA-DC-008 | CA-DC-008-F1-R1 | RACK-J |  |  | Tenant cabinet | 45 | 18 | tenant | CUST-7359 | 18 | standard | N |  | CA-DC-008-AC-1 | CA-DC-008-AC-2
CA-DC-008-RACK-K | CA-DC-008 | CA-DC-008-F1-R1 | RACK-K |  |  | Tenant cabinet | 42 | 21 | tenant | CUST-7359 | 21 | standard | N |  | CA-DC-008-AC-1 | CA-DC-008-AC-2
CA-DC-008-RACK-L | CA-DC-008 | CA-DC-008-F1-R1 | RACK-L |  |  | Tenant cabinet | 45 | 21 | tenant | CUST-3835 | 21 | standard | N |  | CA-DC-008-AC-1 | CA-DC-008-AC-2
CA-DC-008-RACK-M | CA-DC-008 | CA-DC-008-F1-R2 | RACK-M |  |  | Tenant cabinet | 45 | 15 | tenant | CUST-5587 | 15 | standard | N |  | CA-DC-008-AC-1 | CA-DC-008-AC-2
CA-DC-008-RACK-N | CA-DC-008 | CA-DC-008-F1-R2 | RACK-N |  |  | Access | 42 | 8 | operator |  |  | standard | N |  | CA-DC-008-AC-1 | CA-DC-008-AC-2
CA-DC-008-RACK-O | CA-DC-008 | CA-DC-008-F1-R2 | RACK-O |  |  | Access | 45 | 8 | operator |  |  | standard | N |  | CA-DC-008-AC-1 | CA-DC-008-AC-2
CA-DC-008-RACK-P | CA-DC-008 | CA-DC-008-F1-R2 | RACK-P |  |  | ODF / patching | 45 | 8 | operator |  |  | standard | N |  | CA-DC-008-AC-1 | CA-DC-008-AC-2
IL-DC-009-RACK-A | IL-DC-009 | IL-DC-009-F0-R1 | RACK-A |  |  | Core | 45 | 16 | operator |  |  | standard | N |  | IL-DC-009-AC-1 | IL-DC-009-AC-2
IL-DC-009-RACK-B | IL-DC-009 | IL-DC-009-F0-R1 | RACK-B |  |  | Meet-me room | 42 | 13 | operator |  |  | standard | N |  | IL-DC-009-AC-1 | IL-DC-009-AC-2
IL-DC-009-RACK-C | IL-DC-009 | IL-DC-009-F0-R1 | RACK-C |  |  | Tenant cabinet | 45 | 21 | tenant | CUST-3825 | 21 | standard | N |  | IL-DC-009-AC-1 | IL-DC-009-AC-2
IL-DC-009-RACK-D | IL-DC-009 | IL-DC-009-F0-R1 | RACK-D |  |  | Tenant cabinet | 45 | 15 | tenant | CUST-3825 | 15 | standard | N |  | IL-DC-009-AC-1 | IL-DC-009-AC-2
IL-DC-009-RACK-E | IL-DC-009 | IL-DC-009-F0-R1 | RACK-E |  |  | Tenant cabinet | 42 | 15 | tenant | CUST-6468 | 15 | standard | N |  | IL-DC-009-AC-1 | IL-DC-009-AC-2
IL-DC-009-RACK-F | IL-DC-009 | IL-DC-009-F0-R2 | RACK-F |  |  | Tenant cabinet | 45 | 13 | tenant | CUST-9111 | 13 | standard | N |  | IL-DC-009-AC-1 | IL-DC-009-AC-2
IL-DC-009-RACK-G | IL-DC-009 | IL-DC-009-F0-R2 | RACK-G |  |  | Tenant cabinet | 45 | 20 | tenant | CUST-9992 | 20 | standard | N |  | IL-DC-009-AC-1 | IL-DC-009-AC-2
IL-DC-009-RACK-H | IL-DC-009 | IL-DC-009-F0-R2 | RACK-H |  |  | Tenant cabinet | 42 | 15 | tenant | CUST-8240 | 15 | standard | N |  | IL-DC-009-AC-1 | IL-DC-009-AC-2
IL-DC-009-RACK-I | IL-DC-009 | IL-DC-009-F0-R2 | RACK-I |  |  | Tenant cabinet | 45 | 18 | tenant | CUST-8240 | 18 | standard | N |  | IL-DC-009-AC-1 | IL-DC-009-AC-2
IL-DC-009-RACK-J | IL-DC-009 | IL-DC-009-F1-R1 | RACK-J |  |  | Tenant cabinet | 45 | 19 | tenant | CUST-7359 | 19 | standard | N |  | IL-DC-009-AC-1 | IL-DC-009-AC-2
IL-DC-009-RACK-K | IL-DC-009 | IL-DC-009-F1-R1 | RACK-K |  |  | Tenant cabinet | 42 | 20 | tenant | CUST-7359 | 20 | standard | N |  | IL-DC-009-AC-1 | IL-DC-009-AC-2
IL-DC-009-RACK-L | IL-DC-009 | IL-DC-009-F1-R1 | RACK-L |  |  | Tenant cabinet | 45 | 13 | tenant | CUST-9101 | 13 | standard | N |  | IL-DC-009-AC-1 | IL-DC-009-AC-2
IL-DC-009-RACK-M | IL-DC-009 | IL-DC-009-F1-R1 | RACK-M |  |  | Tenant cabinet | 45 | 15 | tenant | CUST-9101 | 15 | standard | N |  | IL-DC-009-AC-1 | IL-DC-009-AC-2
IL-DC-009-RACK-N | IL-DC-009 | IL-DC-009-F1-R1 | RACK-N |  |  | Tenant cabinet | 42 | 13 | tenant | CUST-2073 | 13 | standard | N |  | IL-DC-009-AC-1 | IL-DC-009-AC-2
IL-DC-009-RACK-O | IL-DC-009 | IL-DC-009-F1-R2 | RACK-O |  |  | Tenant cabinet | 45 | 8 | tenant | CUST-2073 | 8 | standard | N |  | IL-DC-009-AC-1 | IL-DC-009-AC-2
IL-DC-009-RACK-P | IL-DC-009 | IL-DC-009-F1-R2 | RACK-P |  |  | Access | 45 | 8 | operator |  |  | standard | N |  | IL-DC-009-AC-1 | IL-DC-009-AC-2
IL-DC-009-RACK-Q | IL-DC-009 | IL-DC-009-F1-R2 | RACK-Q |  |  | Access | 42 | 8 | operator |  |  | standard | N |  | IL-DC-009-AC-1 | IL-DC-009-AC-2
IL-DC-009-RACK-R | IL-DC-009 | IL-DC-009-F1-R2 | RACK-R |  |  | ODF / patching | 45 | 8 | operator |  |  | standard | N |  | IL-DC-009-AC-1 | IL-DC-009-AC-2
AZ-DC-010-RACK-A | AZ-DC-010 | AZ-DC-010-F0-R1 | RACK-A |  |  | Core | 45 | 15 | operator |  |  | standard | N |  | AZ-DC-010-AC-1
AZ-DC-010-RACK-B | AZ-DC-010 | AZ-DC-010-F0-R1 | RACK-B |  |  | Tenant cabinet | 42 | 16 | tenant | CUST-4716 | 16 | standard | N |  | AZ-DC-010-AC-1
AZ-DC-010-RACK-C | AZ-DC-010 | AZ-DC-010-F0-R1 | RACK-C |  |  | Tenant cabinet | 45 | 15 | tenant | CUST-4716 | 15 | standard | N |  | AZ-DC-010-AC-1
AZ-DC-010-RACK-D | AZ-DC-010 | AZ-DC-010-F0-R1 | RACK-D |  |  | Tenant cabinet | 45 | 19 | tenant | CUST-5587 | 19 | standard | N |  | AZ-DC-010-AC-1
AZ-DC-010-RACK-E | AZ-DC-010 | AZ-DC-010-F1-R1 | RACK-E |  |  | Tenant cabinet | 42 | 16 | tenant | CUST-6468 | 16 | standard | N |  | AZ-DC-010-AC-1
AZ-DC-010-RACK-F | AZ-DC-010 | AZ-DC-010-F1-R1 | RACK-F |  |  | Tenant cabinet | 45 | 14 | tenant | CUST-6468 | 14 | standard | N |  | AZ-DC-010-AC-1
AZ-DC-010-RACK-G | AZ-DC-010 | AZ-DC-010-F1-R1 | RACK-G |  |  | ODF / patching | 45 | 8 | operator |  |  | standard | N |  | AZ-DC-010-AC-1
GA-DC-011-RACK-A | GA-DC-011 | GA-DC-011-F0-R1 | RACK-A |  |  | Core | 45 | 15 | operator |  |  | standard | N |  | GA-DC-011-AC-1 | GA-DC-011-AC-2
GA-DC-011-RACK-B | GA-DC-011 | GA-DC-011-F0-R1 | RACK-B |  |  | Meet-me room | 42 | 15 | operator |  |  | standard | N |  | GA-DC-011-AC-1 | GA-DC-011-AC-2
GA-DC-011-RACK-C | GA-DC-011 | GA-DC-011-F0-R1 | RACK-C |  |  | Tenant cabinet | 45 | 18 | tenant | CUST-1202 | 18 | standard | N |  | GA-DC-011-AC-1 | GA-DC-011-AC-2
GA-DC-011-RACK-D | GA-DC-011 | GA-DC-011-F0-R1 | RACK-D |  |  | Tenant cabinet | 45 | 16 | tenant | CUST-1202 | 16 | standard | N |  | GA-DC-011-AC-1 | GA-DC-011-AC-2
GA-DC-011-RACK-E | GA-DC-011 | GA-DC-011-F0-R2 | RACK-E |  |  | Tenant cabinet | 42 | 23 | tenant | CUST-1202 | 23 | standard | N |  | GA-DC-011-AC-1 | GA-DC-011-AC-2
GA-DC-011-RACK-F | GA-DC-011 | GA-DC-011-F0-R2 | RACK-F |  |  | Tenant cabinet | 45 | 22 | tenant | CUST-1202 | 22 | standard | N |  | GA-DC-011-AC-1 | GA-DC-011-AC-2
GA-DC-011-RACK-G | GA-DC-011 | GA-DC-011-F0-R2 | RACK-G |  |  | Tenant cabinet | 45 | 13 | tenant | CUST-9121 | 13 | standard | N |  | GA-DC-011-AC-1 | GA-DC-011-AC-2
GA-DC-011-RACK-H | GA-DC-011 | GA-DC-011-F1-R1 | RACK-H |  |  | Tenant cabinet | 42 | 16 | tenant | CUST-9121 | 16 | standard | N |  | GA-DC-011-AC-1 | GA-DC-011-AC-2
GA-DC-011-RACK-I | GA-DC-011 | GA-DC-011-F1-R1 | RACK-I |  |  | Tenant cabinet | 45 | 17 | tenant | CUST-9121 | 17 | standard | N |  | GA-DC-011-AC-1 | GA-DC-011-AC-2
GA-DC-011-RACK-J | GA-DC-011 | GA-DC-011-F1-R1 | RACK-J |  |  | Tenant cabinet | 45 | 17 | tenant | CUST-9121 | 17 | standard | N |  | GA-DC-011-AC-1 | GA-DC-011-AC-2
GA-DC-011-RACK-K | GA-DC-011 | GA-DC-011-F1-R1 | RACK-K |  |  | Tenant cabinet | 42 | 15 | tenant | CUST-9121 | 15 | standard | N |  | GA-DC-011-AC-1 | GA-DC-011-AC-2
GA-DC-011-RACK-L | GA-DC-011 | GA-DC-011-F1-R2 | RACK-L |  |  | Tenant cabinet | 45 | 12 | tenant | CUST-7349 | 12 | standard | N |  | GA-DC-011-AC-1 | GA-DC-011-AC-2
GA-DC-011-RACK-M | GA-DC-011 | GA-DC-011-F1-R2 | RACK-M |  |  | Access | 45 | 8 | operator |  |  | standard | N |  | GA-DC-011-AC-1 | GA-DC-011-AC-2
GA-DC-011-RACK-N | GA-DC-011 | GA-DC-011-F1-R2 | RACK-N |  |  | ODF / patching | 42 | 8 | operator |  |  | standard | N |  | GA-DC-011-AC-1 | GA-DC-011-AC-2
NJ-DC-012-RACK-A | NJ-DC-012 | NJ-DC-012-F0-R1 | RACK-A |  |  | Core | 45 | 16 | operator |  |  | standard | N |  | NJ-DC-012-AC-1
NJ-DC-012-RACK-B | NJ-DC-012 | NJ-DC-012-F0-R1 | RACK-B |  |  | Tenant cabinet | 42 | 14 | tenant | CUST-8230 | 14 | standard | N |  | NJ-DC-012-AC-1
NJ-DC-012-RACK-C | NJ-DC-012 | NJ-DC-012-F0-R1 | RACK-C |  |  | Tenant cabinet | 45 | 15 | tenant | CUST-8230 | 15 | standard | N |  | NJ-DC-012-AC-1
NJ-DC-012-RACK-D | NJ-DC-012 | NJ-DC-012-F1-R1 | RACK-D |  |  | Tenant cabinet | 45 | 13 | tenant | CUST-8230 | 13 | standard | N |  | NJ-DC-012-AC-1
NJ-DC-012-RACK-E | NJ-DC-012 | NJ-DC-012-F1-R1 | RACK-E |  |  | Tenant cabinet | 42 | 14 | tenant | CUST-8220 | 14 | standard | N |  | NJ-DC-012-AC-1
NJ-DC-012-RACK-F | NJ-DC-012 | NJ-DC-012-F1-R1 | RACK-F |  |  | ODF / patching | 45 | 8 | operator |  |  | standard | N |  | NJ-DC-012-AC-1
WA-DC-013-RACK-A | WA-DC-013 | WA-DC-013-F0-R1 | RACK-A |  |  | Core | 45 | 12 | operator |  |  | standard | N |  | WA-DC-013-AC-1 | WA-DC-013-AC-2
WA-DC-013-RACK-B | WA-DC-013 | WA-DC-013-F0-R1 | RACK-B |  |  | Tenant cabinet | 42 | 12 | tenant | CUST-7349 | 12 | standard | N |  | WA-DC-013-AC-1 | WA-DC-013-AC-2
WA-DC-013-RACK-C | WA-DC-013 | WA-DC-013-F0-R1 | RACK-C |  |  | Tenant cabinet | 45 | 8 | tenant | CUST-8230 | 8 | standard | N |  | WA-DC-013-AC-1 | WA-DC-013-AC-2
WA-DC-013-RACK-D | WA-DC-013 | WA-DC-013-F1-R1 | RACK-D |  |  | Tenant cabinet | 45 | 8 | tenant | CUST-8230 | 8 | standard | N |  | WA-DC-013-AC-1 | WA-DC-013-AC-2
WA-DC-013-RACK-E | WA-DC-013 | WA-DC-013-F1-R1 | RACK-E |  |  | ODF / patching | 42 | 8 | operator |  |  | standard | N |  | WA-DC-013-AC-1 | WA-DC-013-AC-2
OR-DC-014-RACK-A | OR-DC-014 | OR-DC-014-F0-R1 | RACK-A |  |  | Core | 45 | 12 | operator |  |  | standard | N |  | OR-DC-014-AC-1 | OR-DC-014-AC-2
OR-DC-014-RACK-B | OR-DC-014 | OR-DC-014-F0-R1 | RACK-B |  |  | Tenant cabinet | 42 | 17 | tenant | CUST-3825 | 17 | standard | N |  | OR-DC-014-AC-1 | OR-DC-014-AC-2
OR-DC-014-RACK-C | OR-DC-014 | OR-DC-014-F0-R1 | RACK-C |  |  | Tenant cabinet | 45 | 15 | tenant | CUST-3825 | 15 | standard | N |  | OR-DC-014-AC-1 | OR-DC-014-AC-2
OR-DC-014-RACK-D | OR-DC-014 | OR-DC-014-F0-R2 | RACK-D |  |  | Tenant cabinet | 45 | 20 | tenant | CUST-9121 | 20 | standard | N |  | OR-DC-014-AC-1 | OR-DC-014-AC-2
OR-DC-014-RACK-E | OR-DC-014 | OR-DC-014-F0-R2 | RACK-E |  |  | Tenant cabinet | 42 | 22 | tenant | CUST-9121 | 22 | standard | N |  | OR-DC-014-AC-1 | OR-DC-014-AC-2
OR-DC-014-RACK-F | OR-DC-014 | OR-DC-014-F0-R2 | RACK-F |  |  | Tenant cabinet | 45 | 20 | tenant | CUST-9121 | 20 | standard | N |  | OR-DC-014-AC-1 | OR-DC-014-AC-2
OR-DC-014-RACK-G | OR-DC-014 | OR-DC-014-F1-R1 | RACK-G |  |  | Tenant cabinet | 45 | 17 | tenant | CUST-9121 | 17 | standard | N |  | OR-DC-014-AC-1 | OR-DC-014-AC-2
OR-DC-014-RACK-H | OR-DC-014 | OR-DC-014-F1-R1 | RACK-H |  |  | Tenant cabinet | 42 | 12 | tenant | CUST-9121 | 12 | standard | N |  | OR-DC-014-AC-1 | OR-DC-014-AC-2
OR-DC-014-RACK-I | OR-DC-014 | OR-DC-014-F1-R1 | RACK-I |  |  | Tenant cabinet | 45 | 10 | tenant | CUST-6468 | 10 | standard | N |  | OR-DC-014-AC-1 | OR-DC-014-AC-2
OR-DC-014-RACK-J | OR-DC-014 | OR-DC-014-F1-R2 | RACK-J |  |  | Access | 45 | 8 | operator |  |  | standard | N |  | OR-DC-014-AC-1 | OR-DC-014-AC-2
OR-DC-014-RACK-K | OR-DC-014 | OR-DC-014-F1-R2 | RACK-K |  |  | ODF / patching | 42 | 8 | operator |  |  | standard | N |  | OR-DC-014-AC-1 | OR-DC-014-AC-2
CO-DC-015-RACK-A | CO-DC-015 | CO-DC-015-F0-R1 | RACK-A |  |  | Core | 45 | 17 | operator |  |  | standard | N |  | CO-DC-015-AC-1
CO-DC-015-RACK-B | CO-DC-015 | CO-DC-015-F0-R1 | RACK-B |  |  | Tenant cabinet | 42 | 19 | tenant | CUST-6468 | 19 | standard | N |  | CO-DC-015-AC-1
CO-DC-015-RACK-C | CO-DC-015 | CO-DC-015-F0-R1 | RACK-C |  |  | Tenant cabinet | 45 | 15 | tenant | CUST-2063 | 15 | standard | N |  | CO-DC-015-AC-1
CO-DC-015-RACK-D | CO-DC-015 | CO-DC-015-F0-R1 | RACK-D |  |  | Tenant cabinet | 45 | 12 | tenant | CUST-2063 | 12 | standard | N |  | CO-DC-015-AC-1
CO-DC-015-RACK-E | CO-DC-015 | CO-DC-015-F1-R1 | RACK-E |  |  | Tenant cabinet | 42 | 19 | tenant | CUST-8230 | 19 | standard | N |  | CO-DC-015-AC-1
CO-DC-015-RACK-F | CO-DC-015 | CO-DC-015-F1-R1 | RACK-F |  |  | Tenant cabinet | 45 | 8 | tenant | CUST-8230 | 8 | standard | N |  | CO-DC-015-AC-1
CO-DC-015-RACK-G | CO-DC-015 | CO-DC-015-F1-R1 | RACK-G |  |  | ODF / patching | 45 | 8 | operator |  |  | standard | N |  | CO-DC-015-AC-1
OH-DC-016-RACK-A | OH-DC-016 | OH-DC-016-F0-R1 | RACK-A |  |  | Core | 45 | 15 | operator |  |  | standard | N |  | OH-DC-016-AC-1 | OH-DC-016-AC-2
OH-DC-016-RACK-B | OH-DC-016 | OH-DC-016-F0-R1 | RACK-B |  |  | Meet-me room | 42 | 15 | operator |  |  | standard | N |  | OH-DC-016-AC-1 | OH-DC-016-AC-2
OH-DC-016-RACK-C | OH-DC-016 | OH-DC-016-F0-R1 | RACK-C |  |  | Tenant cabinet | 45 | 16 | tenant | CUST-9992 | 16 | standard | N |  | OH-DC-016-AC-1 | OH-DC-016-AC-2
OH-DC-016-RACK-D | OH-DC-016 | OH-DC-016-F0-R1 | RACK-D |  |  | Tenant cabinet | 45 | 17 | tenant | CUST-9992 | 17 | standard | N |  | OH-DC-016-AC-1 | OH-DC-016-AC-2
OH-DC-016-RACK-E | OH-DC-016 | OH-DC-016-F0-R2 | RACK-E |  |  | Tenant cabinet | 42 | 17 | tenant | CUST-7349 | 17 | standard | N |  | OH-DC-016-AC-1 | OH-DC-016-AC-2
OH-DC-016-RACK-F | OH-DC-016 | OH-DC-016-F0-R2 | RACK-F |  |  | Tenant cabinet | 45 | 13 | tenant | CUST-4706 | 13 | standard | N |  | OH-DC-016-AC-1 | OH-DC-016-AC-2
OH-DC-016-RACK-G | OH-DC-016 | OH-DC-016-F0-R2 | RACK-G |  |  | Tenant cabinet | 45 | 19 | tenant | CUST-2954 | 19 | standard | N |  | OH-DC-016-AC-1 | OH-DC-016-AC-2
OH-DC-016-RACK-H | OH-DC-016 | OH-DC-016-F1-R1 | RACK-H |  |  | Tenant cabinet | 42 | 17 | tenant | CUST-2063 | 17 | standard | N |  | OH-DC-016-AC-1 | OH-DC-016-AC-2
OH-DC-016-RACK-I | OH-DC-016 | OH-DC-016-F1-R1 | RACK-I |  |  | Tenant cabinet | 45 | 17 | tenant | CUST-2063 | 17 | standard | N |  | OH-DC-016-AC-1 | OH-DC-016-AC-2
OH-DC-016-RACK-J | OH-DC-016 | OH-DC-016-F1-R1 | RACK-J |  |  | Tenant cabinet | 45 | 16 | tenant | CUST-2944 | 16 | standard | N |  | OH-DC-016-AC-1 | OH-DC-016-AC-2
OH-DC-016-RACK-K | OH-DC-016 | OH-DC-016-F1-R1 | RACK-K |  |  | Tenant cabinet | 42 | 15 | tenant | CUST-2944 | 15 | standard | N |  | OH-DC-016-AC-1 | OH-DC-016-AC-2
OH-DC-016-RACK-L | OH-DC-016 | OH-DC-016-F1-R2 | RACK-L |  |  | Tenant cabinet | 45 | 11 | tenant | CUST-2944 | 11 | standard | N |  | OH-DC-016-AC-1 | OH-DC-016-AC-2
OH-DC-016-RACK-M | OH-DC-016 | OH-DC-016-F1-R2 | RACK-M |  |  | Access | 45 | 8 | operator |  |  | standard | N |  | OH-DC-016-AC-1 | OH-DC-016-AC-2
OH-DC-016-RACK-N | OH-DC-016 | OH-DC-016-F1-R2 | RACK-N |  |  | ODF / patching | 42 | 8 | operator |  |  | standard | N |  | OH-DC-016-AC-1 | OH-DC-016-AC-2
OH-DC-017-RACK-A | OH-DC-017 | OH-DC-017-F0-R1 | RACK-A |  |  | Core | 45 | 17 | operator |  |  | standard | N |  | OH-DC-017-AC-1
OH-DC-017-RACK-B | OH-DC-017 | OH-DC-017-F0-R1 | RACK-B |  |  | Tenant cabinet | 42 | 18 | tenant | CUST-8240 | 18 | standard | N |  | OH-DC-017-AC-1
OH-DC-017-RACK-C | OH-DC-017 | OH-DC-017-F0-R1 | RACK-C |  |  | Tenant cabinet | 45 | 16 | tenant | CUST-8240 | 16 | standard | N |  | OH-DC-017-AC-1
OH-DC-017-RACK-D | OH-DC-017 | OH-DC-017-F0-R2 | RACK-D |  |  | Tenant cabinet | 45 | 16 | tenant | CUST-8240 | 16 | standard | N |  | OH-DC-017-AC-1
OH-DC-017-RACK-E | OH-DC-017 | OH-DC-017-F0-R2 | RACK-E |  |  | Tenant cabinet | 42 | 17 | tenant | CUST-3825 | 17 | standard | N |  | OH-DC-017-AC-1
OH-DC-017-RACK-F | OH-DC-017 | OH-DC-017-F0-R2 | RACK-F |  |  | Tenant cabinet | 45 | 18 | tenant | CUST-3825 | 18 | standard | N |  | OH-DC-017-AC-1
OH-DC-017-RACK-G | OH-DC-017 | OH-DC-017-F1-R1 | RACK-G |  |  | Tenant cabinet | 45 | 16 | tenant | CUST-6468 | 16 | standard | N |  | OH-DC-017-AC-1
OH-DC-017-RACK-H | OH-DC-017 | OH-DC-017-F1-R1 | RACK-H |  |  | Tenant cabinet | 42 | 15 | tenant | CUST-6468 | 15 | standard | N |  | OH-DC-017-AC-1
OH-DC-017-RACK-I | OH-DC-017 | OH-DC-017-F1-R1 | RACK-I |  |  | Tenant cabinet | 45 | 16 | tenant | CUST-9121 | 16 | standard | N |  | OH-DC-017-AC-1
OH-DC-017-RACK-J | OH-DC-017 | OH-DC-017-F1-R2 | RACK-J |  |  | Access | 45 | 8 | operator |  |  | standard | N |  | OH-DC-017-AC-1
OH-DC-017-RACK-K | OH-DC-017 | OH-DC-017-F1-R2 | RACK-K |  |  | ODF / patching | 42 | 8 | operator |  |  | standard | N |  | OH-DC-017-AC-1
FL-DC-018-RACK-A | FL-DC-018 | FL-DC-018-F0-R1 | RACK-A |  |  | Core | 45 | 17 | operator |  |  | standard | N |  | FL-DC-018-AC-1
FL-DC-018-RACK-B | FL-DC-018 | FL-DC-018-F0-R1 | RACK-B |  |  | Tenant cabinet | 42 | 19 | tenant | CUST-8220 | 19 | standard | N |  | FL-DC-018-AC-1
FL-DC-018-RACK-C | FL-DC-018 | FL-DC-018-F0-R1 | RACK-C |  |  | Tenant cabinet | 45 | 12 | tenant | CUST-8220 | 12 | standard | N |  | FL-DC-018-AC-1
FL-DC-018-RACK-D | FL-DC-018 | FL-DC-018-F0-R1 | RACK-D |  |  | Tenant cabinet | 45 | 17 | tenant | CUST-4706 | 17 | standard | N |  | FL-DC-018-AC-1
FL-DC-018-RACK-E | FL-DC-018 | FL-DC-018-F1-R1 | RACK-E |  |  | Tenant cabinet | 42 | 16 | tenant | CUST-4706 | 16 | standard | N |  | FL-DC-018-AC-1
FL-DC-018-RACK-F | FL-DC-018 | FL-DC-018-F1-R1 | RACK-F |  |  | Tenant cabinet | 45 | 13 | tenant | CUST-2954 | 13 | standard | N |  | FL-DC-018-AC-1
FL-DC-018-RACK-G | FL-DC-018 | FL-DC-018-F1-R1 | RACK-G |  |  | ODF / patching | 45 | 8 | operator |  |  | standard | N |  | FL-DC-018-AC-1
UT-DC-019-RACK-A | UT-DC-019 | UT-DC-019-F0-R1 | RACK-A |  |  | Core | 45 | 14 | operator |  |  | standard | N |  | UT-DC-019-AC-1
UT-DC-019-RACK-B | UT-DC-019 | UT-DC-019-F0-R1 | RACK-B |  |  | Tenant cabinet | 42 | 18 | tenant | CUST-7359 | 18 | standard | N |  | UT-DC-019-AC-1
UT-DC-019-RACK-C | UT-DC-019 | UT-DC-019-F0-R1 | RACK-C |  |  | Tenant cabinet | 45 | 16 | tenant | CUST-7359 | 16 | standard | N |  | UT-DC-019-AC-1
UT-DC-019-RACK-D | UT-DC-019 | UT-DC-019-F1-R1 | RACK-D |  |  | Tenant cabinet | 45 | 18 | tenant | CUST-7359 | 18 | standard | N |  | UT-DC-019-AC-1
UT-DC-019-RACK-E | UT-DC-019 | UT-DC-019-F1-R1 | RACK-E |  |  | Tenant cabinet | 42 | 8 | tenant | CUST-8240 | 8 | standard | N |  | UT-DC-019-AC-1
UT-DC-019-RACK-F | UT-DC-019 | UT-DC-019-F1-R1 | RACK-F |  |  | ODF / patching | 45 | 8 | operator |  |  | standard | N |  | UT-DC-019-AC-1
CA-DC-020-RACK-A | CA-DC-020 | CA-DC-020-F0-R1 | RACK-A |  |  | Core | 45 | 12 | operator |  |  | standard | N |  | CA-DC-020-AC-1 | CA-DC-020-AC-2
CA-DC-020-RACK-B | CA-DC-020 | CA-DC-020-F0-R1 | RACK-B |  |  | Meet-me room | 42 | 16 | operator |  |  | standard | N |  | CA-DC-020-AC-1 | CA-DC-020-AC-2
CA-DC-020-RACK-C | CA-DC-020 | CA-DC-020-F0-R1 | RACK-C |  |  | AI cage | 45 | 40 | tenant | CUST-2073 | 40 | ai | Y | CA-DC-020-CDU-1 | CA-DC-020-AC-1 | CA-DC-020-AC-2
CA-DC-020-RACK-D | CA-DC-020 | CA-DC-020-F0-R1 | RACK-D |  |  | Tenant cabinet | 45 | 10 | tenant | CUST-7339 | 10 | standard | N |  | CA-DC-020-AC-1 | CA-DC-020-AC-2
CA-DC-020-RACK-E | CA-DC-020 | CA-DC-020-F1-R1 | RACK-E |  |  | Tenant cabinet | 42 | 17 | tenant | CUST-9982 | 17 | standard | N |  | CA-DC-020-AC-1 | CA-DC-020-AC-2
CA-DC-020-RACK-F | CA-DC-020 | CA-DC-020-F1-R1 | RACK-F |  |  | Tenant cabinet | 45 | 14 | tenant | CUST-8220 | 14 | standard | N |  | CA-DC-020-AC-1 | CA-DC-020-AC-2
CA-DC-020-RACK-G | CA-DC-020 | CA-DC-020-F1-R1 | RACK-G |  |  | Tenant cabinet | 45 | 18 | tenant | CUST-5597 | 18 | standard | N |  | CA-DC-020-AC-1 | CA-DC-020-AC-2
CA-DC-020-RACK-H | CA-DC-020 | CA-DC-020-F2-R1 | RACK-H |  |  | AI cage | 42 | 40 | tenant | CUST-8230 | 40 | ai | Y | CA-DC-020-CDU-1 | CA-DC-020-AC-1 | CA-DC-020-AC-2
CA-DC-020-RACK-I | CA-DC-020 | CA-DC-020-F2-R1 | RACK-I |  |  | AI cage | 45 | 40 | tenant | CUST-8230 | 40 | ai | Y | CA-DC-020-CDU-1 | CA-DC-020-AC-1 | CA-DC-020-AC-2
CA-DC-020-RACK-J | CA-DC-020 | CA-DC-020-F2-R1 | RACK-J |  |  | Tenant cabinet | 45 | 20 | tenant | CUST-8230 | 20 | standard | N |  | CA-DC-020-AC-1 | CA-DC-020-AC-2
CA-DC-020-RACK-K | CA-DC-020 | CA-DC-020-F3-R1 | RACK-K |  |  | Tenant cabinet | 42 | 10 | tenant | CUST-9992 | 10 | standard | N |  | CA-DC-020-AC-1 | CA-DC-020-AC-2
CA-DC-020-RACK-L | CA-DC-020 | CA-DC-020-F3-R1 | RACK-L |  |  | Tenant cabinet | 45 | 17 | tenant | CUST-9121 | 17 | standard | N |  | CA-DC-020-AC-1 | CA-DC-020-AC-2
CA-DC-020-RACK-M | CA-DC-020 | CA-DC-020-F3-R1 | RACK-M |  |  | Tenant cabinet | 45 | 17 | tenant | CUST-9121 | 17 | standard | N |  | CA-DC-020-AC-1 | CA-DC-020-AC-2
CA-DC-020-RACK-N | CA-DC-020 | CA-DC-020-F4-R1 | RACK-N |  |  | Tenant cabinet | 42 | 11 | tenant | CUST-9121 | 11 | standard | N |  | CA-DC-020-AC-1 | CA-DC-020-AC-2
CA-DC-020-RACK-O | CA-DC-020 | CA-DC-020-F4-R1 | RACK-O |  |  | Tenant cabinet | 45 | 14 | tenant | CUST-9121 | 14 | standard | N |  | CA-DC-020-AC-1 | CA-DC-020-AC-2
CA-DC-020-RACK-P | CA-DC-020 | CA-DC-020-F4-R1 | RACK-P |  |  | Tenant cabinet | 45 | 16 | tenant | CUST-9101 | 16 | standard | N |  | CA-DC-020-AC-1 | CA-DC-020-AC-2
CA-DC-020-RACK-Q | CA-DC-020 | CA-DC-020-F5-R1 | RACK-Q |  |  | Tenant cabinet | 42 | 13 | tenant | CUST-9101 | 13 | standard | N |  | CA-DC-020-AC-1 | CA-DC-020-AC-2
CA-DC-020-RACK-R | CA-DC-020 | CA-DC-020-F5-R1 | RACK-R |  |  | Tenant cabinet | 45 | 11 | tenant | CUST-7349 | 11 | standard | N |  | CA-DC-020-AC-1 | CA-DC-020-AC-2
CA-DC-020-RACK-S | CA-DC-020 | CA-DC-020-F5-R1 | RACK-S |  |  | ODF / patching | 45 | 8 | operator |  |  | standard | N |  | CA-DC-020-AC-1 | CA-DC-020-AC-2
CA-DC-021-RACK-A | CA-DC-021 | CA-DC-021-F0-R1 | RACK-A |  |  | Core | 45 | 15 | operator |  |  | standard | N |  | CA-DC-021-AC-1 | CA-DC-021-AC-2
CA-DC-021-RACK-B | CA-DC-021 | CA-DC-021-F0-R1 | RACK-B |  |  | Meet-me room | 42 | 14 | operator |  |  | standard | N |  | CA-DC-021-AC-1 | CA-DC-021-AC-2
CA-DC-021-RACK-C | CA-DC-021 | CA-DC-021-F0-R1 | RACK-C |  |  | Tenant cabinet | 45 | 15 | tenant | CUST-9992 | 15 | standard | N |  | CA-DC-021-AC-1 | CA-DC-021-AC-2
CA-DC-021-RACK-D | CA-DC-021 | CA-DC-021-F0-R1 | RACK-D |  |  | Tenant cabinet | 45 | 16 | tenant | CUST-9992 | 16 | standard | N |  | CA-DC-021-AC-1 | CA-DC-021-AC-2
CA-DC-021-RACK-E | CA-DC-021 | CA-DC-021-F0-R2 | RACK-E |  |  | Tenant cabinet | 42 | 13 | tenant | CUST-2073 | 13 | standard | N |  | CA-DC-021-AC-1 | CA-DC-021-AC-2
CA-DC-021-RACK-F | CA-DC-021 | CA-DC-021-F0-R2 | RACK-F |  |  | Tenant cabinet | 45 | 18 | tenant | CUST-2073 | 18 | standard | N |  | CA-DC-021-AC-1 | CA-DC-021-AC-2
CA-DC-021-RACK-G | CA-DC-021 | CA-DC-021-F0-R2 | RACK-G |  |  | Tenant cabinet | 45 | 15 | tenant | CUST-2063 | 15 | standard | N |  | CA-DC-021-AC-1 | CA-DC-021-AC-2
CA-DC-021-RACK-H | CA-DC-021 | CA-DC-021-F1-R1 | RACK-H |  |  | Tenant cabinet | 42 | 19 | tenant | CUST-2063 | 19 | standard | N |  | CA-DC-021-AC-1 | CA-DC-021-AC-2
CA-DC-021-RACK-I | CA-DC-021 | CA-DC-021-F1-R1 | RACK-I |  |  | Tenant cabinet | 45 | 17 | tenant | CUST-1202 | 17 | standard | N |  | CA-DC-021-AC-1 | CA-DC-021-AC-2
CA-DC-021-RACK-J | CA-DC-021 | CA-DC-021-F1-R1 | RACK-J |  |  | Tenant cabinet | 45 | 13 | tenant | CUST-1202 | 13 | standard | N |  | CA-DC-021-AC-1 | CA-DC-021-AC-2
CA-DC-021-RACK-K | CA-DC-021 | CA-DC-021-F1-R2 | RACK-K |  |  | Access | 42 | 8 | operator |  |  | standard | N |  | CA-DC-021-AC-1 | CA-DC-021-AC-2
CA-DC-021-RACK-L | CA-DC-021 | CA-DC-021-F1-R2 | RACK-L |  |  | Access | 45 | 8 | operator |  |  | standard | N |  | CA-DC-021-AC-1 | CA-DC-021-AC-2
CA-DC-021-RACK-M | CA-DC-021 | CA-DC-021-F1-R2 | RACK-M |  |  | ODF / patching | 45 | 8 | operator |  |  | standard | N |  | CA-DC-021-AC-1 | CA-DC-021-AC-2
TX-DC-022-RACK-A | TX-DC-022 | TX-DC-022-F0-R1 | RACK-A |  |  | Core | 45 | 15 | operator |  |  | standard | N |  | TX-DC-022-AC-1 | TX-DC-022-AC-2
TX-DC-022-RACK-B | TX-DC-022 | TX-DC-022-F0-R1 | RACK-B |  |  | Meet-me room | 42 | 17 | operator |  |  | standard | N |  | TX-DC-022-AC-1 | TX-DC-022-AC-2
TX-DC-022-RACK-C | TX-DC-022 | TX-DC-022-F0-R1 | RACK-C |  |  | AI cage | 45 | 48 | tenant | CUST-4706 | 48 | ai | Y | TX-DC-022-CDU-1 | TX-DC-022-AC-1 | TX-DC-022-AC-2
TX-DC-022-RACK-D | TX-DC-022 | TX-DC-022-F0-R1 | RACK-D |  |  | AI cage | 45 | 48 | tenant | CUST-4706 | 48 | ai | Y | TX-DC-022-CDU-1 | TX-DC-022-AC-1 | TX-DC-022-AC-2
TX-DC-022-RACK-E | TX-DC-022 | TX-DC-022-F0-R1 | RACK-E |  |  | Tenant cabinet | 42 | 13 | tenant | CUST-7339 | 13 | standard | N |  | TX-DC-022-AC-1 | TX-DC-022-AC-2
TX-DC-022-RACK-F | TX-DC-022 | TX-DC-022-F0-R2 | RACK-F |  |  | Tenant cabinet | 45 | 15 | tenant | CUST-7339 | 15 | standard | N |  | TX-DC-022-AC-1 | TX-DC-022-AC-2
TX-DC-022-RACK-G | TX-DC-022 | TX-DC-022-F0-R2 | RACK-G |  |  | AI cage | 45 | 48 | tenant | CUST-1202 | 48 | ai | Y | TX-DC-022-CDU-1 | TX-DC-022-AC-1 | TX-DC-022-AC-2
TX-DC-022-RACK-H | TX-DC-022 | TX-DC-022-F0-R2 | RACK-H |  |  | Tenant cabinet | 42 | 17 | tenant | CUST-1202 | 17 | standard | N |  | TX-DC-022-AC-1 | TX-DC-022-AC-2
TX-DC-022-RACK-I | TX-DC-022 | TX-DC-022-F0-R2 | RACK-I |  |  | Tenant cabinet | 45 | 15 | tenant | CUST-1202 | 15 | standard | N |  | TX-DC-022-AC-1 | TX-DC-022-AC-2
TX-DC-022-RACK-J | TX-DC-022 | TX-DC-022-F0-R2 | RACK-J |  |  | Tenant cabinet | 45 | 16 | tenant | CUST-1202 | 16 | standard | N |  | TX-DC-022-AC-1 | TX-DC-022-AC-2
TX-DC-022-RACK-K | TX-DC-022 | TX-DC-022-F1-R1 | RACK-K |  |  | Tenant cabinet | 42 | 16 | tenant | CUST-1202 | 16 | standard | N |  | TX-DC-022-AC-1 | TX-DC-022-AC-2
TX-DC-022-RACK-L | TX-DC-022 | TX-DC-022-F1-R1 | RACK-L |  |  | Tenant cabinet | 45 | 19 | tenant | CUST-2954 | 19 | standard | N |  | TX-DC-022-AC-1 | TX-DC-022-AC-2
TX-DC-022-RACK-M | TX-DC-022 | TX-DC-022-F1-R1 | RACK-M |  |  | Tenant cabinet | 45 | 24 | tenant | CUST-4716 | 24 | standard | N |  | TX-DC-022-AC-1 | TX-DC-022-AC-2
TX-DC-022-RACK-N | TX-DC-022 | TX-DC-022-F1-R1 | RACK-N |  |  | Tenant cabinet | 42 | 15 | tenant | CUST-4716 | 15 | standard | N |  | TX-DC-022-AC-1 | TX-DC-022-AC-2
TX-DC-022-RACK-O | TX-DC-022 | TX-DC-022-F1-R1 | RACK-O |  |  | Tenant cabinet | 45 | 16 | tenant | CUST-9111 | 16 | standard | N |  | TX-DC-022-AC-1 | TX-DC-022-AC-2
TX-DC-022-RACK-P | TX-DC-022 | TX-DC-022-F1-R2 | RACK-P |  |  | Tenant cabinet | 45 | 9 | tenant | CUST-9111 | 9 | standard | N |  | TX-DC-022-AC-1 | TX-DC-022-AC-2
TX-DC-022-RACK-Q | TX-DC-022 | TX-DC-022-F1-R2 | RACK-Q |  |  | Access | 42 | 8 | operator |  |  | standard | N |  | TX-DC-022-AC-1 | TX-DC-022-AC-2
TX-DC-022-RACK-R | TX-DC-022 | TX-DC-022-F1-R2 | RACK-R |  |  | Access | 45 | 8 | operator |  |  | standard | N |  | TX-DC-022-AC-1 | TX-DC-022-AC-2
TX-DC-022-RACK-S | TX-DC-022 | TX-DC-022-F1-R2 | RACK-S |  |  | ODF / patching | 45 | 8 | operator |  |  | standard | N |  | TX-DC-022-AC-1 | TX-DC-022-AC-2
NC-DC-023-RACK-A | NC-DC-023 | NC-DC-023-F0-R1 | RACK-A |  |  | Core | 45 | 16 | operator |  |  | standard | N |  | NC-DC-023-AC-1 | NC-DC-023-AC-2
NC-DC-023-RACK-B | NC-DC-023 | NC-DC-023-F0-R1 | RACK-B |  |  | Meet-me room | 42 | 12 | operator |  |  | standard | N |  | NC-DC-023-AC-1 | NC-DC-023-AC-2
NC-DC-023-RACK-C | NC-DC-023 | NC-DC-023-F0-R1 | RACK-C |  |  | Tenant cabinet | 45 | 20 | tenant | CUST-6478 | 20 | standard | N |  | NC-DC-023-AC-1 | NC-DC-023-AC-2
NC-DC-023-RACK-D | NC-DC-023 | NC-DC-023-F0-R1 | RACK-D |  |  | Tenant cabinet | 45 | 16 | tenant | CUST-6478 | 16 | standard | N |  | NC-DC-023-AC-1 | NC-DC-023-AC-2
NC-DC-023-RACK-E | NC-DC-023 | NC-DC-023-F0-R2 | RACK-E |  |  | Tenant cabinet | 42 | 20 | tenant | CUST-2954 | 20 | standard | N |  | NC-DC-023-AC-1 | NC-DC-023-AC-2
NC-DC-023-RACK-F | NC-DC-023 | NC-DC-023-F0-R2 | RACK-F |  |  | AI cage | 45 | 40 | tenant | CUST-9121 | 40 | ai | Y | NC-DC-023-CDU-1 | NC-DC-023-AC-1 | NC-DC-023-AC-2
NC-DC-023-RACK-G | NC-DC-023 | NC-DC-023-F0-R2 | RACK-G |  |  | AI cage | 45 | 60 | tenant | CUST-9121 | 60 | ai | Y | NC-DC-023-CDU-1 | NC-DC-023-AC-1 | NC-DC-023-AC-2
NC-DC-023-RACK-H | NC-DC-023 | NC-DC-023-F0-R2 | RACK-H |  |  | AI cage | 42 | 40 | tenant | CUST-9121 | 40 | ai | Y | NC-DC-023-CDU-1 | NC-DC-023-AC-1 | NC-DC-023-AC-2
NC-DC-023-RACK-I | NC-DC-023 | NC-DC-023-F1-R1 | RACK-I |  |  | Tenant cabinet | 45 | 19 | tenant | CUST-9121 | 19 | standard | N |  | NC-DC-023-AC-1 | NC-DC-023-AC-2
NC-DC-023-RACK-J | NC-DC-023 | NC-DC-023-F1-R1 | RACK-J |  |  | Tenant cabinet | 45 | 14 | tenant | CUST-9121 | 14 | standard | N |  | NC-DC-023-AC-1 | NC-DC-023-AC-2
NC-DC-023-RACK-K | NC-DC-023 | NC-DC-023-F1-R1 | RACK-K |  |  | Tenant cabinet | 42 | 14 | tenant | CUST-5597 | 14 | standard | N |  | NC-DC-023-AC-1 | NC-DC-023-AC-2
NC-DC-023-RACK-L | NC-DC-023 | NC-DC-023-F1-R1 | RACK-L |  |  | Tenant cabinet | 45 | 18 | tenant | CUST-2063 | 18 | standard | N |  | NC-DC-023-AC-1 | NC-DC-023-AC-2
NC-DC-023-RACK-M | NC-DC-023 | NC-DC-023-F1-R2 | RACK-M |  |  | Tenant cabinet | 45 | 16 | tenant | CUST-8230 | 16 | standard | N |  | NC-DC-023-AC-1 | NC-DC-023-AC-2
NC-DC-023-RACK-N | NC-DC-023 | NC-DC-023-F1-R2 | RACK-N |  |  | Access | 42 | 8 | operator |  |  | standard | N |  | NC-DC-023-AC-1 | NC-DC-023-AC-2
NC-DC-023-RACK-O | NC-DC-023 | NC-DC-023-F1-R2 | RACK-O |  |  | Access | 45 | 8 | operator |  |  | standard | N |  | NC-DC-023-AC-1 | NC-DC-023-AC-2
NC-DC-023-RACK-P | NC-DC-023 | NC-DC-023-F1-R2 | RACK-P |  |  | ODF / patching | 45 | 8 | operator |  |  | standard | N |  | NC-DC-023-AC-1 | NC-DC-023-AC-2
WA-DC-024-RACK-A | WA-DC-024 | WA-DC-024-F0-R1 | RACK-A |  |  | Core | 45 | 15 | operator |  |  | standard | N |  | WA-DC-024-AC-1
WA-DC-024-RACK-B | WA-DC-024 | WA-DC-024-F0-R1 | RACK-B |  |  | Tenant cabinet | 42 | 21 | tenant | CUST-2954 | 21 | standard | N |  | WA-DC-024-AC-1
WA-DC-024-RACK-C | WA-DC-024 | WA-DC-024-F0-R1 | RACK-C |  |  | Tenant cabinet | 45 | 20 | tenant | CUST-2954 | 20 | standard | N |  | WA-DC-024-AC-1
WA-DC-024-RACK-D | WA-DC-024 | WA-DC-024-F0-R1 | RACK-D |  |  | Tenant cabinet | 45 | 16 | tenant | CUST-8220 | 16 | standard | N |  | WA-DC-024-AC-1
WA-DC-024-RACK-E | WA-DC-024 | WA-DC-024-F1-R1 | RACK-E |  |  | Tenant cabinet | 42 | 8 | tenant | CUST-8220 | 8 | standard | N |  | WA-DC-024-AC-1
WA-DC-024-RACK-F | WA-DC-024 | WA-DC-024-F1-R1 | RACK-F |  |  | Tenant cabinet | 45 | 16 | tenant | CUST-9121 | 16 | standard | N |  | WA-DC-024-AC-1
WA-DC-024-RACK-G | WA-DC-024 | WA-DC-024-F1-R1 | RACK-G |  |  | Access | 45 | 8 | operator |  |  | standard | N |  | WA-DC-024-AC-1
WA-DC-024-RACK-H | WA-DC-024 | WA-DC-024-F1-R1 | RACK-H |  |  | ODF / patching | 42 | 8 | operator |  |  | standard | N |  | WA-DC-024-AC-1
Note on A1: Unique, for example MP-DC-001-A01. Required: yes Type: text System field: Rack.id
Note on B1: Required: yes Type: ref (from Sites) System field: Rack.dcId
Note on C1: Floor and room come from the Rooms row. Required: yes Type: ref (from Rooms) System field: Rack.floor / Rack.room
Note on D1: Label on the cabinet (shown on the 3D twin). Required: yes Type: text System field: Rack.name
Note on E1: Row letter or number. Required: no Type: text System field: (twin layout)
Note on F1: Position in the row, 1…n. Required: no Type: integer System field: (twin layout)
Note on G1: What the cabinet is for. Required: yes Type: list (from rack_role) System field: Rack.role
Note on H1: Usable rack units (42, 45, 48…). Required: yes Type: integer System field: Rack.heightU
Note on I1: Provisioned power (kW). Live draw comes from the PDUs. Required: yes Type: decimal System field: Rack.budgetKw
Note on J1: operator, or tenant (a leased cabinet: the operator sees power and environment only). Required: yes Type: list (from owner) System field: Rack.owner
Note on K1: Required when owner = tenant. Required: in some cases Type: ref (from Customers) System field: Rack.tenantId
Note on L1: Required when owner = tenant: the power the tenant has bought. Required: in some cases Type: decimal System field: Rack.contractedKw
Note on M1: ai = high-density GPU rack or AI cage. Required: no Type: list (from density) System field: Rack.density
Note on N1: Y = direct liquid cooling. Required: no Type: list (from yes_no) System field: Rack.liquid
Note on O1: Required when liquid_cooled = Y. Required: in some cases Type: ref (from CDUs) System field: AiCage.cduId / Cdu.racks
Note on P1: Feed powering the A-side PDU. Required: no Type: ref (from Power_Feeds) System field: (power path)
Note on Q1: Feed powering the B-side PDU. Required: no Type: ref (from Power_Feeds) System field: (power path)
Note on R1: Calculated: the sum of u_size of the devices in this rack. Don't type it. Required: calculated Type: formula System field: Rack.usedU

## Power_Feeds
feed_id * | site_id * | type * | source * | rating * | capacity_kw * | normal_role | utility_account
VA-DC-001-AC-1 | VA-DC-001 | AC | Utility feed A | 390 A · 415 V | 280 | Active
VA-DC-001-AC-2 | VA-DC-001 | AC | Utility feed B | 390 A · 415 V | 280 | Standby
VA-DC-001-DC-1 | VA-DC-001 | DC | Rectifier RECT-01 | 48 V · 2500 A | 120 | Active
VA-DC-002-AC-1 | VA-DC-002 | AC | Utility feed A | 292 A · 415 V | 210 | Active
VA-DC-002-AC-2 | VA-DC-002 | AC | Utility feed B | 292 A · 415 V | 210 | Standby
VA-DC-002-DC-1 | VA-DC-002 | DC | Rectifier RECT-01 | 48 V · 1880 A | 90 | Active
VA-DC-003-AC-1 | VA-DC-003 | AC | Utility feed A | 321 A · 415 V | 231 | Active
VA-DC-003-AC-2 | VA-DC-003 | AC | Utility feed B | 321 A · 415 V | 231 | Standby
VA-DC-003-DC-1 | VA-DC-003 | DC | Rectifier RECT-01 | 48 V · 2060 A | 99 | Active
VA-DC-004-AC-1 | VA-DC-004 | AC | Utility feed A | 205 A · 415 V | 147 | Active
VA-DC-004-DC-1 | VA-DC-004 | DC | Rectifier RECT-01 | 48 V · 1310 A | 63 | Active
TX-DC-005-AC-1 | TX-DC-005 | AC | Utility feed A | 399 A · 415 V | 287 | Active
TX-DC-005-AC-2 | TX-DC-005 | AC | Utility feed B | 399 A · 415 V | 287 | Standby
TX-DC-005-DC-1 | TX-DC-005 | DC | Rectifier RECT-01 | 48 V · 2560 A | 123 | Active
TX-DC-006-AC-1 | TX-DC-006 | AC | Utility feed A | 341 A · 415 V | 245 | Active
TX-DC-006-AC-2 | TX-DC-006 | AC | Utility feed B | 341 A · 415 V | 245 | Standby
TX-DC-006-DC-1 | TX-DC-006 | DC | Rectifier RECT-01 | 48 V · 2190 A | 105 | Active
TX-DC-007-AC-1 | TX-DC-007 | AC | Utility feed A | 214 A · 415 V | 154 | Active
TX-DC-007-DC-1 | TX-DC-007 | DC | Rectifier RECT-01 | 48 V · 1380 A | 66 | Active
CA-DC-008-AC-1 | CA-DC-008 | AC | Utility feed A | 536 A · 415 V | 385 | Active
CA-DC-008-AC-2 | CA-DC-008 | AC | Utility feed B | 536 A · 415 V | 385 | Standby
CA-DC-008-DC-1 | CA-DC-008 | DC | Rectifier RECT-01 | 48 V · 3440 A | 165 | Active
IL-DC-009-AC-1 | IL-DC-009 | AC | Utility feed A | 399 A · 415 V | 287 | Active
IL-DC-009-AC-2 | IL-DC-009 | AC | Utility feed B | 399 A · 415 V | 287 | Standby
IL-DC-009-DC-1 | IL-DC-009 | DC | Rectifier RECT-01 | 48 V · 2560 A | 123 | Active
AZ-DC-010-AC-1 | AZ-DC-010 | AC | Utility feed A | 205 A · 415 V | 147 | Active
AZ-DC-010-DC-1 | AZ-DC-010 | DC | Rectifier RECT-01 | 48 V · 1310 A | 63 | Active
GA-DC-011-AC-1 | GA-DC-011 | AC | Utility feed A | 409 A · 415 V | 294 | Active
GA-DC-011-AC-2 | GA-DC-011 | AC | Utility feed B | 409 A · 415 V | 294 | Standby
GA-DC-011-DC-1 | GA-DC-011 | DC | Rectifier RECT-01 | 48 V · 2630 A | 126 | Active
NJ-DC-012-AC-1 | NJ-DC-012 | AC | Utility feed A | 166 A · 415 V | 119 | Active
NJ-DC-012-DC-1 | NJ-DC-012 | DC | Rectifier RECT-01 | 48 V · 1060 A | 51 | Active
WA-DC-013-AC-1 | WA-DC-013 | AC | Utility feed A | 10 A · 415 V | 7 | Active
WA-DC-013-AC-2 | WA-DC-013 | AC | Utility feed B | 10 A · 415 V | 7 | Standby
WA-DC-013-DC-1 | WA-DC-013 | DC | Rectifier RECT-01 | 48 V · 60 A | 3 | Active
OR-DC-014-AC-1 | OR-DC-014 | AC | Utility feed A | 214 A · 415 V | 154 | Active
OR-DC-014-AC-2 | OR-DC-014 | AC | Utility feed B | 214 A · 415 V | 154 | Standby
OR-DC-014-DC-1 | OR-DC-014 | DC | Rectifier RECT-01 | 48 V · 1380 A | 66 | Active
CO-DC-015-AC-1 | CO-DC-015 | AC | Utility feed A | 156 A · 415 V | 112 | Active
CO-DC-015-DC-1 | CO-DC-015 | DC | Rectifier RECT-01 | 48 V · 1000 A | 48 | Active
OH-DC-016-AC-1 | OH-DC-016 | AC | Utility feed A | 273 A · 415 V | 196 | Active
OH-DC-016-AC-2 | OH-DC-016 | AC | Utility feed B | 273 A · 415 V | 196 | Standby
OH-DC-016-DC-1 | OH-DC-016 | DC | Rectifier RECT-01 | 48 V · 1750 A | 84 | Active
OH-DC-017-AC-1 | OH-DC-017 | AC | Utility feed A | 243 A · 415 V | 175 | Active
OH-DC-017-DC-1 | OH-DC-017 | DC | Rectifier RECT-01 | 48 V · 1560 A | 75 | Active
FL-DC-018-AC-1 | FL-DC-018 | AC | Utility feed A | 185 A · 415 V | 133 | Active
FL-DC-018-DC-1 | FL-DC-018 | DC | Rectifier RECT-01 | 48 V · 1190 A | 57 | Active
UT-DC-019-AC-1 | UT-DC-019 | AC | Utility feed A | 127 A · 415 V | 91 | Active
UT-DC-019-DC-1 | UT-DC-019 | DC | Rectifier RECT-01 | 48 V · 810 A | 39 | Active
CA-DC-020-AC-1 | CA-DC-020 | AC | Utility feed A | 467 A · 415 V | 336 | Active
CA-DC-020-AC-2 | CA-DC-020 | AC | Utility feed B | 467 A · 415 V | 336 | Standby
CA-DC-020-DC-1 | CA-DC-020 | DC | Rectifier RECT-01 | 48 V · 3000 A | 144 | Active
CA-DC-021-AC-1 | CA-DC-021 | AC | Utility feed A | 302 A · 415 V | 217 | Active
CA-DC-021-AC-2 | CA-DC-021 | AC | Utility feed B | 302 A · 415 V | 217 | Standby
CA-DC-021-DC-1 | CA-DC-021 | DC | Rectifier RECT-01 | 48 V · 1940 A | 93 | Active
TX-DC-022-AC-1 | TX-DC-022 | AC | Utility feed A | 536 A · 415 V | 385 | Active
TX-DC-022-AC-2 | TX-DC-022 | AC | Utility feed B | 536 A · 415 V | 385 | Standby
TX-DC-022-DC-1 | TX-DC-022 | DC | Rectifier RECT-01 | 48 V · 3440 A | 165 | Active
NC-DC-023-AC-1 | NC-DC-023 | AC | Utility feed A | 419 A · 415 V | 301 | Active
NC-DC-023-AC-2 | NC-DC-023 | AC | Utility feed B | 419 A · 415 V | 301 | Standby
NC-DC-023-DC-1 | NC-DC-023 | DC | Rectifier RECT-01 | 48 V · 2690 A | 129 | Active
WA-DC-024-AC-1 | WA-DC-024 | AC | Utility feed A | 146 A · 415 V | 105 | Active
WA-DC-024-DC-1 | WA-DC-024 | DC | Rectifier RECT-01 | 48 V · 940 A | 45 | Active
Note on A1: Unique, for example MP-DC-001-AC-1. Required: yes Type: text System field: PowerFeed.id
Note on B1: Required: yes Type: ref (from Sites) System field: Datacenter.id
Note on C1: AC or DC. Required: yes Type: list (from feed_type) System field: PowerFeed.type
Note on D1: For example "Utility feed A", "Rectifier RECT-01". Required: yes Type: text System field: PowerFeed.source
Note on E1: For example "630 A · 415 V" or "48 V · 2400 A". Required: yes Type: text System field: PowerFeed.rating
Note on F1: Required: yes Type: decimal System field: PowerFeed.capacityKw
Note on G1: Active, or Standby (picked up by the ATS). Required: no Type: list (from feed_role) System field: (ATS story)
Note on H1: Utility connection / account number. Required: no Type: text System field: (reference only)

## UPS
ups_id * | site_id * | room_id | name * | vendor | model | serial | capacity_kw * | redundancy * | battery_autonomy_min *
VA-DC-001-UPS-1 | VA-DC-001 |  | UPS-1 |  |  |  | 130 | N+1 | 25
VA-DC-001-UPS-2 | VA-DC-001 |  | UPS-2 |  |  |  | 130 | N+1 | 24
VA-DC-001-UPS-3 | VA-DC-001 |  | UPS-3 |  |  |  | 130 | N+1 | 23
VA-DC-001-UPS-4 | VA-DC-001 |  | UPS-4 |  |  |  | 130 | N+1 | 28
VA-DC-002-UPS-1 | VA-DC-002 |  | UPS-1 |  |  |  | 300 | N+1 | 14
VA-DC-002-UPS-2 | VA-DC-002 |  | UPS-2 |  |  |  | 300 | N+1 | 27
VA-DC-003-UPS-1 | VA-DC-003 |  | UPS-1 |  |  |  | 110 | N+1 | 26
VA-DC-003-UPS-2 | VA-DC-003 |  | UPS-2 |  |  |  | 110 | N+1 | 12
VA-DC-003-UPS-3 | VA-DC-003 |  | UPS-3 |  |  |  | 110 | N+1 | 22
VA-DC-003-UPS-4 | VA-DC-003 |  | UPS-4 |  |  |  | 110 | N+1 | 23
VA-DC-004-UPS-1 | VA-DC-004 |  | UPS-1 |  |  |  | 210 | N+1 | 25
VA-DC-004-UPS-2 | VA-DC-004 |  | UPS-2 |  |  |  | 210 | N+1 | 16
TX-DC-005-UPS-1 | TX-DC-005 |  | UPS-1 |  |  |  | 140 | N+1 | 27
TX-DC-005-UPS-2 | TX-DC-005 |  | UPS-2 |  |  |  | 140 | N+1 | 26
TX-DC-005-UPS-3 | TX-DC-005 |  | UPS-3 |  |  |  | 140 | N+1 | 18
TX-DC-005-UPS-4 | TX-DC-005 |  | UPS-4 |  |  |  | 140 | N+1 | 25
TX-DC-006-UPS-1 | TX-DC-006 |  | UPS-1 |  |  |  | 120 | N+1 | 26
TX-DC-006-UPS-2 | TX-DC-006 |  | UPS-2 |  |  |  | 120 | N+1 | 14
TX-DC-006-UPS-3 | TX-DC-006 |  | UPS-3 |  |  |  | 120 | N+1 | 17
TX-DC-006-UPS-4 | TX-DC-006 |  | UPS-4 |  |  |  | 120 | N+1 | 28
TX-DC-007-UPS-1 | TX-DC-007 |  | UPS-1 |  |  |  | 220 | N+1 | 21
TX-DC-007-UPS-2 | TX-DC-007 |  | UPS-2 |  |  |  | 220 | N+1 | 15
CA-DC-008-UPS-1 | CA-DC-008 |  | UPS-1 |  |  |  | 180 | N+1 | 14
CA-DC-008-UPS-2 | CA-DC-008 |  | UPS-2 |  |  |  | 180 | N+1 | 28
CA-DC-008-UPS-3 | CA-DC-008 |  | UPS-3 |  |  |  | 180 | N+1 | 24
CA-DC-008-UPS-4 | CA-DC-008 |  | UPS-4 |  |  |  | 180 | N+1 | 19
IL-DC-009-UPS-1 | IL-DC-009 |  | UPS-1 |  |  |  | 140 | N+1 | 27
IL-DC-009-UPS-2 | IL-DC-009 |  | UPS-2 |  |  |  | 140 | N+1 | 19
IL-DC-009-UPS-3 | IL-DC-009 |  | UPS-3 |  |  |  | 140 | N+1 | 19
IL-DC-009-UPS-4 | IL-DC-009 |  | UPS-4 |  |  |  | 140 | N+1 | 14
AZ-DC-010-UPS-1 | AZ-DC-010 |  | UPS-1 |  |  |  | 210 | N+1 | 27
AZ-DC-010-UPS-2 | AZ-DC-010 |  | UPS-2 |  |  |  | 210 | N+1 | 23
GA-DC-011-UPS-1 | GA-DC-011 |  | UPS-1 |  |  |  | 140 | N+1 | 26
GA-DC-011-UPS-2 | GA-DC-011 |  | UPS-2 |  |  |  | 140 | N+1 | 28
GA-DC-011-UPS-3 | GA-DC-011 |  | UPS-3 |  |  |  | 140 | N+1 | 19
GA-DC-011-UPS-4 | GA-DC-011 |  | UPS-4 |  |  |  | 140 | N+1 | 19
NJ-DC-012-UPS-1 | NJ-DC-012 |  | UPS-1 |  |  |  | 170 | N+1 | 27
NJ-DC-012-UPS-2 | NJ-DC-012 |  | UPS-2 |  |  |  | 170 | N+1 | 24
WA-DC-013-UPS-1 | WA-DC-013 |  | UPS-1 |  |  |  | 10 | N+1 | 23
WA-DC-013-UPS-2 | WA-DC-013 |  | UPS-2 |  |  |  | 10 | N+1 | 25
OR-DC-014-UPS-1 | OR-DC-014 |  | UPS-1 |  |  |  | 220 | N+1 | 23
OR-DC-014-UPS-2 | OR-DC-014 |  | UPS-2 |  |  |  | 220 | N+1 | 28
CO-DC-015-UPS-1 | CO-DC-015 |  | UPS-1 |  |  |  | 160 | N+1 | 13
CO-DC-015-UPS-2 | CO-DC-015 |  | UPS-2 |  |  |  | 160 | N+1 | 27
OH-DC-016-UPS-1 | OH-DC-016 |  | UPS-1 |  |  |  | 280 | N+1 | 25
OH-DC-016-UPS-2 | OH-DC-016 |  | UPS-2 |  |  |  | 280 | N+1 | 21
OH-DC-017-UPS-1 | OH-DC-017 |  | UPS-1 |  |  |  | 250 | N+1 | 14
OH-DC-017-UPS-2 | OH-DC-017 |  | UPS-2 |  |  |  | 250 | N+1 | 22
FL-DC-018-UPS-1 | FL-DC-018 |  | UPS-1 |  |  |  | 190 | N+1 | 21
FL-DC-018-UPS-2 | FL-DC-018 |  | UPS-2 |  |  |  | 190 | N+1 | 18
UT-DC-019-UPS-1 | UT-DC-019 |  | UPS-1 |  |  |  | 130 | N+1 | 13
UT-DC-019-UPS-2 | UT-DC-019 |  | UPS-2 |  |  |  | 130 | N+1 | 21
CA-DC-020-UPS-1 | CA-DC-020 |  | UPS-1 |  |  |  | 160 | N+1 | 24
CA-DC-020-UPS-2 | CA-DC-020 |  | UPS-2 |  |  |  | 160 | N+1 | 20
CA-DC-020-UPS-3 | CA-DC-020 |  | UPS-3 |  |  |  | 160 | N+1 | 23
CA-DC-020-UPS-4 | CA-DC-020 |  | UPS-4 |  |  |  | 160 | N+1 | 12
CA-DC-021-UPS-1 | CA-DC-021 |  | UPS-1 |  |  |  | 100 | N+1 | 15
CA-DC-021-UPS-2 | CA-DC-021 |  | UPS-2 |  |  |  | 100 | N+1 | 19
CA-DC-021-UPS-3 | CA-DC-021 |  | UPS-3 |  |  |  | 100 | N+1 | 26
CA-DC-021-UPS-4 | CA-DC-021 |  | UPS-4 |  |  |  | 100 | N+1 | 22
TX-DC-022-UPS-1 | TX-DC-022 |  | UPS-1 |  |  |  | 180 | N+1 | 15
TX-DC-022-UPS-2 | TX-DC-022 |  | UPS-2 |  |  |  | 180 | N+1 | 18
TX-DC-022-UPS-3 | TX-DC-022 |  | UPS-3 |  |  |  | 180 | N+1 | 20
TX-DC-022-UPS-4 | TX-DC-022 |  | UPS-4 |  |  |  | 180 | N+1 | 22
NC-DC-023-UPS-1 | NC-DC-023 |  | UPS-1 |  |  |  | 140 | N+1 | 15
NC-DC-023-UPS-2 | NC-DC-023 |  | UPS-2 |  |  |  | 140 | N+1 | 22
NC-DC-023-UPS-3 | NC-DC-023 |  | UPS-3 |  |  |  | 140 | N+1 | 28
NC-DC-023-UPS-4 | NC-DC-023 |  | UPS-4 |  |  |  | 140 | N+1 | 24
WA-DC-024-UPS-1 | WA-DC-024 |  | UPS-1 |  |  |  | 150 | N+1 | 28
WA-DC-024-UPS-2 | WA-DC-024 |  | UPS-2 |  |  |  | 150 | N+1 | 12
Note on A1: Required: yes Type: text System field: UpsUnit.id
Note on B1: Required: yes Type: ref (from Sites) System field: Datacenter.id
Note on C1: Room the UPS stands in (shown and clickable in the realistic twin). Required: no Type: ref (from Rooms) System field: (twin placement)
Note on D1: For example UPS-1. Required: yes Type: text System field: UpsUnit.name
Note on E1: Required: no Type: text System field: (reference only)
Note on F1: Required: no Type: text System field: (reference only)
Note on G1: Required: no Type: text System field: (reference only)
Note on H1: Required: yes Type: decimal System field: UpsUnit.capacityKw
Note on I1: Required: yes Type: list (from redundancy) System field: UpsUnit.redundancy
Note on J1: Design autonomy at full load (minutes). Required: yes Type: integer System field: UpsUnit.batteryMin

## Generators
dg_id * | site_id * | name * | kva * | fuel_tank_litres | runtime_h_full_load * | last_test_date | last_test_result
VA-DC-001-DG-1 | VA-DC-001 | DG-1 | 500 |  | 13 | 2026-09-20 | Pass
VA-DC-002-DG-1 | VA-DC-002 | DG-1 | 375 |  | 14 | 2026-09-25 | Pass
VA-DC-003-DG-1 | VA-DC-003 | DG-1 | 425 |  | 12 | 2026-09-14 | Pass
VA-DC-004-DG-1 | VA-DC-004 | DG-1 | 275 |  | 13 | 2026-09-02 | Pass
TX-DC-005-DG-1 | TX-DC-005 | DG-1 | 525 |  | 14 | 2026-09-02 | Pass
TX-DC-006-DG-1 | TX-DC-006 | DG-1 | 450 |  | 13 | 2026-09-01 | Pass
TX-DC-007-DG-1 | TX-DC-007 | DG-1 | 275 |  | 10 | 2026-09-01 | Pass
CA-DC-008-DG-1 | CA-DC-008 | DG-1 | 700 |  | 13 | 2026-09-09 | Pass
IL-DC-009-DG-1 | IL-DC-009 | DG-1 | 525 |  | 11 | 2026-09-11 | Pass
AZ-DC-010-DG-1 | AZ-DC-010 | DG-1 | 275 |  | 11 | 2026-09-20 | Pass
GA-DC-011-DG-1 | GA-DC-011 | DG-1 | 525 |  | 10 | 2026-09-14 | Pass
NJ-DC-012-DG-1 | NJ-DC-012 | DG-1 | 225 |  | 10 | 2026-08-25 | Pass
WA-DC-013-DG-1 | WA-DC-013 | DG-1 | 25 |  | 14 | 2026-08-24 | Pass
OR-DC-014-DG-1 | OR-DC-014 | DG-1 | 275 |  | 13 | 2026-08-26 | Pass
CO-DC-015-DG-1 | CO-DC-015 | DG-1 | 200 |  | 15 | 2026-09-23 | Pass
OH-DC-016-DG-1 | OH-DC-016 | DG-1 | 350 |  | 10 | 2026-09-24 | Pass
OH-DC-017-DG-1 | OH-DC-017 | DG-1 | 325 |  | 14 | 2026-08-24 | Pass
FL-DC-018-DG-1 | FL-DC-018 | DG-1 | 250 |  | 14 | 2026-09-24 | Pass
UT-DC-019-DG-1 | UT-DC-019 | DG-1 | 175 |  | 12 | 2026-09-16 | Pass
CA-DC-020-DG-1 | CA-DC-020 | DG-1 | 600 |  | 16 | 2026-09-15 | Pass
CA-DC-021-DG-1 | CA-DC-021 | DG-1 | 400 |  | 11 | 2026-08-28 | Pass
TX-DC-022-DG-1 | TX-DC-022 | DG-1 | 700 |  | 12 | 2026-09-16 | Pass
NC-DC-023-DG-1 | NC-DC-023 | DG-1 | 550 |  | 13 | 2026-09-05 | Pass
WA-DC-024-DG-1 | WA-DC-024 | DG-1 | 200 |  | 12 | 2026-09-18 | Pass
Note on A1: Required: yes Type: text System field: (key)
Note on B1: Required: yes Type: ref (from Sites) System field: Datacenter.id
Note on C1: Required: yes Type: text System field: (label)
Note on D1: Rating (kVA). Required: yes Type: decimal System field: power.dg.kva
Note on E1: Required: no Type: decimal System field: (fuel hours)
Note on F1: Hours on a full tank at full load. Required: yes Type: decimal System field: power.dg.runtimeH
Note on G1: Required: no Type: date System field: power.dg.lastTest
Note on H1: Required: no Type: list (from test_result) System field: power.dg.result

## DC_Plant
plant_id * | site_id * | room_id | kind * | name * | volts | ah | rated_output | capacity_kw | autonomy_h | last_test_date
VA-DC-001-RECT-01 | VA-DC-001 |  | Rectifier | RECT-01 |  |  | 48 V · 2500 A | 120
VA-DC-001-BATT-01 | VA-DC-001 |  | Battery bank | BATT-01 | 48 | 2400 |  |  | 2.8 | 2026-08-21
VA-DC-002-RECT-01 | VA-DC-002 |  | Rectifier | RECT-01 |  |  | 48 V · 1880 A | 90
VA-DC-002-BATT-01 | VA-DC-002 |  | Battery bank | BATT-01 | 48 | 1800 |  |  | 4.1 | 2026-06-30
VA-DC-003-RECT-01 | VA-DC-003 |  | Rectifier | RECT-01 |  |  | 48 V · 2060 A | 99
VA-DC-003-BATT-01 | VA-DC-003 |  | Battery bank | BATT-01 | 48 | 2000 |  |  | 3.6 | 2026-08-28
VA-DC-004-RECT-01 | VA-DC-004 |  | Rectifier | RECT-01 |  |  | 48 V · 1310 A | 63
VA-DC-004-BATT-01 | VA-DC-004 |  | Battery bank | BATT-01 | 48 | 1300 |  |  | 2.8 | 2026-07-16
TX-DC-005-RECT-01 | TX-DC-005 |  | Rectifier | RECT-01 |  |  | 48 V · 2560 A | 123
TX-DC-005-BATT-01 | TX-DC-005 |  | Battery bank | BATT-01 | 48 | 2500 |  |  | 2.7 | 2026-08-09
TX-DC-006-RECT-01 | TX-DC-006 |  | Rectifier | RECT-01 |  |  | 48 V · 2190 A | 105
TX-DC-006-BATT-01 | TX-DC-006 |  | Battery bank | BATT-01 | 48 | 2100 |  |  | 3.4 | 2026-07-15
TX-DC-007-RECT-01 | TX-DC-007 |  | Rectifier | RECT-01 |  |  | 48 V · 1380 A | 66
TX-DC-007-BATT-01 | TX-DC-007 |  | Battery bank | BATT-01 | 48 | 1400 |  |  | 4.1 | 2026-07-06
CA-DC-008-RECT-01 | CA-DC-008 |  | Rectifier | RECT-01 |  |  | 48 V · 3440 A | 165
CA-DC-008-BATT-01 | CA-DC-008 |  | Battery bank | BATT-01 | 48 | 3300 |  |  | 2.8 | 2026-09-06
IL-DC-009-RECT-01 | IL-DC-009 |  | Rectifier | RECT-01 |  |  | 48 V · 2560 A | 123
IL-DC-009-BATT-01 | IL-DC-009 |  | Battery bank | BATT-01 | 48 | 2500 |  |  | 3.4 | 2026-06-04
AZ-DC-010-RECT-01 | AZ-DC-010 |  | Rectifier | RECT-01 |  |  | 48 V · 1310 A | 63
AZ-DC-010-BATT-01 | AZ-DC-010 |  | Battery bank | BATT-01 | 48 | 1300 |  |  | 3.2 | 2026-07-20
GA-DC-011-RECT-01 | GA-DC-011 |  | Rectifier | RECT-01 |  |  | 48 V · 2630 A | 126
GA-DC-011-BATT-01 | GA-DC-011 |  | Battery bank | BATT-01 | 48 | 2600 |  |  | 3.5 | 2026-07-03
NJ-DC-012-RECT-01 | NJ-DC-012 |  | Rectifier | RECT-01 |  |  | 48 V · 1060 A | 51
NJ-DC-012-BATT-01 | NJ-DC-012 |  | Battery bank | BATT-01 | 48 | 1100 |  |  | 3.2 | 2026-06-05
WA-DC-013-RECT-01 | WA-DC-013 |  | Rectifier | RECT-01 |  |  | 48 V · 60 A | 3
WA-DC-013-BATT-01 | WA-DC-013 |  | Battery bank | BATT-01 | 48 | 100 |  |  | 3.3 | 2026-06-08
OR-DC-014-RECT-01 | OR-DC-014 |  | Rectifier | RECT-01 |  |  | 48 V · 1380 A | 66
OR-DC-014-BATT-01 | OR-DC-014 |  | Battery bank | BATT-01 | 48 | 1400 |  |  | 3.4 | 2026-07-20
CO-DC-015-RECT-01 | CO-DC-015 |  | Rectifier | RECT-01 |  |  | 48 V · 1000 A | 48
CO-DC-015-BATT-01 | CO-DC-015 |  | Battery bank | BATT-01 | 48 | 1000 |  |  | 3.9 | 2026-08-23
OH-DC-016-RECT-01 | OH-DC-016 |  | Rectifier | RECT-01 |  |  | 48 V · 1750 A | 84
OH-DC-016-BATT-01 | OH-DC-016 |  | Battery bank | BATT-01 | 48 | 1700 |  |  | 3 | 2026-09-09
OH-DC-017-RECT-01 | OH-DC-017 |  | Rectifier | RECT-01 |  |  | 48 V · 1560 A | 75
OH-DC-017-BATT-01 | OH-DC-017 |  | Battery bank | BATT-01 | 48 | 1500 |  |  | 3 | 2026-07-10
FL-DC-018-RECT-01 | FL-DC-018 |  | Rectifier | RECT-01 |  |  | 48 V · 1190 A | 57
FL-DC-018-BATT-01 | FL-DC-018 |  | Battery bank | BATT-01 | 48 | 1200 |  |  | 3.8 | 2026-08-03
UT-DC-019-RECT-01 | UT-DC-019 |  | Rectifier | RECT-01 |  |  | 48 V · 810 A | 39
UT-DC-019-BATT-01 | UT-DC-019 |  | Battery bank | BATT-01 | 48 | 800 |  |  | 3.2 | 2026-06-13
CA-DC-020-RECT-01 | CA-DC-020 |  | Rectifier | RECT-01 |  |  | 48 V · 3000 A | 144
CA-DC-020-BATT-01 | CA-DC-020 |  | Battery bank | BATT-01 | 48 | 2900 |  |  | 4.1 | 2026-06-19
CA-DC-021-RECT-01 | CA-DC-021 |  | Rectifier | RECT-01 |  |  | 48 V · 1940 A | 93
CA-DC-021-BATT-01 | CA-DC-021 |  | Battery bank | BATT-01 | 48 | 1900 |  |  | 3.5 | 2026-08-21
TX-DC-022-RECT-01 | TX-DC-022 |  | Rectifier | RECT-01 |  |  | 48 V · 3440 A | 165
TX-DC-022-BATT-01 | TX-DC-022 |  | Battery bank | BATT-01 | 48 | 3300 |  |  | 4.1 | 2026-08-05
NC-DC-023-RECT-01 | NC-DC-023 |  | Rectifier | RECT-01 |  |  | 48 V · 2690 A | 129
NC-DC-023-BATT-01 | NC-DC-023 |  | Battery bank | BATT-01 | 48 | 2600 |  |  | 2.8 | 2026-08-04
WA-DC-024-RECT-01 | WA-DC-024 |  | Rectifier | RECT-01 |  |  | 48 V · 940 A | 45
WA-DC-024-BATT-01 | WA-DC-024 |  | Battery bank | BATT-01 | 48 | 900 |  |  | 3.3 | 2026-07-04
Note on A1: Required: yes Type: text System field: (key)
Note on B1: Required: yes Type: ref (from Sites) System field: Datacenter.id
Note on C1: Required: no Type: ref (from Rooms) System field: (twin placement)
Note on D1: Required: yes Type: list (from plant_kind) System field: (rectifier / battery)
Note on E1: For example RECT-01, BATT-01. Required: yes Type: text System field: (label)
Note on F1: Battery banks: nominal voltage. Required: in some cases Type: decimal System field: power.battery.volts
Note on G1: Battery banks: capacity (Ah). Required: in some cases Type: decimal System field: power.battery.ah
Note on H1: Rectifiers: for example "48 V · 2400 A". Required: in some cases Type: text System field: PowerFeed.rating (DC)
Note on I1: Rectifiers: DC output (kW). Required: in some cases Type: decimal System field: PowerFeed.capacityKw (DC)
Note on J1: Battery banks: design autonomy (hours). Required: in some cases Type: decimal System field: power.battery.runtimeH
Note on K1: Required: no Type: date System field: power.battery.lastTest

## Cooling_Units
unit_id * | site_id * | room_id * | name * | type * | vendor | model | capacity_kw * | design_supply_c
VA-DC-001-CRAH-11 | VA-DC-001 | VA-DC-001-F0-R1 | CRAH-11 | CRAH |  |  | 31 | 18
VA-DC-001-CRAH-12 | VA-DC-001 | VA-DC-001-F0-R2 | CRAH-12 | CRAH |  |  | 31 | 18
VA-DC-001-CRAH-13 | VA-DC-001 | VA-DC-001-F1-R1 | CRAH-13 | CRAH |  |  | 31 | 19
VA-DC-001-CRAH-14 | VA-DC-001 | VA-DC-001-F1-R2 | CRAH-14 | CRAH |  |  | 31 | 18
VA-DC-001-CRAH-15 | VA-DC-001 | VA-DC-001-F0-R1 | CRAH-15 | CRAC |  |  | 31 | 17
VA-DC-001-CRAH-16 | VA-DC-001 | VA-DC-001-F0-R2 | CRAH-16 | CRAH |  |  | 31 | 19
VA-DC-001-CRAH-17 | VA-DC-001 | VA-DC-001-F1-R1 | CRAH-17 | CRAH |  |  | 31 | 17
VA-DC-001-CRAH-18 | VA-DC-001 | VA-DC-001-F1-R2 | CRAH-18 | CRAH |  |  | 31 | 20
VA-DC-002-CRAH-11 | VA-DC-002 | VA-DC-002-F0-R1 | CRAH-11 | CRAH |  |  | 21 | 20
VA-DC-002-CRAH-12 | VA-DC-002 | VA-DC-002-F0-R2 | CRAH-12 | CRAH |  |  | 21 | 18
VA-DC-002-CRAH-13 | VA-DC-002 | VA-DC-002-F1-R1 | CRAH-13 | CRAH |  |  | 21 | 18
VA-DC-002-CRAH-14 | VA-DC-002 | VA-DC-002-F1-R2 | CRAH-14 | CRAH |  |  | 21 | 17
VA-DC-002-CRAH-15 | VA-DC-002 | VA-DC-002-F0-R1 | CRAH-15 | CRAC |  |  | 21 | 17
VA-DC-002-CRAH-16 | VA-DC-002 | VA-DC-002-F0-R2 | CRAH-16 | CRAH |  |  | 21 | 18
VA-DC-002-CRAH-17 | VA-DC-002 | VA-DC-002-F1-R1 | CRAH-17 | CRAH |  |  | 21 | 18
VA-DC-002-CRAH-18 | VA-DC-002 | VA-DC-002-F1-R2 | CRAH-18 | CRAH |  |  | 21 | 17
VA-DC-002-CDU-1 | VA-DC-002 | VA-DC-002-F0-R1 | CDU-1 | CDU |  |  | 200 | 26.7
VA-DC-003-CRAH-11 | VA-DC-003 | VA-DC-003-F0-R1 | CRAH-11 | CRAH |  |  | 30 | 20
VA-DC-003-CRAH-12 | VA-DC-003 | VA-DC-003-F0-R2 | CRAH-12 | CRAH |  |  | 30 | 20
VA-DC-003-CRAH-13 | VA-DC-003 | VA-DC-003-F1-R1 | CRAH-13 | CRAH |  |  | 30 | 19
VA-DC-003-CRAH-14 | VA-DC-003 | VA-DC-003-F1-R2 | CRAH-14 | CRAH |  |  | 30 | 20
VA-DC-003-CRAH-15 | VA-DC-003 | VA-DC-003-F0-R1 | CRAH-15 | CRAC |  |  | 30 | 18
VA-DC-003-CRAH-16 | VA-DC-003 | VA-DC-003-F0-R2 | CRAH-16 | CRAH |  |  | 30 | 18
VA-DC-003-CRAH-17 | VA-DC-003 | VA-DC-003-F1-R1 | CRAH-17 | CRAH |  |  | 30 | 17
VA-DC-003-CRAH-18 | VA-DC-003 | VA-DC-003-F1-R2 | CRAH-18 | CRAH |  |  | 30 | 20
VA-DC-004-CRAH-11 | VA-DC-004 | VA-DC-004-F0-R1 | CRAH-11 | CRAH |  |  | 35 | 17
VA-DC-004-CRAH-12 | VA-DC-004 | VA-DC-004-F1-R1 | CRAH-12 | CRAH |  |  | 35 | 20
VA-DC-004-CRAH-13 | VA-DC-004 | VA-DC-004-F0-R1 | CRAH-13 | CRAH |  |  | 35 | 18
VA-DC-004-CRAH-14 | VA-DC-004 | VA-DC-004-F1-R1 | CRAH-14 | CRAH |  |  | 35 | 17
TX-DC-005-CRAH-11 | TX-DC-005 | TX-DC-005-F0-R1 | CRAH-11 | CRAH |  |  | 39 | 17
TX-DC-005-CRAH-12 | TX-DC-005 | TX-DC-005-F0-R2 | CRAH-12 | CRAH |  |  | 39 | 19
TX-DC-005-CRAH-13 | TX-DC-005 | TX-DC-005-F1-R1 | CRAH-13 | CRAH |  |  | 39 | 20
TX-DC-005-CRAH-14 | TX-DC-005 | TX-DC-005-F1-R2 | CRAH-14 | CRAH |  |  | 39 | 20
TX-DC-005-CRAH-15 | TX-DC-005 | TX-DC-005-F0-R1 | CRAH-15 | CRAC |  |  | 39 | 19
TX-DC-005-CRAH-16 | TX-DC-005 | TX-DC-005-F0-R2 | CRAH-16 | CRAH |  |  | 39 | 17
TX-DC-005-CRAH-17 | TX-DC-005 | TX-DC-005-F1-R1 | CRAH-17 | CRAH |  |  | 39 | 20
TX-DC-005-CRAH-18 | TX-DC-005 | TX-DC-005-F1-R2 | CRAH-18 | CRAH |  |  | 39 | 18
TX-DC-006-CRAH-11 | TX-DC-006 | TX-DC-006-F0-R1 | CRAH-11 | CRAH |  |  | 25 | 20
TX-DC-006-CRAH-12 | TX-DC-006 | TX-DC-006-F0-R2 | CRAH-12 | CRAH |  |  | 25 | 18
TX-DC-006-CRAH-13 | TX-DC-006 | TX-DC-006-F1-R1 | CRAH-13 | CRAH |  |  | 25 | 18
TX-DC-006-CRAH-14 | TX-DC-006 | TX-DC-006-F1-R2 | CRAH-14 | CRAH |  |  | 25 | 17
TX-DC-006-CRAH-15 | TX-DC-006 | TX-DC-006-F0-R1 | CRAH-15 | CRAC |  |  | 25 | 19
TX-DC-006-CRAH-16 | TX-DC-006 | TX-DC-006-F0-R2 | CRAH-16 | CRAH |  |  | 25 | 20
TX-DC-006-CRAH-17 | TX-DC-006 | TX-DC-006-F1-R1 | CRAH-17 | CRAH |  |  | 25 | 20
TX-DC-006-CRAH-18 | TX-DC-006 | TX-DC-006-F1-R2 | CRAH-18 | CRAH |  |  | 25 | 18
TX-DC-007-CRAH-11 | TX-DC-007 | TX-DC-007-F0-R1 | CRAH-11 | CRAH |  |  | 19 | 19
TX-DC-007-CRAH-12 | TX-DC-007 | TX-DC-007-F0-R2 | CRAH-12 | CRAH |  |  | 19 | 20
TX-DC-007-CRAH-13 | TX-DC-007 | TX-DC-007-F1-R1 | CRAH-13 | CRAH |  |  | 19 | 20
TX-DC-007-CRAH-14 | TX-DC-007 | TX-DC-007-F1-R2 | CRAH-14 | CRAH |  |  | 19 | 19
TX-DC-007-CRAH-15 | TX-DC-007 | TX-DC-007-F0-R1 | CRAH-15 | CRAC |  |  | 19 | 18
TX-DC-007-CRAH-16 | TX-DC-007 | TX-DC-007-F0-R2 | CRAH-16 | CRAH |  |  | 19 | 20
TX-DC-007-CRAH-17 | TX-DC-007 | TX-DC-007-F1-R1 | CRAH-17 | CRAH |  |  | 19 | 20
TX-DC-007-CRAH-18 | TX-DC-007 | TX-DC-007-F1-R2 | CRAH-18 | CRAH |  |  | 19 | 18
CA-DC-008-CRAH-11 | CA-DC-008 | CA-DC-008-F0-R1 | CRAH-11 | CRAH |  |  | 36 | 19
CA-DC-008-CRAH-12 | CA-DC-008 | CA-DC-008-F0-R2 | CRAH-12 | CRAH |  |  | 36 | 17
CA-DC-008-CRAH-13 | CA-DC-008 | CA-DC-008-F1-R1 | CRAH-13 | CRAH |  |  | 36 | 18
CA-DC-008-CRAH-14 | CA-DC-008 | CA-DC-008-F1-R2 | CRAH-14 | CRAH |  |  | 36 | 18
CA-DC-008-CRAH-15 | CA-DC-008 | CA-DC-008-F0-R1 | CRAH-15 | CRAC |  |  | 36 | 17
CA-DC-008-CRAH-16 | CA-DC-008 | CA-DC-008-F0-R2 | CRAH-16 | CRAH |  |  | 36 | 20
CA-DC-008-CRAH-17 | CA-DC-008 | CA-DC-008-F1-R1 | CRAH-17 | CRAH |  |  | 36 | 17
CA-DC-008-CRAH-18 | CA-DC-008 | CA-DC-008-F1-R2 | CRAH-18 | CRAH |  |  | 36 | 18
IL-DC-009-CRAH-11 | IL-DC-009 | IL-DC-009-F0-R1 | CRAH-11 | CRAH |  |  | 35 | 20
IL-DC-009-CRAH-12 | IL-DC-009 | IL-DC-009-F0-R2 | CRAH-12 | CRAH |  |  | 35 | 20
IL-DC-009-CRAH-13 | IL-DC-009 | IL-DC-009-F1-R1 | CRAH-13 | CRAH |  |  | 35 | 19
IL-DC-009-CRAH-14 | IL-DC-009 | IL-DC-009-F1-R2 | CRAH-14 | CRAH |  |  | 35 | 18
IL-DC-009-CRAH-15 | IL-DC-009 | IL-DC-009-F0-R1 | CRAH-15 | CRAC |  |  | 35 | 19
IL-DC-009-CRAH-16 | IL-DC-009 | IL-DC-009-F0-R2 | CRAH-16 | CRAH |  |  | 35 | 20
IL-DC-009-CRAH-17 | IL-DC-009 | IL-DC-009-F1-R1 | CRAH-17 | CRAH |  |  | 35 | 20
IL-DC-009-CRAH-18 | IL-DC-009 | IL-DC-009-F1-R2 | CRAH-18 | CRAH |  |  | 35 | 17
AZ-DC-010-CRAH-11 | AZ-DC-010 | AZ-DC-010-F0-R1 | CRAH-11 | CRAH |  |  | 28 | 17
AZ-DC-010-CRAH-12 | AZ-DC-010 | AZ-DC-010-F1-R1 | CRAH-12 | CRAH |  |  | 28 | 20
AZ-DC-010-CRAH-13 | AZ-DC-010 | AZ-DC-010-F0-R1 | CRAH-13 | CRAH |  |  | 28 | 20
AZ-DC-010-CRAH-14 | AZ-DC-010 | AZ-DC-010-F1-R1 | CRAH-14 | CRAH |  |  | 28 | 17
GA-DC-011-CRAH-11 | GA-DC-011 | GA-DC-011-F0-R1 | CRAH-11 | CRAH |  |  | 34 | 20
GA-DC-011-CRAH-12 | GA-DC-011 | GA-DC-011-F0-R2 | CRAH-12 | CRAH |  |  | 34 | 19
GA-DC-011-CRAH-13 | GA-DC-011 | GA-DC-011-F1-R1 | CRAH-13 | CRAH |  |  | 34 | 20
GA-DC-011-CRAH-14 | GA-DC-011 | GA-DC-011-F1-R2 | CRAH-14 | CRAH |  |  | 34 | 20
GA-DC-011-CRAH-15 | GA-DC-011 | GA-DC-011-F0-R1 | CRAH-15 | CRAC |  |  | 34 | 18
GA-DC-011-CRAH-16 | GA-DC-011 | GA-DC-011-F0-R2 | CRAH-16 | CRAH |  |  | 34 | 18
GA-DC-011-CRAH-17 | GA-DC-011 | GA-DC-011-F1-R1 | CRAH-17 | CRAH |  |  | 34 | 18
GA-DC-011-CRAH-18 | GA-DC-011 | GA-DC-011-F1-R2 | CRAH-18 | CRAH |  |  | 34 | 20
NJ-DC-012-CRAH-11 | NJ-DC-012 | NJ-DC-012-F0-R1 | CRAH-11 | CRAH |  |  | 23 | 20
NJ-DC-012-CRAH-12 | NJ-DC-012 | NJ-DC-012-F1-R1 | CRAH-12 | CRAH |  |  | 23 | 19
NJ-DC-012-CRAH-13 | NJ-DC-012 | NJ-DC-012-F0-R1 | CRAH-13 | CRAH |  |  | 23 | 17
NJ-DC-012-CRAH-14 | NJ-DC-012 | NJ-DC-012-F1-R1 | CRAH-14 | CRAH |  |  | 23 | 18
WA-DC-013-CRAH-11 | WA-DC-013 | WA-DC-013-F0-R1 | CRAH-11 | CRAH |  |  | 3 | 19
WA-DC-013-CRAH-12 | WA-DC-013 | WA-DC-013-F1-R1 | CRAH-12 | CRAH |  |  | 3 | 20
WA-DC-013-CRAH-13 | WA-DC-013 | WA-DC-013-F0-R1 | CRAH-13 | CRAH |  |  | 3 | 19
WA-DC-013-CRAH-14 | WA-DC-013 | WA-DC-013-F1-R1 | CRAH-14 | CRAH |  |  | 3 | 19
OR-DC-014-CRAH-11 | OR-DC-014 | OR-DC-014-F0-R1 | CRAH-11 | CRAH |  |  | 26 | 19
OR-DC-014-CRAH-12 | OR-DC-014 | OR-DC-014-F0-R2 | CRAH-12 | CRAH |  |  | 26 | 17
OR-DC-014-CRAH-13 | OR-DC-014 | OR-DC-014-F1-R1 | CRAH-13 | CRAH |  |  | 26 | 19
OR-DC-014-CRAH-14 | OR-DC-014 | OR-DC-014-F1-R2 | CRAH-14 | CRAH |  |  | 26 | 18
OR-DC-014-CRAH-15 | OR-DC-014 | OR-DC-014-F0-R1 | CRAH-15 | CRAC |  |  | 26 | 19
OR-DC-014-CRAH-16 | OR-DC-014 | OR-DC-014-F0-R2 | CRAH-16 | CRAH |  |  | 26 | 20
OR-DC-014-CRAH-17 | OR-DC-014 | OR-DC-014-F1-R1 | CRAH-17 | CRAH |  |  | 26 | 17
OR-DC-014-CRAH-18 | OR-DC-014 | OR-DC-014-F1-R2 | CRAH-18 | CRAH |  |  | 26 | 17
CO-DC-015-CRAH-11 | CO-DC-015 | CO-DC-015-F0-R1 | CRAH-11 | CRAH |  |  | 30 | 18
CO-DC-015-CRAH-12 | CO-DC-015 | CO-DC-015-F1-R1 | CRAH-12 | CRAH |  |  | 30 | 19
CO-DC-015-CRAH-13 | CO-DC-015 | CO-DC-015-F0-R1 | CRAH-13 | CRAH |  |  | 30 | 19
CO-DC-015-CRAH-14 | CO-DC-015 | CO-DC-015-F1-R1 | CRAH-14 | CRAH |  |  | 30 | 20
OH-DC-016-CRAH-11 | OH-DC-016 | OH-DC-016-F0-R1 | CRAH-11 | CRAH |  |  | 34 | 17
OH-DC-016-CRAH-12 | OH-DC-016 | OH-DC-016-F0-R2 | CRAH-12 | CRAH |  |  | 34 | 18
OH-DC-016-CRAH-13 | OH-DC-016 | OH-DC-016-F1-R1 | CRAH-13 | CRAH |  |  | 34 | 20
OH-DC-016-CRAH-14 | OH-DC-016 | OH-DC-016-F1-R2 | CRAH-14 | CRAH |  |  | 34 | 19
OH-DC-016-CRAH-15 | OH-DC-016 | OH-DC-016-F0-R1 | CRAH-15 | CRAC |  |  | 34 | 19
OH-DC-016-CRAH-16 | OH-DC-016 | OH-DC-016-F0-R2 | CRAH-16 | CRAH |  |  | 34 | 20
OH-DC-016-CRAH-17 | OH-DC-016 | OH-DC-016-F1-R1 | CRAH-17 | CRAH |  |  | 34 | 17
OH-DC-016-CRAH-18 | OH-DC-016 | OH-DC-016-F1-R2 | CRAH-18 | CRAH |  |  | 34 | 19
OH-DC-017-CRAH-11 | OH-DC-017 | OH-DC-017-F0-R1 | CRAH-11 | CRAH |  |  | 25 | 18
OH-DC-017-CRAH-12 | OH-DC-017 | OH-DC-017-F0-R2 | CRAH-12 | CRAH |  |  | 25 | 17
OH-DC-017-CRAH-13 | OH-DC-017 | OH-DC-017-F1-R1 | CRAH-13 | CRAH |  |  | 25 | 19
OH-DC-017-CRAH-14 | OH-DC-017 | OH-DC-017-F1-R2 | CRAH-14 | CRAH |  |  | 25 | 19
OH-DC-017-CRAH-15 | OH-DC-017 | OH-DC-017-F0-R1 | CRAH-15 | CRAC |  |  | 25 | 20
OH-DC-017-CRAH-16 | OH-DC-017 | OH-DC-017-F0-R2 | CRAH-16 | CRAH |  |  | 25 | 19
OH-DC-017-CRAH-17 | OH-DC-017 | OH-DC-017-F1-R1 | CRAH-17 | CRAH |  |  | 25 | 19
OH-DC-017-CRAH-18 | OH-DC-017 | OH-DC-017-F1-R2 | CRAH-18 | CRAH |  |  | 25 | 20
FL-DC-018-CRAH-11 | FL-DC-018 | FL-DC-018-F0-R1 | CRAH-11 | CRAH |  |  | 28 | 19
FL-DC-018-CRAH-12 | FL-DC-018 | FL-DC-018-F1-R1 | CRAH-12 | CRAH |  |  | 28 | 18
FL-DC-018-CRAH-13 | FL-DC-018 | FL-DC-018-F0-R1 | CRAH-13 | CRAH |  |  | 28 | 20
FL-DC-018-CRAH-14 | FL-DC-018 | FL-DC-018-F1-R1 | CRAH-14 | CRAH |  |  | 28 | 19
UT-DC-019-CRAH-11 | UT-DC-019 | UT-DC-019-F0-R1 | CRAH-11 | CRAH |  |  | 23 | 18
UT-DC-019-CRAH-12 | UT-DC-019 | UT-DC-019-F1-R1 | CRAH-12 | CRAH |  |  | 23 | 19
UT-DC-019-CRAH-13 | UT-DC-019 | UT-DC-019-F0-R1 | CRAH-13 | CRAH |  |  | 23 | 17
UT-DC-019-CRAH-14 | UT-DC-019 | UT-DC-019-F1-R1 | CRAH-14 | CRAH |  |  | 23 | 17
CA-DC-020-CRAH-11 | CA-DC-020 | CA-DC-020-F0-R1 | CRAH-11 | CRAH |  |  | 30 | 18
CA-DC-020-CRAH-12 | CA-DC-020 | CA-DC-020-F1-R1 | CRAH-12 | CRAH |  |  | 30 | 18
CA-DC-020-CRAH-13 | CA-DC-020 | CA-DC-020-F2-R1 | CRAH-13 | CRAH |  |  | 30 | 17
CA-DC-020-CRAH-14 | CA-DC-020 | CA-DC-020-F3-R1 | CRAH-14 | CRAH |  |  | 30 | 17
CA-DC-020-CRAH-15 | CA-DC-020 | CA-DC-020-F4-R1 | CRAH-15 | CRAC |  |  | 30 | 20
CA-DC-020-CRAH-16 | CA-DC-020 | CA-DC-020-F5-R1 | CRAH-16 | CRAH |  |  | 30 | 19
CA-DC-020-CRAH-17 | CA-DC-020 | CA-DC-020-F0-R1 | CRAH-17 | CRAH |  |  | 30 | 19
CA-DC-020-CRAH-18 | CA-DC-020 | CA-DC-020-F1-R1 | CRAH-18 | CRAH |  |  | 30 | 17
CA-DC-020-CRAH-19 | CA-DC-020 | CA-DC-020-F2-R1 | CRAH-19 | CRAH |  |  | 30 | 20
CA-DC-020-CRAH-20 | CA-DC-020 | CA-DC-020-F3-R1 | CRAH-20 | CRAC |  |  | 30 | 18
CA-DC-020-CRAH-21 | CA-DC-020 | CA-DC-020-F4-R1 | CRAH-21 | CRAH |  |  | 30 | 19
CA-DC-020-CRAH-22 | CA-DC-020 | CA-DC-020-F5-R1 | CRAH-22 | CRAH |  |  | 30 | 20
CA-DC-020-CDU-1 | CA-DC-020 | CA-DC-020-F0-R1 | CDU-1 | CDU |  |  | 150 | 25.7
CA-DC-021-CRAH-11 | CA-DC-021 | CA-DC-021-F0-R1 | CRAH-11 | CRAH |  |  | 26 | 20
CA-DC-021-CRAH-12 | CA-DC-021 | CA-DC-021-F0-R2 | CRAH-12 | CRAH |  |  | 26 | 19
CA-DC-021-CRAH-13 | CA-DC-021 | CA-DC-021-F1-R1 | CRAH-13 | CRAH |  |  | 26 | 19
CA-DC-021-CRAH-14 | CA-DC-021 | CA-DC-021-F1-R2 | CRAH-14 | CRAH |  |  | 26 | 20
CA-DC-021-CRAH-15 | CA-DC-021 | CA-DC-021-F0-R1 | CRAH-15 | CRAC |  |  | 26 | 19
CA-DC-021-CRAH-16 | CA-DC-021 | CA-DC-021-F0-R2 | CRAH-16 | CRAH |  |  | 26 | 18
CA-DC-021-CRAH-17 | CA-DC-021 | CA-DC-021-F1-R1 | CRAH-17 | CRAH |  |  | 26 | 17
CA-DC-021-CRAH-18 | CA-DC-021 | CA-DC-021-F1-R2 | CRAH-18 | CRAH |  |  | 26 | 19
TX-DC-022-CRAH-11 | TX-DC-022 | TX-DC-022-F0-R1 | CRAH-11 | CRAH |  |  | 41 | 18
TX-DC-022-CRAH-12 | TX-DC-022 | TX-DC-022-F0-R2 | CRAH-12 | CRAH |  |  | 41 | 19
TX-DC-022-CRAH-13 | TX-DC-022 | TX-DC-022-F1-R1 | CRAH-13 | CRAH |  |  | 41 | 18
TX-DC-022-CRAH-14 | TX-DC-022 | TX-DC-022-F1-R2 | CRAH-14 | CRAH |  |  | 41 | 19
TX-DC-022-CRAH-15 | TX-DC-022 | TX-DC-022-F0-R1 | CRAH-15 | CRAC |  |  | 41 | 17
TX-DC-022-CRAH-16 | TX-DC-022 | TX-DC-022-F0-R2 | CRAH-16 | CRAH |  |  | 41 | 17
TX-DC-022-CRAH-17 | TX-DC-022 | TX-DC-022-F1-R1 | CRAH-17 | CRAH |  |  | 41 | 17
TX-DC-022-CRAH-18 | TX-DC-022 | TX-DC-022-F1-R2 | CRAH-18 | CRAH |  |  | 41 | 18
TX-DC-022-CDU-1 | TX-DC-022 | TX-DC-022-F0-R1 | CDU-1 | CDU |  |  | 200 | 31.8
NC-DC-023-CRAH-11 | NC-DC-023 | NC-DC-023-F0-R1 | CRAH-11 | CRAH |  |  | 35 | 17
NC-DC-023-CRAH-12 | NC-DC-023 | NC-DC-023-F0-R2 | CRAH-12 | CRAH |  |  | 35 | 20
NC-DC-023-CRAH-13 | NC-DC-023 | NC-DC-023-F1-R1 | CRAH-13 | CRAH |  |  | 35 | 17
NC-DC-023-CRAH-14 | NC-DC-023 | NC-DC-023-F1-R2 | CRAH-14 | CRAH |  |  | 35 | 20
NC-DC-023-CRAH-15 | NC-DC-023 | NC-DC-023-F0-R1 | CRAH-15 | CRAC |  |  | 35 | 18
NC-DC-023-CRAH-16 | NC-DC-023 | NC-DC-023-F0-R2 | CRAH-16 | CRAH |  |  | 35 | 17
NC-DC-023-CRAH-17 | NC-DC-023 | NC-DC-023-F1-R1 | CRAH-17 | CRAH |  |  | 35 | 19
NC-DC-023-CRAH-18 | NC-DC-023 | NC-DC-023-F1-R2 | CRAH-18 | CRAH |  |  | 35 | 19
NC-DC-023-CDU-1 | NC-DC-023 | NC-DC-023-F0-R2 | CDU-1 | CDU |  |  | 200 | 26.7
WA-DC-024-CRAH-11 | WA-DC-024 | WA-DC-024-F0-R1 | CRAH-11 | CRAH |  |  | 30 | 19
WA-DC-024-CRAH-12 | WA-DC-024 | WA-DC-024-F1-R1 | CRAH-12 | CRAH |  |  | 30 | 20
WA-DC-024-CRAH-13 | WA-DC-024 | WA-DC-024-F0-R1 | CRAH-13 | CRAH |  |  | 30 | 19
WA-DC-024-CRAH-14 | WA-DC-024 | WA-DC-024-F1-R1 | CRAH-14 | CRAH |  |  | 30 | 17
Note on A1: Required: yes Type: text System field: CoolingUnit.id
Note on B1: Required: yes Type: ref (from Sites) System field: Datacenter.id
Note on C1: The zone is "<floor> · <room>". Required: yes Type: ref (from Rooms) System field: CoolingUnit.zone
Note on D1: For example CRAH-11. Required: yes Type: text System field: CoolingUnit.name
Note on E1: Required: yes Type: list (from cooling_type) System field: CoolingUnit.type
Note on F1: Required: no Type: text System field: (reference only)
Note on G1: Required: no Type: text System field: (reference only)
Note on H1: Rated cooling capacity. Required: yes Type: decimal System field: CoolingUnit.capacityKw
Note on I1: Supply air / coolant setpoint. Required: no Type: decimal System field: CoolingUnit.supplyC (setpoint)

## CDUs
cdu_id * | site_id * | room_id * | name * | capacity_kw * | nominal_flow_lpm * | design_supply_c | racks_served (calc)
VA-DC-002-CDU-1 | VA-DC-002 | VA-DC-002-F0-R1 | CDU-1 | 200 | 290 | 26.7
CA-DC-020-CDU-1 | CA-DC-020 | CA-DC-020-F0-R1 | CDU-1 | 150 | 220 | 25.7
TX-DC-022-CDU-1 | TX-DC-022 | TX-DC-022-F0-R1 | CDU-1 | 200 | 290 | 31.8
NC-DC-023-CDU-1 | NC-DC-023 | NC-DC-023-F0-R2 | CDU-1 | 200 | 290 | 26.7
Note on A1: Required: yes Type: text System field: Cdu.id
Note on B1: Required: yes Type: ref (from Sites) System field: Cdu.dcId
Note on C1: Required: yes Type: ref (from Rooms) System field: Cdu.room
Note on D1: Required: yes Type: text System field: Cdu.name
Note on E1: Required: yes Type: decimal System field: Cdu.capacityKw
Note on F1: Design coolant flow (litres per minute). Required: yes Type: decimal System field: Cdu.flowNominal
Note on G1: Required: no Type: decimal System field: Cdu.supplyC (setpoint)
Note on H1: Calculated from Racks.cdu_id. Required: calculated Type: formula System field: Cdu.racks

## Sensors
sensor_id * | site_id * | room_id * | kind * | position | bms_point
VA-DC-001-ENV-1 | VA-DC-001 | VA-DC-001-F0-R1 | Temperature + humidity
VA-DC-001-ENV-2 | VA-DC-001 | VA-DC-001-F0-R2 | Temperature + humidity
VA-DC-001-ENV-3 | VA-DC-001 | VA-DC-001-F1-R1 | Temperature + humidity
VA-DC-001-ENV-4 | VA-DC-001 | VA-DC-001-F1-R2 | Temperature + humidity
VA-DC-002-ENV-1 | VA-DC-002 | VA-DC-002-F0-R1 | Temperature + humidity
VA-DC-002-ENV-2 | VA-DC-002 | VA-DC-002-F0-R2 | Temperature + humidity
VA-DC-002-ENV-3 | VA-DC-002 | VA-DC-002-F1-R1 | Temperature + humidity
VA-DC-002-ENV-4 | VA-DC-002 | VA-DC-002-F1-R2 | Temperature + humidity
VA-DC-003-ENV-1 | VA-DC-003 | VA-DC-003-F0-R1 | Temperature + humidity
VA-DC-003-ENV-2 | VA-DC-003 | VA-DC-003-F0-R2 | Temperature + humidity
VA-DC-003-ENV-3 | VA-DC-003 | VA-DC-003-F1-R1 | Temperature + humidity
VA-DC-003-ENV-4 | VA-DC-003 | VA-DC-003-F1-R2 | Temperature + humidity
VA-DC-004-ENV-1 | VA-DC-004 | VA-DC-004-F0-R1 | Temperature + humidity
VA-DC-004-ENV-2 | VA-DC-004 | VA-DC-004-F1-R1 | Temperature + humidity
TX-DC-005-ENV-1 | TX-DC-005 | TX-DC-005-F0-R1 | Temperature + humidity
TX-DC-005-ENV-2 | TX-DC-005 | TX-DC-005-F0-R2 | Temperature + humidity
TX-DC-005-ENV-3 | TX-DC-005 | TX-DC-005-F1-R1 | Temperature + humidity
TX-DC-005-ENV-4 | TX-DC-005 | TX-DC-005-F1-R2 | Temperature + humidity
TX-DC-006-ENV-1 | TX-DC-006 | TX-DC-006-F0-R1 | Temperature + humidity
TX-DC-006-ENV-2 | TX-DC-006 | TX-DC-006-F0-R2 | Temperature + humidity
TX-DC-006-ENV-3 | TX-DC-006 | TX-DC-006-F1-R1 | Temperature + humidity
TX-DC-006-ENV-4 | TX-DC-006 | TX-DC-006-F1-R2 | Temperature + humidity
TX-DC-007-ENV-1 | TX-DC-007 | TX-DC-007-F0-R1 | Temperature + humidity
TX-DC-007-ENV-2 | TX-DC-007 | TX-DC-007-F0-R2 | Temperature + humidity
TX-DC-007-ENV-3 | TX-DC-007 | TX-DC-007-F1-R1 | Temperature + humidity
TX-DC-007-ENV-4 | TX-DC-007 | TX-DC-007-F1-R2 | Temperature + humidity
CA-DC-008-ENV-1 | CA-DC-008 | CA-DC-008-F0-R1 | Temperature + humidity
CA-DC-008-ENV-2 | CA-DC-008 | CA-DC-008-F0-R2 | Temperature + humidity
CA-DC-008-ENV-3 | CA-DC-008 | CA-DC-008-F1-R1 | Temperature + humidity
CA-DC-008-ENV-4 | CA-DC-008 | CA-DC-008-F1-R2 | Temperature + humidity
IL-DC-009-ENV-1 | IL-DC-009 | IL-DC-009-F0-R1 | Temperature + humidity
IL-DC-009-ENV-2 | IL-DC-009 | IL-DC-009-F0-R2 | Temperature + humidity
IL-DC-009-ENV-3 | IL-DC-009 | IL-DC-009-F1-R1 | Temperature + humidity
IL-DC-009-ENV-4 | IL-DC-009 | IL-DC-009-F1-R2 | Temperature + humidity
AZ-DC-010-ENV-1 | AZ-DC-010 | AZ-DC-010-F0-R1 | Temperature + humidity
AZ-DC-010-ENV-2 | AZ-DC-010 | AZ-DC-010-F1-R1 | Temperature + humidity
GA-DC-011-ENV-1 | GA-DC-011 | GA-DC-011-F0-R1 | Temperature + humidity
GA-DC-011-ENV-2 | GA-DC-011 | GA-DC-011-F0-R2 | Temperature + humidity
GA-DC-011-ENV-3 | GA-DC-011 | GA-DC-011-F1-R1 | Temperature + humidity
GA-DC-011-ENV-4 | GA-DC-011 | GA-DC-011-F1-R2 | Temperature + humidity
NJ-DC-012-ENV-1 | NJ-DC-012 | NJ-DC-012-F0-R1 | Temperature + humidity
NJ-DC-012-ENV-2 | NJ-DC-012 | NJ-DC-012-F1-R1 | Temperature + humidity
WA-DC-013-ENV-1 | WA-DC-013 | WA-DC-013-F0-R1 | Temperature + humidity
WA-DC-013-ENV-2 | WA-DC-013 | WA-DC-013-F1-R1 | Temperature + humidity
OR-DC-014-ENV-1 | OR-DC-014 | OR-DC-014-F0-R1 | Temperature + humidity
OR-DC-014-ENV-2 | OR-DC-014 | OR-DC-014-F0-R2 | Temperature + humidity
OR-DC-014-ENV-3 | OR-DC-014 | OR-DC-014-F1-R1 | Temperature + humidity
OR-DC-014-ENV-4 | OR-DC-014 | OR-DC-014-F1-R2 | Temperature + humidity
CO-DC-015-ENV-1 | CO-DC-015 | CO-DC-015-F0-R1 | Temperature + humidity
CO-DC-015-ENV-2 | CO-DC-015 | CO-DC-015-F1-R1 | Temperature + humidity
OH-DC-016-ENV-1 | OH-DC-016 | OH-DC-016-F0-R1 | Temperature + humidity
OH-DC-016-ENV-2 | OH-DC-016 | OH-DC-016-F0-R2 | Temperature + humidity
OH-DC-016-ENV-3 | OH-DC-016 | OH-DC-016-F1-R1 | Temperature + humidity
OH-DC-016-ENV-4 | OH-DC-016 | OH-DC-016-F1-R2 | Temperature + humidity
OH-DC-017-ENV-1 | OH-DC-017 | OH-DC-017-F0-R1 | Temperature + humidity
OH-DC-017-ENV-2 | OH-DC-017 | OH-DC-017-F0-R2 | Temperature + humidity
OH-DC-017-ENV-3 | OH-DC-017 | OH-DC-017-F1-R1 | Temperature + humidity
OH-DC-017-ENV-4 | OH-DC-017 | OH-DC-017-F1-R2 | Temperature + humidity
FL-DC-018-ENV-1 | FL-DC-018 | FL-DC-018-F0-R1 | Temperature + humidity
FL-DC-018-ENV-2 | FL-DC-018 | FL-DC-018-F1-R1 | Temperature + humidity
UT-DC-019-ENV-1 | UT-DC-019 | UT-DC-019-F0-R1 | Temperature + humidity
UT-DC-019-ENV-2 | UT-DC-019 | UT-DC-019-F1-R1 | Temperature + humidity
CA-DC-020-ENV-1 | CA-DC-020 | CA-DC-020-F0-R1 | Temperature + humidity
CA-DC-020-ENV-2 | CA-DC-020 | CA-DC-020-F1-R1 | Temperature + humidity
CA-DC-020-ENV-3 | CA-DC-020 | CA-DC-020-F2-R1 | Temperature + humidity
CA-DC-020-ENV-4 | CA-DC-020 | CA-DC-020-F3-R1 | Temperature + humidity
CA-DC-020-ENV-5 | CA-DC-020 | CA-DC-020-F4-R1 | Temperature + humidity
CA-DC-020-ENV-6 | CA-DC-020 | CA-DC-020-F5-R1 | Temperature + humidity
CA-DC-021-ENV-1 | CA-DC-021 | CA-DC-021-F0-R1 | Temperature + humidity
CA-DC-021-ENV-2 | CA-DC-021 | CA-DC-021-F0-R2 | Temperature + humidity
CA-DC-021-ENV-3 | CA-DC-021 | CA-DC-021-F1-R1 | Temperature + humidity
CA-DC-021-ENV-4 | CA-DC-021 | CA-DC-021-F1-R2 | Temperature + humidity
TX-DC-022-ENV-1 | TX-DC-022 | TX-DC-022-F0-R1 | Temperature + humidity
TX-DC-022-ENV-2 | TX-DC-022 | TX-DC-022-F0-R2 | Temperature + humidity
TX-DC-022-ENV-3 | TX-DC-022 | TX-DC-022-F1-R1 | Temperature + humidity
TX-DC-022-ENV-4 | TX-DC-022 | TX-DC-022-F1-R2 | Temperature + humidity
NC-DC-023-ENV-1 | NC-DC-023 | NC-DC-023-F0-R1 | Temperature + humidity
NC-DC-023-ENV-2 | NC-DC-023 | NC-DC-023-F0-R2 | Temperature + humidity
NC-DC-023-ENV-3 | NC-DC-023 | NC-DC-023-F1-R1 | Temperature + humidity
NC-DC-023-ENV-4 | NC-DC-023 | NC-DC-023-F1-R2 | Temperature + humidity
WA-DC-024-ENV-1 | WA-DC-024 | WA-DC-024-F0-R1 | Temperature + humidity
WA-DC-024-ENV-2 | WA-DC-024 | WA-DC-024-F1-R1 | Temperature + humidity
Note on A1: Required: yes Type: text System field: EnvSensor.id
Note on B1: Required: yes Type: ref (from Sites) System field: Datacenter.id
Note on C1: Required: yes Type: ref (from Rooms) System field: EnvSensor.zone
Note on D1: Required: yes Type: list (from sensor_kind) System field: EnvSensor (temp / humidity / smoke / leak)
Note on E1: For example "Cold aisle 1, rack A03". Required: no Type: text System field: (reference only)
Note on F1: BMS / Modbus / BACnet point name, so live readings can be matched. Required: no Type: text System field: (collector mapping)

## Devices
device_id * | site_id * | hostname * | role * | layer * | vendor * | model * | os_version | serial | mgmt_ip | mac | rack_id * | u_position * | u_size * | lifecycle * | owner * | tenant_customer_id | monitored * | collector_id | wan_edge
VA-DC-001-PE-T4-01 | VA-DC-001 | VA-DC-001-PE-T4-01 | Router | core | JUNIPER | MX204 | 21.4R3-S5.5 | JU0011000 | 172.31.40.20 | A4:5E:60:16:8F:48 | VA-DC-001-RACK-A | 2 | 1 | Ready | operator |  | Y | COL-VA-DC-001-2 | Y
VA-DC-001-PE-T4-02 | VA-DC-001 | VA-DC-001-PE-T4-02 | Router | core | JUNIPER | MX204 | 21.4R3-S5.5 | JU0011008 | 172.24.40.21 | A4:5E:60:05:88:AD | VA-DC-001-RACK-A | 3 | 1 | Ready | operator |  | Y | COL-VA-DC-001-1 | Y
VA-DC-001-PE-T4-03 | VA-DC-001 | VA-DC-001-PE-T4-03 | Router | core | JUNIPER | MX480 | 22.2R3-S2 | JU0011016 | 172.24.40.22 | A4:5E:60:C9:63:1F | VA-DC-001-RACK-A | 4 | 1 | Ready | operator |  | Y | COL-VA-DC-001-2 | Y
VA-DC-001-PE-T4-04 | VA-DC-001 | VA-DC-001-PE-T4-04 | Router | core | JUNIPER | MX480 | 22.2R3-S2 | JU0011023 | 172.24.40.23 | A4:5E:60:11:6D:79 | VA-DC-001-RACK-A | 5 | 1 | Ready | operator |  | Y | COL-VA-DC-001-1 | Y
VA-DC-001-FW-01 | VA-DC-001 | VA-DC-001-FW-01 | Firewall | core | FORTINET | FortiGate 3700F | FortiOS 7.4.3 | FG0011028 | 172.24.40.24 | A4:5E:60:7B:B1:A6 | VA-DC-001-RACK-A | 6 | 3 | Ready | operator |  | Y | COL-VA-DC-001-1 | N
VA-DC-001-FW-02 | VA-DC-001 | VA-DC-001-FW-02 | Firewall | core | FORTINET | FortiGate 3700F | FortiOS 7.4.3 | FG0011039 | 172.24.40.25 | A4:5E:60:AC:5D:DE | VA-DC-001-RACK-A | 9 | 3 | Ready | operator |  | Y | COL-VA-DC-001-2 | N
VA-DC-001-OLA-01 | VA-DC-001 | VA-DC-001-OLA-01 | DWDM | core | NOKIA | 1830 PSS-16II | R23.6 | NK0011046 | 172.24.40.26 | A4:5E:60:64:F5:A9 | VA-DC-001-RACK-A | 12 | 6 | Ready | operator |  | Y | COL-VA-DC-001-2 | N
VA-DC-001-OLA-02 | VA-DC-001 | VA-DC-001-OLA-02 | DWDM | core | NOKIA | 1830 PSS-16II | R23.6 | NK0011054 | 172.24.40.27 | A4:5E:60:D0:22:B4 | VA-DC-001-RACK-A | 18 | 6 | Ready | operator |  | Y | COL-VA-DC-001-1 | N
VA-DC-001-AGG-R01 | VA-DC-001 | VA-DC-001-AGG-R01 | Router | spine | JUNIPER | MX480 | 22.2R3-S2 | JU0011057 | 172.24.40.28 | A4:5E:60:DA:56:25 | VA-DC-001-RACK-A | 24 | 4 | Ready | operator |  | Y | COL-VA-DC-001-1 | N
VA-DC-001-AGG-R02 | VA-DC-001 | VA-DC-001-AGG-R02 | Router | spine | JUNIPER | MX480 | 22.2R3-S2 | JU0011063 | 172.24.40.29 | A4:5E:60:F2:10:19 | VA-DC-001-RACK-A | 28 | 4 | Ready | operator |  | Y | COL-VA-DC-001-2 | N
VA-DC-001-AGG-R03 | VA-DC-001 | VA-DC-001-AGG-R03 | Router | spine | JUNIPER | MX480 | 22.2R3-S2 | JU0011070 | 172.24.40.30 | A4:5E:60:1F:7E:9F | VA-DC-001-RACK-A | 32 | 4 | Ready | operator |  | Y | COL-VA-DC-001-1 | N
VA-DC-001-MMR-SW-01 | VA-DC-001 | VA-DC-001-MMR-SW-01 | Switch | leaf | JUNIPER | QFX5120-48Y | 22.2R3 | JU0011080 | 172.24.40.31 | A4:5E:60:AB:F4:75 | VA-DC-001-RACK-A | 36 | 1 | Ready | operator |  | Y | COL-VA-DC-001-1 | N
VA-DC-001-MMR-SW-02 | VA-DC-001 | VA-DC-001-MMR-SW-02 | Switch | leaf | ARISTA | 7050SX3-48YC | EOS 4.31.1F | AR0011089 | 172.24.40.32 | A4:5E:60:52:E5:F6 | VA-DC-001-RACK-B | 2 | 1 | Ready | operator |  | Y | COL-VA-DC-001-2 | N
VA-DC-001-MMR-SW-03 | VA-DC-001 | VA-DC-001-MMR-SW-03 | Switch | leaf | ARISTA | 7050SX3-48YC | EOS 4.31.1F | AR0011092 | 172.24.40.33 | A4:5E:60:75:C0:69 | VA-DC-001-RACK-B | 3 | 1 | Ready | operator |  | Y | COL-VA-DC-001-1 | N
VA-DC-001-MMR-SW-04 | VA-DC-001 | VA-DC-001-MMR-SW-04 | Switch | leaf | JUNIPER | QFX5120-48Y | 22.2R3 | JU0011098 | 172.24.40.34 | A4:5E:60:8E:1F:93 | VA-DC-001-RACK-B | 4 | 1 | Ready | operator |  | Y | COL-VA-DC-001-2 | N
VA-DC-001-MMR-SW-05 | VA-DC-001 | VA-DC-001-MMR-SW-05 | Switch | leaf | ARISTA | 7050SX3-48YC | EOS 4.31.1F | AR0011107 | 172.24.40.35 | A4:5E:60:E7:B6:99 | VA-DC-001-RACK-B | 5 | 1 | Ready | operator |  | Y | COL-VA-DC-001-1 | N
VA-DC-001-MMR-SW-06 | VA-DC-001 | VA-DC-001-MMR-SW-06 | Switch | leaf | JUNIPER | QFX5120-48Y | 22.2R3 | JU0011115 | 172.24.40.36 | A4:5E:60:CF:6F:73 | VA-DC-001-RACK-B | 6 | 1 | Ready | operator |  | Y | COL-VA-DC-001-2 | N
VA-DC-001-MMR-SW-07 | VA-DC-001 | VA-DC-001-MMR-SW-07 | Switch | leaf | JUNIPER | QFX5120-48Y | 22.2R3 | JU0011125 | 172.24.40.37 | A4:5E:60:05:23:B1 | VA-DC-001-RACK-B | 7 | 1 | Ready | operator |  | Y | COL-VA-DC-001-1 | N
VA-DC-001-MMR-SW-08 | VA-DC-001 | VA-DC-001-MMR-SW-08 | Switch | leaf | JUNIPER | QFX5120-48Y | 22.2R3 | JU0011129 | 172.24.40.38 | A4:5E:60:22:8A:31 | VA-DC-001-RACK-B | 8 | 1 | Ready | operator |  | Y | COL-VA-DC-001-2 | N
VA-DC-001-MMR-SW-09 | VA-DC-001 | VA-DC-001-MMR-SW-09 | Switch | leaf | ARISTA | 7050SX3-48YC | EOS 4.31.1F | AR0011133 | 172.24.40.39 | A4:5E:60:95:AA:23 | VA-DC-001-RACK-B | 9 | 1 | Ready | operator |  | Y | COL-VA-DC-001-1 | N
VA-DC-001-TOR-001 | VA-DC-001 | VA-DC-001-TOR-001 | Switch | access | ARISTA | 7050SX3-48YC | EOS 4.31.1F | AR0011145 | 172.24.40.40 | A4:5E:60:85:BD:75 | VA-DC-001-RACK-B | 10 | 1 | Ready | operator |  | Y | COL-VA-DC-001-1 | N
VA-DC-001-TOR-002 | VA-DC-001 | VA-DC-001-TOR-002 | Switch | access | CISCO | Nexus 93180YC | NX-OS 10.3(4a) | CS0011153 | 172.24.40.41 | A4:5E:60:22:59:60 | VA-DC-001-RACK-B | 11 | 1 | Ready | operator |  | Y | COL-VA-DC-001-2 | N
VA-DC-001-TOR-003 | VA-DC-001 | VA-DC-001-TOR-003 | Switch | access | CISCO | Nexus 93180YC | NX-OS 10.3(4a) | CS0011160 | 172.24.40.42 | A4:5E:60:C4:5D:30 | VA-DC-001-RACK-B | 12 | 1 | Ready | operator |  | Y | COL-VA-DC-001-1 | N
VA-DC-001-TOR-004 | VA-DC-001 | VA-DC-001-TOR-004 | Switch | access | JUNIPER | QFX5120-48Y | 22.2R3 | JU0011162 | 172.24.40.43 | A4:5E:60:6D:5A:9A | VA-DC-001-RACK-B | 13 | 1 | Ready | operator |  | Y | COL-VA-DC-001-2 | N
VA-DC-001-TOR-005 | VA-DC-001 | VA-DC-001-TOR-005 | Switch | access | JUNIPER | QFX5120-48Y | 22.2R3 | JU0011172 | 172.24.40.44 | A4:5E:60:DF:38:39 | VA-DC-001-RACK-B | 14 | 1 | Ready | operator |  | Y | COL-VA-DC-001-1 | N
VA-DC-001-TOR-006 | VA-DC-001 | VA-DC-001-TOR-006 | Switch | access | JUNIPER | QFX5120-48Y | 22.2R3 | JU0011179 | 172.24.40.45 | A4:5E:60:BB:B8:83 | VA-DC-001-RACK-B | 15 | 1 | Ready | operator |  | Y | COL-VA-DC-001-2 | N
VA-DC-001-TN-001 | VA-DC-001 | VA-DC-001-TN-001 | Tenant gear | access | Tenant-owned | Rack servers | — |  |  |  | VA-DC-001-RACK-B | 16 | 2 | Ready | tenant |  | N |  | N
VA-DC-001-TN-002 | VA-DC-001 | VA-DC-001-TN-002 | Tenant gear | access | Tenant-owned | Mixed equipment | — |  |  |  | VA-DC-001-RACK-B | 18 | 2 | Ready | tenant |  | N |  | N
VA-DC-001-TN-003 | VA-DC-001 | VA-DC-001-TN-003 | Tenant gear | access | Tenant-owned | Storage array | — |  |  |  | VA-DC-001-RACK-B | 20 | 4 | Ready | tenant |  | N |  | N
VA-DC-001-TN-004 | VA-DC-001 | VA-DC-001-TN-004 | Tenant gear | access | Tenant-owned | Blade chassis | — |  |  |  | VA-DC-001-RACK-B | 24 | 4 | Ready | tenant |  | N |  | N
VA-DC-001-TN-005 | VA-DC-001 | VA-DC-001-TN-005 | Tenant gear | access | Tenant-owned | Rack servers | — |  |  |  | VA-DC-001-RACK-B | 28 | 2 | Ready | tenant |  | N |  | N
VA-DC-001-TN-006 | VA-DC-001 | VA-DC-001-TN-006 | Tenant gear | access | Tenant-owned | Blade chassis | — |  |  |  | VA-DC-001-RACK-C | 2 | 6 | Ready | tenant | CUST-9992 | N |  | N
VA-DC-001-TN-007 | VA-DC-001 | VA-DC-001-TN-007 | Tenant gear | access | Tenant-owned | HPC nodes | — |  |  |  | VA-DC-001-RACK-C | 8 | 8 | Ready | tenant | CUST-9992 | N |  | N
VA-DC-001-TN-008 | VA-DC-001 | VA-DC-001-TN-008 | Tenant gear | access | Tenant-owned | HPC nodes | — |  |  |  | VA-DC-001-RACK-C | 16 | 8 | Ready | tenant | CUST-9992 | N |  | N
VA-DC-001-TN-009 | VA-DC-001 | VA-DC-001-TN-009 | Tenant gear | access | Tenant-owned | Blade chassis | — |  |  |  | VA-DC-001-RACK-C | 24 | 4 | Ready | tenant | CUST-9992 | N |  | N
VA-DC-001-TN-010 | VA-DC-001 | VA-DC-001-TN-010 | Tenant gear | access | Tenant-owned | HPC nodes | — |  |  |  | VA-DC-001-RACK-C | 28 | 8 | Ready | tenant | CUST-9992 | N |  | N
VA-DC-001-TN-011 | VA-DC-001 | VA-DC-001-TN-011 | Tenant gear | access | Tenant-owned | Network stack | — |  |  |  | VA-DC-001-RACK-D | 2 | 4 | Ready | tenant | CUST-1202 | N |  | N
VA-DC-001-TN-012 | VA-DC-001 | VA-DC-001-TN-012 | Tenant gear | access | Tenant-owned | Mixed equipment | — |  |  |  | VA-DC-001-RACK-D | 6 | 4 | Ready | tenant | CUST-1202 | N |  | N
VA-DC-001-TN-013 | VA-DC-001 | VA-DC-001-TN-013 | Tenant gear | access | Tenant-owned | Network stack | — |  |  |  | VA-DC-001-RACK-D | 10 | 2 | Ready | tenant | CUST-1202 | N |  | N
VA-DC-001-TN-014 | VA-DC-001 | VA-DC-001-TN-014 | Tenant gear | access | Tenant-owned | Mixed equipment | — |  |  |  | VA-DC-001-RACK-D | 12 | 4 | Ready | tenant | CUST-1202 | N |  | N
VA-DC-001-TN-015 | VA-DC-001 | VA-DC-001-TN-015 | Tenant gear | access | Tenant-owned | Storage array | — |  |  |  | VA-DC-001-RACK-D | 16 | 10 | Ready | tenant | CUST-1202 | N |  | N
VA-DC-001-TN-016 | VA-DC-001 | VA-DC-001-TN-016 | Tenant gear | access | Tenant-owned | Storage array | — |  |  |  | VA-DC-001-RACK-D | 26 | 6 | Ready | tenant | CUST-1202 | N |  | N
VA-DC-001-TN-017 | VA-DC-001 | VA-DC-001-TN-017 | Tenant gear | access | Tenant-owned | Rack servers | — |  |  |  | VA-DC-001-RACK-D | 32 | 4 | Ready | tenant | CUST-1202 | N |  | N
VA-DC-001-TN-018 | VA-DC-001 | VA-DC-001-TN-018 | Tenant gear | access | Tenant-owned | HPC nodes | — |  |  |  | VA-DC-001-RACK-E | 2 | 10 | Ready | tenant | CUST-1202 | N |  | N
VA-DC-001-TN-019 | VA-DC-001 | VA-DC-001-TN-019 | Tenant gear | access | Tenant-owned | Blade chassis | — |  |  |  | VA-DC-001-RACK-E | 12 | 4 | Ready | tenant | CUST-1202 | N |  | N
VA-DC-001-TN-020 | VA-DC-001 | VA-DC-001-TN-020 | Tenant gear | access | Tenant-owned | HPC nodes | — |  |  |  | VA-DC-001-RACK-E | 16 | 4 | Ready | tenant | CUST-1202 | N |  | N
VA-DC-001-TN-021 | VA-DC-001 | VA-DC-001-TN-021 | Tenant gear | access | Tenant-owned | Rack servers | — |  |  |  | VA-DC-001-RACK-E | 20 | 10 | Ready | tenant | CUST-1202 | N |  | N
VA-DC-001-TN-022 | VA-DC-001 | VA-DC-001-TN-022 | Tenant gear | access | Tenant-owned | Network stack | — |  |  |  | VA-DC-001-RACK-F | 2 | 10 | Ready | tenant | CUST-1202 | N |  | N
VA-DC-001-TN-023 | VA-DC-001 | VA-DC-001-TN-023 | Tenant gear | access | Tenant-owned | Network stack | — |  |  |  | VA-DC-001-RACK-F | 12 | 6 | Ready | tenant | CUST-1202 | N |  | N
VA-DC-001-TN-024 | VA-DC-001 | VA-DC-001-TN-024 | Tenant gear | access | Tenant-owned | Blade chassis | — |  |  |  | VA-DC-001-RACK-F | 18 | 4 | Ready | tenant | CUST-1202 | N |  | N
VA-DC-001-TN-025 | VA-DC-001 | VA-DC-001-TN-025 | Tenant gear | access | Tenant-owned | Blade chassis | — |  |  |  | VA-DC-001-RACK-F | 22 | 10 | Ready | tenant | CUST-1202 | N |  | N
VA-DC-001-TN-026 | VA-DC-001 | VA-DC-001-TN-026 | Tenant gear | access | Tenant-owned | Network stack | — |  |  |  | VA-DC-001-RACK-G | 2 | 8 | Ready | tenant | CUST-1202 | N |  | N
VA-DC-001-TN-027 | VA-DC-001 | VA-DC-001-TN-027 | Tenant gear | access | Tenant-owned | HPC nodes | — |  |  |  | VA-DC-001-RACK-G | 10 | 8 | Ready | tenant | CUST-1202 | N |  | N
VA-DC-001-TN-028 | VA-DC-001 | VA-DC-001-TN-028 | Tenant gear | access | Tenant-owned | Network stack | — |  |  |  | VA-DC-001-RACK-G | 18 | 2 | Ready | tenant | CUST-1202 | N |  | N
VA-DC-001-TN-029 | VA-DC-001 | VA-DC-001-TN-029 | Tenant gear | access | Tenant-owned | Rack servers | — |  |  |  | VA-DC-001-RACK-G | 20 | 6 | Ready | tenant | CUST-1202 | N |  | N
VA-DC-001-TN-030 | VA-DC-001 | VA-DC-001-TN-030 | Tenant gear | access | Tenant-owned | Rack servers | — |  |  |  | VA-DC-001-RACK-G | 26 | 4 | Ready | tenant | CUST-1202 | N |  | N
VA-DC-001-TN-031 | VA-DC-001 | VA-DC-001-TN-031 | Tenant gear | access | Tenant-owned | HPC nodes | — |  |  |  | VA-DC-001-RACK-H | 2 | 10 | Ready | tenant | CUST-1202 | N |  | N
VA-DC-001-TN-032 | VA-DC-001 | VA-DC-001-TN-032 | Tenant gear | access | Tenant-owned | Rack servers | — |  |  |  | VA-DC-001-RACK-H | 12 | 4 | Ready | tenant | CUST-1202 | N |  | N
VA-DC-001-TN-033 | VA-DC-001 | VA-DC-001-TN-033 | Tenant gear | access | Tenant-owned | Network stack | — |  |  |  | VA-DC-001-RACK-H | 16 | 8 | Ready | tenant | CUST-1202 | N |  | N
VA-DC-001-TN-034 | VA-DC-001 | VA-DC-001-TN-034 | Tenant gear | access | Tenant-owned | Rack servers | — |  |  |  | VA-DC-001-RACK-H | 24 | 4 | Ready | tenant | CUST-1202 | N |  | N
VA-DC-001-TN-035 | VA-DC-001 | VA-DC-001-TN-035 | Tenant gear | access | Tenant-owned | Network stack | — |  |  |  | VA-DC-001-RACK-H | 28 | 6 | Ready | tenant | CUST-1202 | N |  | N
VA-DC-001-TN-036 | VA-DC-001 | VA-DC-001-TN-036 | Tenant gear | access | Tenant-owned | Rack servers | — |  |  |  | VA-DC-001-RACK-I | 2 | 6 | Ready | tenant | CUST-5587 | N |  | N
VA-DC-001-TN-037 | VA-DC-001 | VA-DC-001-TN-037 | Tenant gear | access | Tenant-owned | HPC nodes | — |  |  |  | VA-DC-001-RACK-I | 8 | 2 | Ready | tenant | CUST-5587 | N |  | N
VA-DC-001-TN-038 | VA-DC-001 | VA-DC-001-TN-038 | Tenant gear | access | Tenant-owned | Network stack | — |  |  |  | VA-DC-001-RACK-I | 10 | 4 | Planned | tenant | CUST-5587 | N |  | N
VA-DC-001-TN-039 | VA-DC-001 | VA-DC-001-TN-039 | Tenant gear | access | Tenant-owned | Network stack | — |  |  |  | VA-DC-001-RACK-I | 14 | 4 | Ready | tenant | CUST-5587 | N |  | N
VA-DC-001-TN-040 | VA-DC-001 | VA-DC-001-TN-040 | Tenant gear | access | Tenant-owned | Network stack | — |  |  |  | VA-DC-001-RACK-I | 18 | 8 | Ready | tenant | CUST-5587 | N |  | N
VA-DC-001-TN-041 | VA-DC-001 | VA-DC-001-TN-041 | Tenant gear | access | Tenant-owned | Blade chassis | — |  |  |  | VA-DC-001-RACK-I | 26 | 4 | Ready | tenant | CUST-5587 | N |  | N
VA-DC-001-TN-042 | VA-DC-001 | VA-DC-001-TN-042 | Tenant gear | access | Tenant-owned | Blade chassis | — |  |  |  | VA-DC-001-RACK-I | 30 | 4 | Ready | tenant | CUST-5587 | N |  | N
VA-DC-001-TN-043 | VA-DC-001 | VA-DC-001-TN-043 | Tenant gear | access | Tenant-owned | HPC nodes | — |  |  |  | VA-DC-001-RACK-J | 2 | 6 | Ready | tenant | CUST-5587 | N |  | N
VA-DC-001-TN-044 | VA-DC-001 | VA-DC-001-TN-044 | Tenant gear | access | Tenant-owned | Storage array | — |  |  |  | VA-DC-001-RACK-J | 8 | 8 | Planned | tenant | CUST-5587 | N |  | N
VA-DC-001-TN-045 | VA-DC-001 | VA-DC-001-TN-045 | Tenant gear | access | Tenant-owned | Storage array | — |  |  |  | VA-DC-001-RACK-J | 16 | 6 | Ready | tenant | CUST-5587 | N |  | N
VA-DC-001-TN-046 | VA-DC-001 | VA-DC-001-TN-046 | Tenant gear | access | Tenant-owned | Blade chassis | — |  |  |  | VA-DC-001-RACK-J | 22 | 4 | Planned | tenant | CUST-5587 | N |  | N
VA-DC-001-TN-047 | VA-DC-001 | VA-DC-001-TN-047 | Tenant gear | access | Tenant-owned | Mixed equipment | — |  |  |  | VA-DC-001-RACK-J | 26 | 4 | Ready | tenant | CUST-5587 | N |  | N
VA-DC-001-TN-048 | VA-DC-001 | VA-DC-001-TN-048 | Tenant gear | access | Tenant-owned | Mixed equipment | — |  |  |  | VA-DC-001-RACK-J | 30 | 4 | Ready | tenant | CUST-5587 | N |  | N
VA-DC-001-TN-049 | VA-DC-001 | VA-DC-001-TN-049 | Tenant gear | access | Tenant-owned | Blade chassis | — |  |  |  | VA-DC-001-RACK-K | 2 | 10 | Planned | tenant | CUST-8230 | N |  | N
VA-DC-001-TN-050 | VA-DC-001 | VA-DC-001-TN-050 | Tenant gear | access | Tenant-owned | HPC nodes | — |  |  |  | VA-DC-001-RACK-K | 12 | 8 | Planned | tenant | CUST-8230 | N |  | N
VA-DC-001-TN-051 | VA-DC-001 | VA-DC-001-TN-051 | Tenant gear | access | Tenant-owned | Network stack | — |  |  |  | VA-DC-001-RACK-K | 20 | 10 | Planned | tenant | CUST-8230 | N |  | N
VA-DC-001-TN-052 | VA-DC-001 | VA-DC-001-TN-052 | Tenant gear | access | Tenant-owned | Rack servers | — |  |  |  | VA-DC-001-RACK-L | 2 | 8 | Planned | tenant | CUST-8230 | N |  | N
VA-DC-001-TN-053 | VA-DC-001 | VA-DC-001-TN-053 | Tenant gear | access | Tenant-owned | Rack servers | — |  |  |  | VA-DC-001-RACK-L | 10 | 4 | Ready | tenant | CUST-8230 | N |  | N
VA-DC-001-TN-054 | VA-DC-001 | VA-DC-001-TN-054 | Tenant gear | access | Tenant-owned | Network stack | — |  |  |  | VA-DC-001-RACK-L | 14 | 8 | Planned | tenant | CUST-8230 | N |  | N
VA-DC-001-TN-055 | VA-DC-001 | VA-DC-001-TN-055 | Tenant gear | access | Tenant-owned | Rack servers | — |  |  |  | VA-DC-001-RACK-L | 22 | 4 | Ready | tenant | CUST-8230 | N |  | N
VA-DC-001-TN-056 | VA-DC-001 | VA-DC-001-TN-056 | Tenant gear | access | Tenant-owned | Storage array | — |  |  |  | VA-DC-001-RACK-L | 26 | 10 | Ready | tenant | CUST-8230 | N |  | N
VA-DC-001-TN-057 | VA-DC-001 | VA-DC-001-TN-057 | Tenant gear | access | Tenant-owned | Rack servers | — |  |  |  | VA-DC-001-RACK-M | 2 | 6 | Planned | tenant | CUST-7339 | N |  | N
VA-DC-001-TN-058 | VA-DC-001 | VA-DC-001-TN-058 | Tenant gear | access | Tenant-owned | Network stack | — |  |  |  | VA-DC-001-RACK-M | 8 | 10 | Planned | tenant | CUST-7339 | N |  | N
VA-DC-001-TN-059 | VA-DC-001 | VA-DC-001-TN-059 | Tenant gear | access | Tenant-owned | Rack servers | — |  |  |  | VA-DC-001-RACK-M | 18 | 4 | Planned | tenant | CUST-7339 | N |  | N
VA-DC-001-TN-060 | VA-DC-001 | VA-DC-001-TN-060 | Tenant gear | access | Tenant-owned | Mixed equipment | — |  |  |  | VA-DC-001-RACK-M | 22 | 4 | Planned | tenant | CUST-7339 | N |  | N
VA-DC-001-TN-061 | VA-DC-001 | VA-DC-001-TN-061 | Tenant gear | access | Tenant-owned | Storage array | — |  |  |  | VA-DC-001-RACK-M | 26 | 8 | Planned | tenant | CUST-7339 | N |  | N
VA-DC-001-TN-062 | VA-DC-001 | VA-DC-001-TN-062 | Tenant gear | access | Tenant-owned | Mixed equipment | — |  |  |  | VA-DC-001-RACK-N | 2 | 6 | Ready | tenant | CUST-8240 | N |  | N
VA-DC-001-TN-063 | VA-DC-001 | VA-DC-001-TN-063 | Tenant gear | access | Tenant-owned | HPC nodes | — |  |  |  | VA-DC-001-RACK-N | 8 | 6 | Ready | tenant | CUST-8240 | N |  | N
VA-DC-001-TN-064 | VA-DC-001 | VA-DC-001-TN-064 | Tenant gear | access | Tenant-owned | Storage array | — |  |  |  | VA-DC-001-RACK-N | 14 | 10 | Ready | tenant | CUST-8240 | N |  | N
VA-DC-001-TN-065 | VA-DC-001 | VA-DC-001-TN-065 | Tenant gear | access | Tenant-owned | Blade chassis | — |  |  |  | VA-DC-001-RACK-N | 24 | 2 | Ready | tenant | CUST-8240 | N |  | N
VA-DC-001-TN-066 | VA-DC-001 | VA-DC-001-TN-066 | Tenant gear | access | Tenant-owned | Mixed equipment | — |  |  |  | VA-DC-001-RACK-O | 2 | 10 | Ready | tenant | CUST-8240 | N |  | N
VA-DC-001-TN-067 | VA-DC-001 | VA-DC-001-TN-067 | Tenant gear | access | Tenant-owned | Blade chassis | — |  |  |  | VA-DC-001-RACK-O | 12 | 6 | Planned | tenant | CUST-8240 | N |  | N
VA-DC-001-TN-068 | VA-DC-001 | VA-DC-001-TN-068 | Tenant gear | access | Tenant-owned | Network stack | — |  |  |  | VA-DC-001-RACK-O | 18 | 2 | Planned | tenant | CUST-8240 | N |  | N
VA-DC-001-TN-069 | VA-DC-001 | VA-DC-001-TN-069 | Tenant gear | access | Tenant-owned | Storage array | — |  |  |  | VA-DC-001-RACK-O | 20 | 2 | Ready | tenant | CUST-8240 | N |  | N
VA-DC-001-TN-070 | VA-DC-001 | VA-DC-001-TN-070 | Tenant gear | access | Tenant-owned | HPC nodes | — |  |  |  | VA-DC-001-RACK-O | 22 | 6 | Planned | tenant | CUST-8240 | N |  | N
VA-DC-001-TN-071 | VA-DC-001 | VA-DC-001-TN-071 | Tenant gear | access | Tenant-owned | Network stack | — |  |  |  | VA-DC-001-RACK-O | 28 | 6 | Ready | tenant | CUST-8240 | N |  | N
VA-DC-001-TN-072 | VA-DC-001 | VA-DC-001-TN-072 | Tenant gear | access | Tenant-owned | Rack servers | — |  |  |  | VA-DC-001-RACK-P | 2 | 6 | Ready | tenant | CUST-8220 | N |  | N
VA-DC-001-TN-073 | VA-DC-001 | VA-DC-001-TN-073 | Tenant gear | access | Tenant-owned | Storage array | — |  |  |  | VA-DC-001-RACK-P | 8 | 4 | Ready | tenant | CUST-8220 | N |  | N
VA-DC-001-TN-074 | VA-DC-001 | VA-DC-001-TN-074 | Tenant gear | access | Tenant-owned | Storage array | — |  |  |  | VA-DC-001-RACK-P | 12 | 4 | Planned | tenant | CUST-8220 | N |  | N
VA-DC-001-TN-075 | VA-DC-001 | VA-DC-001-TN-075 | Tenant gear | access | Tenant-owned | Storage array | — |  |  |  | VA-DC-001-RACK-P | 16 | 6 | Ready | tenant | CUST-8220 | N |  | N
VA-DC-001-TN-076 | VA-DC-001 | VA-DC-001-TN-076 | Tenant gear | access | Tenant-owned | Network stack | — |  |  |  | VA-DC-001-RACK-P | 22 | 6 | Ready | tenant | CUST-8220 | N |  | N
VA-DC-001-TN-077 | VA-DC-001 | VA-DC-001-TN-077 | Tenant gear | access | Tenant-owned | Storage array | — |  |  |  | VA-DC-001-RACK-P | 28 | 4 | Ready | tenant | CUST-8220 | N |  | N
VA-DC-001-TN-078 | VA-DC-001 | VA-DC-001-TN-078 | Tenant gear | access | Tenant-owned | Rack servers | — |  |  |  | VA-DC-001-RACK-P | 32 | 4 | Planned | tenant | CUST-8220 | N |  | N
VA-DC-001-TN-079 | VA-DC-001 | VA-DC-001-TN-079 | Tenant gear | access | Tenant-owned | Rack servers | — |  |  |  | VA-DC-001-RACK-Q | 2 | 2 | Ready | tenant | CUST-3825 | N |  | N
VA-DC-001-TN-080 | VA-DC-001 | VA-DC-001-TN-080 | Tenant gear | access | Tenant-owned | Storage array | — |  |  |  | VA-DC-001-RACK-Q | 4 | 8 | Planned | tenant | CUST-3825 | N |  | N
VA-DC-001-TN-081 | VA-DC-001 | VA-DC-001-TN-081 | Tenant gear | access | Tenant-owned | Mixed equipment | — |  |  |  | VA-DC-001-RACK-Q | 12 | 4 | Planned | tenant | CUST-3825 | N |  | N
VA-DC-002-PE-T4-01 | VA-DC-002 | VA-DC-002-PE-T4-01 | Router | core | JUNIPER | MX204 | 21.4R3-S5.5 | JU0011003 | 172.17.40.20 | A4:5E:60:CE:78:B7 | VA-DC-002-RACK-A | 2 | 1 | Ready | operator |  | Y | COL-VA-DC-002-1 | Y
VA-DC-002-PE-T4-02 | VA-DC-002 | VA-DC-002-PE-T4-02 | Router | core | JUNIPER | MX204 | 21.4R3-S5.5 | JU0011012 | 172.17.40.21 | A4:5E:60:4B:2C:2E | VA-DC-002-RACK-A | 3 | 1 | Ready | operator |  | Y | COL-VA-DC-002-2 | Y
VA-DC-002-PE-T4-03 | VA-DC-002 | VA-DC-002-PE-T4-03 | Router | core | JUNIPER | MX480 | 22.2R3-S2 | JU0011016 | 172.17.40.22 | A4:5E:60:C4:B9:28 | VA-DC-002-RACK-A | 4 | 1 | Ready | operator |  | Y | COL-VA-DC-002-1 | Y
VA-DC-002-PE-T4-04 | VA-DC-002 | VA-DC-002-PE-T4-04 | Router | core | JUNIPER | MX480 | 22.2R3-S2 | JU0011024 | 172.17.40.23 | A4:5E:60:77:A6:D0 | VA-DC-002-RACK-A | 5 | 1 | Ready | operator |  | Y | COL-VA-DC-002-2 | Y
VA-DC-002-FW-01 | VA-DC-002 | VA-DC-002-FW-01 | Firewall | core | FORTINET | FortiGate 3700F | FortiOS 7.4.3 | FG0011032 | 172.17.40.24 | A4:5E:60:69:53:F8 | VA-DC-002-RACK-A | 6 | 3 | Ready | operator |  | Y | COL-VA-DC-002-2 | N
VA-DC-002-OLA-01 | VA-DC-002 | VA-DC-002-OLA-01 | DWDM | core | NOKIA | 1830 PSS-16II | R23.6 | NK0011036 | 172.17.40.25 | A4:5E:60:4E:00:CE | VA-DC-002-RACK-A | 9 | 6 | Ready | operator |  | Y | COL-VA-DC-002-1 | N
VA-DC-002-AGG-R01 | VA-DC-002 | VA-DC-002-AGG-R01 | Router | spine | JUNIPER | MX480 | 22.2R3-S2 | JU0011043 | 172.17.40.26 | A4:5E:60:D9:65:D0 | VA-DC-002-RACK-A | 15 | 4 | Ready | operator |  | Y | COL-VA-DC-002-2 | N
VA-DC-002-AGG-R02 | VA-DC-002 | VA-DC-002-AGG-R02 | Router | spine | JUNIPER | MX480 | 22.2R3-S2 | JU0011051 | 172.17.40.27 | A4:5E:60:64:81:D3 | VA-DC-002-RACK-A | 19 | 4 | Ready | operator |  | Y | COL-VA-DC-002-1 | N
VA-DC-002-MMR-SW-01 | VA-DC-002 | VA-DC-002-MMR-SW-01 | Switch | leaf | ARISTA | 7050SX3-48YC | EOS 4.31.1F | AR0011057 | 172.17.40.28 | A4:5E:60:D2:6D:9E | VA-DC-002-RACK-A | 23 | 1 | Ready | operator |  | Y | COL-VA-DC-002-2 | N
VA-DC-002-MMR-SW-02 | VA-DC-002 | VA-DC-002-MMR-SW-02 | Switch | leaf | ARISTA | 7050SX3-48YC | EOS 4.31.1F | AR0011064 | 172.17.40.29 | A4:5E:60:8A:92:6D | VA-DC-002-RACK-A | 24 | 1 | Ready | operator |  | Y | COL-VA-DC-002-1 | N
VA-DC-002-MMR-SW-03 | VA-DC-002 | VA-DC-002-MMR-SW-03 | Switch | leaf | ARISTA | 7050SX3-48YC | EOS 4.31.1F | AR0011070 | 172.17.40.30 | A4:5E:60:3A:40:5F | VA-DC-002-RACK-A | 25 | 1 | Ready | operator |  | Y | COL-VA-DC-002-2 | N
VA-DC-002-MMR-SW-04 | VA-DC-002 | VA-DC-002-MMR-SW-04 | Switch | leaf | JUNIPER | QFX5120-48Y | 22.2R3 | JU0011078 | 172.17.40.31 | A4:5E:60:A8:C6:A0 | VA-DC-002-RACK-A | 26 | 1 | Ready | operator |  | Y | COL-VA-DC-002-1 | N
VA-DC-002-TOR-001 | VA-DC-002 | VA-DC-002-TOR-001 | Switch | access | CISCO | Nexus 93180YC | NX-OS 10.3(4a) | CS0011087 | 172.17.40.32 | A4:5E:60:D2:39:AA | VA-DC-002-RACK-A | 27 | 1 | Ready | operator |  | Y | COL-VA-DC-002-2 | N
VA-DC-002-TOR-002 | VA-DC-002 | VA-DC-002-TOR-002 | Switch | access | CISCO | Nexus 93180YC | NX-OS 10.3(4a) | CS0011095 | 172.17.40.33 | A4:5E:60:35:A2:E8 | VA-DC-002-RACK-A | 28 | 1 | Ready | operator |  | Y | COL-VA-DC-002-1 | N
VA-DC-002-TOR-003 | VA-DC-002 | VA-DC-002-TOR-003 | Switch | access | CISCO | Nexus 93180YC | NX-OS 10.3(4a) | CS0011103 | 172.17.40.34 | A4:5E:60:53:8A:93 | VA-DC-002-RACK-A | 29 | 1 | Ready | operator |  | Y | COL-VA-DC-002-2 | N
VA-DC-002-TN-001 | VA-DC-002 | VA-DC-002-TN-001 | Tenant gear | access | Tenant-owned | HPC nodes | — |  |  |  | VA-DC-002-RACK-B | 2 | 10 | Ready | tenant | CUST-9111 | N |  | N
VA-DC-002-TN-002 | VA-DC-002 | VA-DC-002-TN-002 | Tenant gear | access | Tenant-owned | Mixed equipment | — |  |  |  | VA-DC-002-RACK-B | 12 | 2 | Ready | tenant | CUST-9111 | N |  | N
VA-DC-002-TN-003 | VA-DC-002 | VA-DC-002-TN-003 | Tenant gear | access | Tenant-owned | HPC nodes | — |  |  |  | VA-DC-002-RACK-B | 14 | 2 | Ready | tenant | CUST-9111 | N |  | N
VA-DC-002-TN-004 | VA-DC-002 | VA-DC-002-TN-004 | Tenant gear | access | Tenant-owned | Network stack | — |  |  |  | VA-DC-002-RACK-B | 16 | 4 | Ready | tenant | CUST-9111 | N |  | N
VA-DC-002-TN-005 | VA-DC-002 | VA-DC-002-TN-005 | Tenant gear | access | Tenant-owned | Network stack | — |  |  |  | VA-DC-002-RACK-B | 20 | 8 | Ready | tenant | CUST-9111 | N |  | N
VA-DC-002-TN-006 | VA-DC-002 | VA-DC-002-TN-006 | Tenant gear | access | Tenant-owned | Blade chassis | — |  |  |  | VA-DC-002-RACK-B | 28 | 2 | Ready | tenant | CUST-9111 | N |  | N
VA-DC-002-TN-007 | VA-DC-002 | VA-DC-002-TN-007 | Tenant gear | access | Tenant-owned | Mixed equipment | — |  |  |  | VA-DC-002-RACK-C | 2 | 8 | Ready | tenant | CUST-9111 | N |  | N
VA-DC-002-TN-008 | VA-DC-002 | VA-DC-002-TN-008 | Tenant gear | access | Tenant-owned | HPC nodes | — |  |  |  | VA-DC-002-RACK-C | 10 | 2 | Ready | tenant | CUST-9111 | N |  | N
VA-DC-002-TN-009 | VA-DC-002 | VA-DC-002-TN-009 | Tenant gear | access | Tenant-owned | Blade chassis | — |  |  |  | VA-DC-002-RACK-C | 12 | 8 | Ready | tenant | CUST-9111 | N |  | N
VA-DC-002-TN-010 | VA-DC-002 | VA-DC-002-TN-010 | Tenant gear | access | Tenant-owned | HPC nodes | — |  |  |  | VA-DC-002-RACK-C | 20 | 4 | Ready | tenant | CUST-9111 | N |  | N
VA-DC-002-TN-011 | VA-DC-002 | VA-DC-002-TN-011 | Tenant gear | access | Tenant-owned | Rack servers | — |  |  |  | VA-DC-002-RACK-C | 24 | 6 | Ready | tenant | CUST-9111 | N |  | N
VA-DC-002-TN-012 | VA-DC-002 | VA-DC-002-TN-012 | Tenant gear | access | Tenant-owned | Blade chassis | — |  |  |  | VA-DC-002-RACK-C | 30 | 4 | Ready | tenant | CUST-9111 | N |  | N
VA-DC-002-TN-013 | VA-DC-002 | VA-DC-002-TN-013 | Tenant gear | access | Tenant-owned | Network stack | — |  |  |  | VA-DC-002-RACK-D | 2 | 10 | Ready | tenant | CUST-1202 | N |  | N
VA-DC-002-TN-014 | VA-DC-002 | VA-DC-002-TN-014 | Tenant gear | access | Tenant-owned | Mixed equipment | — |  |  |  | VA-DC-002-RACK-D | 12 | 8 | Ready | tenant | CUST-1202 | N |  | N
VA-DC-002-TN-015 | VA-DC-002 | VA-DC-002-TN-015 | Tenant gear | access | Tenant-owned | Blade chassis | — |  |  |  | VA-DC-002-RACK-D | 20 | 4 | Ready | tenant | CUST-1202 | N |  | N
VA-DC-002-TN-016 | VA-DC-002 | VA-DC-002-TN-016 | Tenant gear | access | Tenant-owned | Mixed equipment | — |  |  |  | VA-DC-002-RACK-D | 24 | 10 | Ready | tenant | CUST-1202 | N |  | N
VA-DC-002-TN-017 | VA-DC-002 | VA-DC-002-TN-017 | Tenant gear | access | Tenant-owned | Network stack | — |  |  |  | VA-DC-002-RACK-E | 2 | 4 | Ready | tenant | CUST-1202 | N |  | N
VA-DC-002-TN-018 | VA-DC-002 | VA-DC-002-TN-018 | Tenant gear | access | Tenant-owned | Network stack | — |  |  |  | VA-DC-002-RACK-E | 6 | 2 | Ready | tenant | CUST-1202 | N |  | N
VA-DC-002-TN-019 | VA-DC-002 | VA-DC-002-TN-019 | Tenant gear | access | Tenant-owned | Mixed equipment | — |  |  |  | VA-DC-002-RACK-E | 8 | 4 | Ready | tenant | CUST-1202 | N |  | N
VA-DC-002-TN-020 | VA-DC-002 | VA-DC-002-TN-020 | Tenant gear | access | Tenant-owned | Mixed equipment | — |  |  |  | VA-DC-002-RACK-E | 12 | 6 | Ready | tenant | CUST-1202 | N |  | N
VA-DC-002-TN-021 | VA-DC-002 | VA-DC-002-TN-021 | Tenant gear | access | Tenant-owned | Blade chassis | — |  |  |  | VA-DC-002-RACK-E | 18 | 4 | Ready | tenant | CUST-1202 | N |  | N
VA-DC-002-TN-022 | VA-DC-002 | VA-DC-002-TN-022 | Tenant gear | access | Tenant-owned | Mixed equipment | — |  |  |  | VA-DC-002-RACK-E | 22 | 10 | Ready | tenant | CUST-1202 | N |  | N
VA-DC-002-TN-023 | VA-DC-002 | VA-DC-002-TN-023 | Tenant gear | access | Tenant-owned | HPC nodes | — |  |  |  | VA-DC-002-RACK-F | 2 | 8 | Ready | tenant | CUST-1202 | N |  | N
VA-DC-002-TN-024 | VA-DC-002 | VA-DC-002-TN-024 | Tenant gear | access | Tenant-owned | HPC nodes | — |  |  |  | VA-DC-002-RACK-F | 10 | 2 | Ready | tenant | CUST-1202 | N |  | N
VA-DC-002-TN-025 | VA-DC-002 | VA-DC-002-TN-025 | Tenant gear | access | Tenant-owned | HPC nodes | — |  |  |  | VA-DC-002-RACK-F | 12 | 10 | Ready | tenant | CUST-1202 | N |  | N
VA-DC-002-TN-026 | VA-DC-002 | VA-DC-002-TN-026 | Tenant gear | access | Tenant-owned | Network stack | — |  |  |  | VA-DC-002-RACK-F | 22 | 8 | Ready | tenant | CUST-1202 | N |  | N
VA-DC-002-TN-027 | VA-DC-002 | VA-DC-002-TN-027 | Tenant gear | access | Tenant-owned | Storage array | — |  |  |  | VA-DC-002-RACK-F | 30 | 4 | Ready | tenant | CUST-1202 | N |  | N
VA-DC-002-TN-028 | VA-DC-002 | VA-DC-002-TN-028 | Tenant gear | access | Tenant-owned | Blade chassis | — |  |  |  | VA-DC-002-RACK-G | 2 | 8 | Ready | tenant | CUST-1202 | N |  | N
VA-DC-002-TN-029 | VA-DC-002 | VA-DC-002-TN-029 | Tenant gear | access | Tenant-owned | Blade chassis | — |  |  |  | VA-DC-002-RACK-G | 10 | 4 | Ready | tenant | CUST-1202 | N |  | N
VA-DC-002-TN-030 | VA-DC-002 | VA-DC-002-TN-030 | Tenant gear | access | Tenant-owned | Network stack | — |  |  |  | VA-DC-002-RACK-G | 14 | 8 | Ready | tenant | CUST-1202 | N |  | N
VA-DC-002-TN-031 | VA-DC-002 | VA-DC-002-TN-031 | Tenant gear | access | Tenant-owned | HPC nodes | — |  |  |  | VA-DC-002-RACK-G | 22 | 10 | Ready | tenant | CUST-1202 | N |  | N
VA-DC-002-TN-032 | VA-DC-002 | VA-DC-002-TN-032 | Tenant gear | access | Tenant-owned | HPC nodes | — |  |  |  | VA-DC-002-RACK-G | 32 | 2 | Ready | tenant | CUST-1202 | N |  | N
VA-DC-002-TN-033 | VA-DC-002 | VA-DC-002-TN-033 | Tenant gear | access | Tenant-owned | Network stack | — |  |  |  | VA-DC-002-RACK-H | 2 | 4 | Ready | tenant | CUST-1202 | N |  | N
VA-DC-002-TN-034 | VA-DC-002 | VA-DC-002-TN-034 | Tenant gear | access | Tenant-owned | Network stack | — |  |  |  | VA-DC-002-RACK-H | 6 | 4 | Ready | tenant | CUST-1202 | N |  | N
VA-DC-002-TN-035 | VA-DC-002 | VA-DC-002-TN-035 | Tenant gear | access | Tenant-owned | Network stack | — |  |  |  | VA-DC-002-RACK-H | 10 | 6 | Ready | tenant | CUST-1202 | N |  | N
VA-DC-002-TN-036 | VA-DC-002 | VA-DC-002-TN-036 | Tenant gear | access | Tenant-owned | Mixed equipment | — |  |  |  | VA-DC-002-RACK-H | 16 | 10 | Ready | tenant | CUST-1202 | N |  | N
VA-DC-002-TN-037 | VA-DC-002 | VA-DC-002-TN-037 | Tenant gear | access | Tenant-owned | HPC nodes | — |  |  |  | VA-DC-002-RACK-I | 2 | 10 | Ready | tenant | CUST-4706 | N |  | N
VA-DC-002-TN-038 | VA-DC-002 | VA-DC-002-TN-038 | Tenant gear | access | Tenant-owned | Rack servers | — |  |  |  | VA-DC-002-RACK-I | 12 | 4 | Ready | tenant | CUST-4706 | N |  | N
VA-DC-002-TN-039 | VA-DC-002 | VA-DC-002-TN-039 | Tenant gear | access | Tenant-owned | Storage array | — |  |  |  | VA-DC-002-RACK-I | 16 | 2 | Ready | tenant | CUST-4706 | N |  | N
VA-DC-003-PE-T4-01 | VA-DC-003 | VA-DC-003-PE-T4-01 | Router | core | JUNIPER | MX204 | 21.4R3-S5.5 | JU0011005 | 172.30.40.20 | A4:5E:60:5E:17:DA | VA-DC-003-RACK-A | 2 | 1 | Ready | operator |  | Y | COL-VA-DC-003-2 | Y
VA-DC-003-PE-T4-02 | VA-DC-003 | VA-DC-003-PE-T4-02 | Router | core | JUNIPER | MX204 | 21.4R3-S5.5 | JU0011011 | 172.30.40.21 | A4:5E:60:0A:D4:50 | VA-DC-003-RACK-A | 3 | 1 | Ready | operator |  | Y | COL-VA-DC-003-1 | Y
VA-DC-003-PE-T4-03 | VA-DC-003 | VA-DC-003-PE-T4-03 | Router | core | JUNIPER | MX480 | 22.2R3-S2 | JU0011015 | 172.30.40.22 | A4:5E:60:FE:D5:92 | VA-DC-003-RACK-A | 4 | 1 | Ready | operator |  | Y | COL-VA-DC-003-2 | Y
VA-DC-003-PE-T4-04 | VA-DC-003 | VA-DC-003-PE-T4-04 | Router | core | JUNIPER | MX480 | 22.2R3-S2 | JU0011021 | 172.30.40.23 | A4:5E:60:70:1B:67 | VA-DC-003-RACK-A | 5 | 1 | Ready | operator |  | Y | COL-VA-DC-003-1 | Y
VA-DC-003-FW-01 | VA-DC-003 | VA-DC-003-FW-01 | Firewall | core | FORTINET | FortiGate 3700F | FortiOS 7.4.3 | FG0011030 | 172.30.40.24 | A4:5E:60:9D:71:27 | VA-DC-003-RACK-A | 6 | 3 | Ready | operator |  | Y | COL-VA-DC-003-1 | N
VA-DC-003-OLA-01 | VA-DC-003 | VA-DC-003-OLA-01 | DWDM | core | NOKIA | 1830 PSS-16II | R23.6 | NK0011037 | 172.30.40.25 | A4:5E:60:10:25:3E | VA-DC-003-RACK-A | 9 | 6 | Ready | operator |  | Y | COL-VA-DC-003-2 | N
VA-DC-003-OLA-02 | VA-DC-003 | VA-DC-003-OLA-02 | DWDM | core | CIENA | 6500 D7 | R16.2 | CI0011044 | 172.30.40.26 | A4:5E:60:2E:B1:D9 | VA-DC-003-RACK-A | 15 | 6 | Ready | operator |  | Y | COL-VA-DC-003-1 | N
VA-DC-003-AGG-R01 | VA-DC-003 | VA-DC-003-AGG-R01 | Router | spine | JUNIPER | MX480 | 22.2R3-S2 | JU0011055 | 172.30.40.27 | A4:5E:60:D2:6D:FB | VA-DC-003-RACK-A | 21 | 4 | Ready | operator |  | Y | COL-VA-DC-003-1 | N
VA-DC-003-AGG-R02 | VA-DC-003 | VA-DC-003-AGG-R02 | Router | spine | JUNIPER | MX480 | 22.2R3-S2 | JU0011062 | 172.30.40.28 | A4:5E:60:4F:0F:CD | VA-DC-003-RACK-A | 25 | 4 | Ready | operator |  | Y | COL-VA-DC-003-2 | N
VA-DC-003-MMR-SW-01 | VA-DC-003 | VA-DC-003-MMR-SW-01 | Switch | leaf | ARISTA | 7050SX3-48YC | EOS 4.31.1F | AR0011065 | 172.30.40.29 | A4:5E:60:13:71:A9 | VA-DC-003-RACK-A | 29 | 1 | Ready | operator |  | Y | COL-VA-DC-003-1 | N
VA-DC-003-MMR-SW-02 | VA-DC-003 | VA-DC-003-MMR-SW-02 | Switch | leaf | JUNIPER | QFX5120-48Y | 22.2R3 | JU0011071 | 172.30.40.30 | A4:5E:60:8F:80:1A | VA-DC-003-RACK-A | 30 | 1 | Ready | operator |  | Y | COL-VA-DC-003-2 | N
VA-DC-003-MMR-SW-03 | VA-DC-003 | VA-DC-003-MMR-SW-03 | Switch | leaf | ARISTA | 7050SX3-48YC | EOS 4.31.1F | AR0011078 | 172.30.40.31 | A4:5E:60:91:D6:AF | VA-DC-003-RACK-A | 31 | 1 | Ready | operator |  | Y | COL-VA-DC-003-1 | N
VA-DC-003-MMR-SW-04 | VA-DC-003 | VA-DC-003-MMR-SW-04 | Switch | leaf | ARISTA | 7050SX3-48YC | EOS 4.31.1F | AR0011084 | 172.30.40.32 | A4:5E:60:0B:8D:2F | VA-DC-003-RACK-A | 32 | 1 | Ready | operator |  | Y | COL-VA-DC-003-2 | N
VA-DC-003-MMR-SW-05 | VA-DC-003 | VA-DC-003-MMR-SW-05 | Switch | leaf | JUNIPER | QFX5120-48Y | 22.2R3 | JU0011094 | 172.30.40.33 | A4:5E:60:D7:63:06 | VA-DC-003-RACK-A | 33 | 1 | Ready | operator |  | Y | COL-VA-DC-003-1 | N
VA-DC-003-TOR-001 | VA-DC-003 | VA-DC-003-TOR-001 | Switch | access | ARISTA | 7050SX3-48YC | EOS 4.31.1F | AR0011103 | 172.30.40.34 | A4:5E:60:71:80:AC | VA-DC-003-RACK-A | 34 | 1 | Ready | operator |  | Y | COL-VA-DC-003-1 | N
VA-DC-003-TOR-002 | VA-DC-003 | VA-DC-003-TOR-002 | Switch | access | ARISTA | 7050SX3-48YC | EOS 4.31.1F | AR0011107 | 172.30.40.35 | A4:5E:60:40:80:94 | VA-DC-003-RACK-A | 35 | 1 | Ready | operator |  | Y | COL-VA-DC-003-2 | N
VA-DC-003-TOR-003 | VA-DC-003 | VA-DC-003-TOR-003 | Switch | access | ARISTA | 7050SX3-48YC | EOS 4.31.1F | AR0011112 | 172.30.40.36 | A4:5E:60:96:B9:E9 | VA-DC-003-RACK-A | 36 | 1 | Ready | operator |  | Y | COL-VA-DC-003-1 | N
VA-DC-003-TOR-004 | VA-DC-003 | VA-DC-003-TOR-004 | Switch | access | CISCO | Nexus 93180YC | NX-OS 10.3(4a) | CS0011125 | 172.30.40.37 | A4:5E:60:15:D6:49 | VA-DC-003-RACK-B | 2 | 1 | Ready | operator |  | Y | COL-VA-DC-003-2 | N
VA-DC-003-TN-001 | VA-DC-003 | VA-DC-003-TN-001 | Tenant gear | access | Tenant-owned | Network stack | — |  |  |  | VA-DC-003-RACK-B | 3 | 8 | Ready | tenant |  | N |  | N
VA-DC-003-TN-002 | VA-DC-003 | VA-DC-003-TN-002 | Tenant gear | access | Tenant-owned | Blade chassis | — |  |  |  | VA-DC-003-RACK-B | 11 | 2 | Ready | tenant |  | N |  | N
VA-DC-003-TN-003 | VA-DC-003 | VA-DC-003-TN-003 | Tenant gear | access | Tenant-owned | Blade chassis | — |  |  |  | VA-DC-003-RACK-B | 13 | 4 | Ready | tenant |  | N |  | N
VA-DC-003-TN-004 | VA-DC-003 | VA-DC-003-TN-004 | Tenant gear | access | Tenant-owned | Mixed equipment | — |  |  |  | VA-DC-003-RACK-B | 17 | 4 | Ready | tenant |  | N |  | N
VA-DC-003-TN-005 | VA-DC-003 | VA-DC-003-TN-005 | Tenant gear | access | Tenant-owned | Network stack | — |  |  |  | VA-DC-003-RACK-B | 21 | 10 | Ready | tenant |  | N |  | N
VA-DC-003-TN-006 | VA-DC-003 | VA-DC-003-TN-006 | Tenant gear | access | Tenant-owned | HPC nodes | — |  |  |  | VA-DC-003-RACK-C | 2 | 10 | Ready | tenant | CUST-5597 | N |  | N
VA-DC-003-TN-007 | VA-DC-003 | VA-DC-003-TN-007 | Tenant gear | access | Tenant-owned | Blade chassis | — |  |  |  | VA-DC-003-RACK-C | 12 | 4 | Ready | tenant | CUST-5597 | N |  | N
VA-DC-003-TN-008 | VA-DC-003 | VA-DC-003-TN-008 | Tenant gear | access | Tenant-owned | Network stack | — |  |  |  | VA-DC-003-RACK-C | 16 | 6 | Ready | tenant | CUST-5597 | N |  | N
VA-DC-003-TN-009 | VA-DC-003 | VA-DC-003-TN-009 | Tenant gear | access | Tenant-owned | HPC nodes | — |  |  |  | VA-DC-003-RACK-C | 22 | 4 | Ready | tenant | CUST-5597 | N |  | N
VA-DC-003-TN-010 | VA-DC-003 | VA-DC-003-TN-010 | Tenant gear | access | Tenant-owned | Mixed equipment | — |  |  |  | VA-DC-003-RACK-C | 26 | 10 | Ready | tenant | CUST-5597 | N |  | N
VA-DC-003-TN-011 | VA-DC-003 | VA-DC-003-TN-011 | Tenant gear | access | Tenant-owned | HPC nodes | — |  |  |  | VA-DC-003-RACK-D | 2 | 2 | Ready | tenant | CUST-5597 | N |  | N
VA-DC-003-TN-012 | VA-DC-003 | VA-DC-003-TN-012 | Tenant gear | access | Tenant-owned | Mixed equipment | — |  |  |  | VA-DC-003-RACK-D | 4 | 2 | Ready | tenant | CUST-5597 | N |  | N
VA-DC-003-TN-013 | VA-DC-003 | VA-DC-003-TN-013 | Tenant gear | access | Tenant-owned | Blade chassis | — |  |  |  | VA-DC-003-RACK-D | 6 | 2 | Ready | tenant | CUST-5597 | N |  | N
VA-DC-003-TN-014 | VA-DC-003 | VA-DC-003-TN-014 | Tenant gear | access | Tenant-owned | Network stack | — |  |  |  | VA-DC-003-RACK-D | 8 | 8 | Ready | tenant | CUST-5597 | N |  | N
VA-DC-003-TN-015 | VA-DC-003 | VA-DC-003-TN-015 | Tenant gear | access | Tenant-owned | Network stack | — |  |  |  | VA-DC-003-RACK-D | 16 | 10 | Ready | tenant | CUST-5597 | N |  | N
VA-DC-003-TN-016 | VA-DC-003 | VA-DC-003-TN-016 | Tenant gear | access | Tenant-owned | Storage array | — |  |  |  | VA-DC-003-RACK-D | 26 | 10 | Ready | tenant | CUST-5597 | N |  | N
VA-DC-003-TN-017 | VA-DC-003 | VA-DC-003-TN-017 | Tenant gear | access | Tenant-owned | Network stack | — |  |  |  | VA-DC-003-RACK-E | 2 | 4 | Ready | tenant | CUST-4706 | N |  | N
VA-DC-003-TN-018 | VA-DC-003 | VA-DC-003-TN-018 | Tenant gear | access | Tenant-owned | Mixed equipment | — |  |  |  | VA-DC-003-RACK-E | 6 | 6 | Ready | tenant | CUST-4706 | N |  | N
VA-DC-003-TN-019 | VA-DC-003 | VA-DC-003-TN-019 | Tenant gear | access | Tenant-owned | Storage array | — |  |  |  | VA-DC-003-RACK-E | 12 | 10 | Ready | tenant | CUST-4706 | N |  | N
VA-DC-003-TN-020 | VA-DC-003 | VA-DC-003-TN-020 | Tenant gear | access | Tenant-owned | HPC nodes | — |  |  |  | VA-DC-003-RACK-E | 22 | 4 | Ready | tenant | CUST-4706 | N |  | N
VA-DC-003-TN-021 | VA-DC-003 | VA-DC-003-TN-021 | Tenant gear | access | Tenant-owned | Blade chassis | — |  |  |  | VA-DC-003-RACK-E | 26 | 2 | Ready | tenant | CUST-4706 | N |  | N
VA-DC-003-TN-022 | VA-DC-003 | VA-DC-003-TN-022 | Tenant gear | access | Tenant-owned | HPC nodes | — |  |  |  | VA-DC-003-RACK-E | 28 | 4 | Ready | tenant | CUST-4706 | N |  | N
VA-DC-003-TN-023 | VA-DC-003 | VA-DC-003-TN-023 | Tenant gear | access | Tenant-owned | Mixed equipment | — |  |  |  | VA-DC-003-RACK-F | 2 | 8 | Ready | tenant | CUST-7339 | N |  | N
VA-DC-003-TN-024 | VA-DC-003 | VA-DC-003-TN-024 | Tenant gear | access | Tenant-owned | HPC nodes | — |  |  |  | VA-DC-003-RACK-F | 10 | 10 | Ready | tenant | CUST-7339 | N |  | N
VA-DC-003-TN-025 | VA-DC-003 | VA-DC-003-TN-025 | Tenant gear | access | Tenant-owned | Blade chassis | — |  |  |  | VA-DC-003-RACK-F | 20 | 6 | Ready | tenant | CUST-7339 | N |  | N
VA-DC-003-TN-026 | VA-DC-003 | VA-DC-003-TN-026 | Tenant gear | access | Tenant-owned | Rack servers | — |  |  |  | VA-DC-003-RACK-F | 26 | 6 | Ready | tenant | CUST-7339 | N |  | N
VA-DC-003-TN-027 | VA-DC-003 | VA-DC-003-TN-027 | Tenant gear | access | Tenant-owned | Storage array | — |  |  |  | VA-DC-003-RACK-G | 2 | 10 | Ready | tenant | CUST-5587 | N |  | N
VA-DC-003-TN-028 | VA-DC-003 | VA-DC-003-TN-028 | Tenant gear | access | Tenant-owned | HPC nodes | — |  |  |  | VA-DC-003-RACK-G | 12 | 6 | Ready | tenant | CUST-5587 | N |  | N
VA-DC-003-TN-029 | VA-DC-003 | VA-DC-003-TN-029 | Tenant gear | access | Tenant-owned | Network stack | — |  |  |  | VA-DC-003-RACK-G | 18 | 2 | Ready | tenant | CUST-5587 | N |  | N
VA-DC-003-TN-030 | VA-DC-003 | VA-DC-003-TN-030 | Tenant gear | access | Tenant-owned | Rack servers | — |  |  |  | VA-DC-003-RACK-G | 20 | 8 | Ready | tenant | CUST-5587 | N |  | N
VA-DC-003-TN-031 | VA-DC-003 | VA-DC-003-TN-031 | Tenant gear | access | Tenant-owned | HPC nodes | — |  |  |  | VA-DC-003-RACK-G | 28 | 8 | Ready | tenant | CUST-5587 | N |  | N
VA-DC-003-TN-032 | VA-DC-003 | VA-DC-003-TN-032 | Tenant gear | access | Tenant-owned | Rack servers | — |  |  |  | VA-DC-003-RACK-H | 2 | 2 | Ready | tenant | CUST-6478 | N |  | N
VA-DC-003-TN-033 | VA-DC-003 | VA-DC-003-TN-033 | Tenant gear | access | Tenant-owned | Storage array | — |  |  |  | VA-DC-003-RACK-H | 4 | 2 | Ready | tenant | CUST-6478 | N |  | N
VA-DC-003-TN-034 | VA-DC-003 | VA-DC-003-TN-034 | Tenant gear | access | Tenant-owned | Rack servers | — |  |  |  | VA-DC-003-RACK-H | 6 | 6 | Ready | tenant | CUST-6478 | N |  | N
VA-DC-003-TN-035 | VA-DC-003 | VA-DC-003-TN-035 | Tenant gear | access | Tenant-owned | Storage array | — |  |  |  | VA-DC-003-RACK-H | 12 | 4 | Ready | tenant | CUST-6478 | N |  | N
VA-DC-003-TN-036 | VA-DC-003 | VA-DC-003-TN-036 | Tenant gear | access | Tenant-owned | Mixed equipment | — |  |  |  | VA-DC-003-RACK-H | 16 | 8 | Ready | tenant | CUST-6478 | N |  | N
VA-DC-003-TN-037 | VA-DC-003 | VA-DC-003-TN-037 | Tenant gear | access | Tenant-owned | Mixed equipment | — |  |  |  | VA-DC-003-RACK-H | 24 | 4 | Ready | tenant | CUST-6478 | N |  | N
VA-DC-003-TN-038 | VA-DC-003 | VA-DC-003-TN-038 | Tenant gear | access | Tenant-owned | Mixed equipment | — |  |  |  | VA-DC-003-RACK-H | 28 | 4 | Ready | tenant | CUST-6478 | N |  | N
VA-DC-003-TN-039 | VA-DC-003 | VA-DC-003-TN-039 | Tenant gear | access | Tenant-owned | HPC nodes | — |  |  |  | VA-DC-003-RACK-I | 2 | 4 | Ready | tenant | CUST-1202 | N |  | N
VA-DC-003-TN-040 | VA-DC-003 | VA-DC-003-TN-040 | Tenant gear | access | Tenant-owned | Mixed equipment | — |  |  |  | VA-DC-003-RACK-I | 6 | 4 | Ready | tenant | CUST-1202 | N |  | N
VA-DC-003-TN-041 | VA-DC-003 | VA-DC-003-TN-041 | Tenant gear | access | Tenant-owned | HPC nodes | — |  |  |  | VA-DC-003-RACK-I | 10 | 6 | Ready | tenant | CUST-1202 | N |  | N
VA-DC-003-TN-042 | VA-DC-003 | VA-DC-003-TN-042 | Tenant gear | access | Tenant-owned | Storage array | — |  |  |  | VA-DC-003-RACK-I | 16 | 4 | Ready | tenant | CUST-1202 | N |  | N
VA-DC-003-TN-043 | VA-DC-003 | VA-DC-003-TN-043 | Tenant gear | access | Tenant-owned | Storage array | — |  |  |  | VA-DC-003-RACK-I | 20 | 4 | Ready | tenant | CUST-1202 | N |  | N
VA-DC-003-TN-044 | VA-DC-003 | VA-DC-003-TN-044 | Tenant gear | access | Tenant-owned | Blade chassis | — |  |  |  | VA-DC-003-RACK-I | 24 | 4 | Ready | tenant | CUST-1202 | N |  | N
VA-DC-003-TN-045 | VA-DC-003 | VA-DC-003-TN-045 | Tenant gear | access | Tenant-owned | Mixed equipment | — |  |  |  | VA-DC-003-RACK-J | 2 | 10 | Ready | tenant | CUST-1202 | N |  | N
VA-DC-003-TN-046 | VA-DC-003 | VA-DC-003-TN-046 | Tenant gear | access | Tenant-owned | Network stack | — |  |  |  | VA-DC-003-RACK-J | 12 | 6 | Ready | tenant | CUST-1202 | N |  | N
VA-DC-003-TN-047 | VA-DC-003 | VA-DC-003-TN-047 | Tenant gear | access | Tenant-owned | Blade chassis | — |  |  |  | VA-DC-003-RACK-J | 18 | 2 | Ready | tenant | CUST-1202 | N |  | N
VA-DC-003-TN-048 | VA-DC-003 | VA-DC-003-TN-048 | Tenant gear | access | Tenant-owned | Rack servers | — |  |  |  | VA-DC-003-RACK-J | 20 | 8 | Ready | tenant | CUST-1202 | N |  | N
VA-DC-003-TN-049 | VA-DC-003 | VA-DC-003-TN-049 | Tenant gear | access | Tenant-owned | HPC nodes | — |  |  |  | VA-DC-003-RACK-J | 28 | 8 | Ready | tenant | CUST-1202 | N |  | N
VA-DC-003-TN-050 | VA-DC-003 | VA-DC-003-TN-050 | Tenant gear | access | Tenant-owned | Rack servers | — |  |  |  | VA-DC-003-RACK-K | 2 | 2 | Ready | tenant | CUST-1202 | N |  | N
VA-DC-004-PE-T4-01 | VA-DC-004 | VA-DC-004-PE-T4-01 | Router | core | JUNIPER | MX204 | 21.4R3-S5.5 | JU0011005 | 172.23.40.20 | A4:5E:60:85:A7:6B | VA-DC-004-RACK-A | 2 | 1 | Ready | operator |  | Y | COL-VA-DC-004-1 | Y
VA-DC-004-PE-T4-02 | VA-DC-004 | VA-DC-004-PE-T4-02 | Router | core | JUNIPER | MX204 | 21.4R3-S5.5 | JU0011013 | 172.23.40.21 | A4:5E:60:61:46:AE | VA-DC-004-RACK-A | 3 | 1 | Ready | operator |  | Y | COL-VA-DC-004-2 | Y
VA-DC-004-PE-T4-03 | VA-DC-004 | VA-DC-004-PE-T4-03 | Router | core | NOKIA | 7750 SR-1 | SR OS 23.10.R2 | NK0011018 | 172.23.40.22 | A4:5E:60:AE:50:B7 | VA-DC-004-RACK-A | 4 | 1 | Ready | operator |  | Y | COL-VA-DC-004-1 | Y
VA-DC-004-PE-T4-04 | VA-DC-004 | VA-DC-004-PE-T4-04 | Router | core | NOKIA | 7750 SR-1 | SR OS 23.10.R2 | NK0011024 | 172.23.40.23 | A4:5E:60:0D:82:E8 | VA-DC-004-RACK-A | 5 | 1 | Ready | operator |  | Y | COL-VA-DC-004-2 | Y
VA-DC-004-FW-01 | VA-DC-004 | VA-DC-004-FW-01 | Firewall | core | FORTINET | FortiGate 3700F | FortiOS 7.4.3 | FG0011032 | 172.23.40.24 | A4:5E:60:E5:D8:AB | VA-DC-004-RACK-A | 6 | 3 | Ready | operator |  | Y | COL-VA-DC-004-2 | N
VA-DC-004-OLA-01 | VA-DC-004 | VA-DC-004-OLA-01 | DWDM | core | CIENA | 6500 D7 | R16.2 | CI0011035 | 172.23.40.25 | A4:5E:60:F0:01:5C | VA-DC-004-RACK-A | 9 | 6 | Ready | operator |  | Y | COL-VA-DC-004-1 | N
VA-DC-004-AGG-R01 | VA-DC-004 | VA-DC-004-AGG-R01 | Router | spine | JUNIPER | MX480 | 22.2R3-S2 | JU0011042 | 172.23.40.26 | A4:5E:60:7E:D8:6F | VA-DC-004-RACK-A | 15 | 4 | Ready | operator |  | Y | COL-VA-DC-004-2 | N
VA-DC-004-AGG-R02 | VA-DC-004 | VA-DC-004-AGG-R02 | Router | spine | JUNIPER | MX480 | 22.2R3-S2 | JU0011050 | 172.23.40.27 | A4:5E:60:16:C8:13 | VA-DC-004-RACK-A | 19 | 4 | Ready | operator |  | Y | COL-VA-DC-004-1 | N
VA-DC-004-MMR-SW-01 | VA-DC-004 | VA-DC-004-MMR-SW-01 | Switch | leaf | ARISTA | 7050SX3-48YC | EOS 4.31.1F | AR0011058 | 172.23.40.28 | A4:5E:60:57:5E:7A | VA-DC-004-RACK-A | 23 | 1 | Ready | operator |  | Y | COL-VA-DC-004-2 | N
VA-DC-004-MMR-SW-02 | VA-DC-004 | VA-DC-004-MMR-SW-02 | Switch | leaf | CISCO | Nexus 93180YC | NX-OS 10.3(4a) | CS0011068 | 172.23.40.29 | A4:5E:60:F7:E7:C8 | VA-DC-004-RACK-A | 24 | 1 | Ready | operator |  | Y | COL-VA-DC-004-1 | N
VA-DC-004-MMR-SW-03 | VA-DC-004 | VA-DC-004-MMR-SW-03 | Switch | leaf | CISCO | Nexus 93180YC | NX-OS 10.3(4a) | CS0011072 | 172.23.40.30 | A4:5E:60:1C:50:06 | VA-DC-004-RACK-A | 25 | 1 | Ready | operator |  | Y | COL-VA-DC-004-2 | N
VA-DC-004-MMR-SW-04 | VA-DC-004 | VA-DC-004-MMR-SW-04 | Switch | leaf | JUNIPER | QFX5120-48Y | 22.2R3 | JU0011082 | 172.23.40.31 | A4:5E:60:71:B5:53 | VA-DC-004-RACK-A | 26 | 1 | Ready | operator |  | Y | COL-VA-DC-004-1 | N
VA-DC-004-TOR-001 | VA-DC-004 | VA-DC-004-TOR-001 | Switch | access | JUNIPER | QFX5120-48Y | 22.2R3 | JU0011086 | 172.23.40.32 | A4:5E:60:AC:C7:5B | VA-DC-004-RACK-A | 27 | 1 | Ready | operator |  | Y | COL-VA-DC-004-2 | N
VA-DC-004-TOR-002 | VA-DC-004 | VA-DC-004-TOR-002 | Switch | access | ARISTA | 7050SX3-48YC | EOS 4.31.1F | AR0011097 | 172.23.40.33 | A4:5E:60:EA:75:48 | VA-DC-004-RACK-A | 28 | 1 | Ready | operator |  | Y | COL-VA-DC-004-1 | N
VA-DC-004-TN-001 | VA-DC-004 | VA-DC-004-TN-001 | Tenant gear | access | Tenant-owned | Blade chassis | — |  |  |  | VA-DC-004-RACK-A | 29 | 6 | Ready | tenant |  | N |  | N
VA-DC-004-TN-002 | VA-DC-004 | VA-DC-004-TN-002 | Tenant gear | access | Tenant-owned | Storage array | — |  |  |  | VA-DC-004-RACK-B | 2 | 4 | Ready | tenant | CUST-3835 | N |  | N
VA-DC-004-TN-003 | VA-DC-004 | VA-DC-004-TN-003 | Tenant gear | access | Tenant-owned | HPC nodes | — |  |  |  | VA-DC-004-RACK-B | 6 | 4 | Ready | tenant | CUST-3835 | N |  | N
VA-DC-004-TN-004 | VA-DC-004 | VA-DC-004-TN-004 | Tenant gear | access | Tenant-owned | Rack servers | — |  |  |  | VA-DC-004-RACK-B | 10 | 8 | Ready | tenant | CUST-3835 | N |  | N
VA-DC-004-TN-005 | VA-DC-004 | VA-DC-004-TN-005 | Tenant gear | access | Tenant-owned | Blade chassis | — |  |  |  | VA-DC-004-RACK-B | 18 | 8 | Ready | tenant | CUST-3835 | N |  | N
VA-DC-004-TN-006 | VA-DC-004 | VA-DC-004-TN-006 | Tenant gear | access | Tenant-owned | Blade chassis | — |  |  |  | VA-DC-004-RACK-B | 26 | 2 | Ready | tenant | CUST-3835 | N |  | N
VA-DC-004-TN-007 | VA-DC-004 | VA-DC-004-TN-007 | Tenant gear | access | Tenant-owned | Network stack | — |  |  |  | VA-DC-004-RACK-B | 28 | 2 | Ready | tenant | CUST-3835 | N |  | N
VA-DC-004-TN-008 | VA-DC-004 | VA-DC-004-TN-008 | Tenant gear | access | Tenant-owned | HPC nodes | — |  |  |  | VA-DC-004-RACK-B | 30 | 2 | Ready | tenant | CUST-3835 | N |  | N
VA-DC-004-TN-009 | VA-DC-004 | VA-DC-004-TN-009 | Tenant gear | access | Tenant-owned | Network stack | — |  |  |  | VA-DC-004-RACK-C | 2 | 6 | Ready | tenant | CUST-6468 | N |  | N
VA-DC-004-TN-010 | VA-DC-004 | VA-DC-004-TN-010 | Tenant gear | access | Tenant-owned | Blade chassis | — |  |  |  | VA-DC-004-RACK-C | 8 | 10 | Ready | tenant | CUST-6468 | N |  | N
VA-DC-004-TN-011 | VA-DC-004 | VA-DC-004-TN-011 | Tenant gear | access | Tenant-owned | Storage array | — |  |  |  | VA-DC-004-RACK-C | 18 | 8 | Ready | tenant | CUST-6468 | N |  | N
VA-DC-004-TN-012 | VA-DC-004 | VA-DC-004-TN-012 | Tenant gear | access | Tenant-owned | Mixed equipment | — |  |  |  | VA-DC-004-RACK-C | 26 | 8 | Ready | tenant | CUST-6468 | N |  | N
VA-DC-004-TN-013 | VA-DC-004 | VA-DC-004-TN-013 | Tenant gear | access | Tenant-owned | Blade chassis | — |  |  |  | VA-DC-004-RACK-C | 34 | 2 | Ready | tenant | CUST-6468 | N |  | N
VA-DC-004-TN-014 | VA-DC-004 | VA-DC-004-TN-014 | Tenant gear | access | Tenant-owned | Network stack | — |  |  |  | VA-DC-004-RACK-D | 2 | 4 | Ready | tenant | CUST-6468 | N |  | N
VA-DC-004-TN-015 | VA-DC-004 | VA-DC-004-TN-015 | Tenant gear | access | Tenant-owned | Blade chassis | — |  |  |  | VA-DC-004-RACK-D | 6 | 2 | Ready | tenant | CUST-6468 | N |  | N
VA-DC-004-TN-016 | VA-DC-004 | VA-DC-004-TN-016 | Tenant gear | access | Tenant-owned | Storage array | — |  |  |  | VA-DC-004-RACK-D | 8 | 4 | Ready | tenant | CUST-6468 | N |  | N
VA-DC-004-TN-017 | VA-DC-004 | VA-DC-004-TN-017 | Tenant gear | access | Tenant-owned | Blade chassis | — |  |  |  | VA-DC-004-RACK-D | 12 | 8 | Ready | tenant | CUST-6468 | N |  | N
VA-DC-004-TN-018 | VA-DC-004 | VA-DC-004-TN-018 | Tenant gear | access | Tenant-owned | Network stack | — |  |  |  | VA-DC-004-RACK-D | 20 | 10 | Ready | tenant | CUST-6468 | N |  | N
VA-DC-004-TN-019 | VA-DC-004 | VA-DC-004-TN-019 | Tenant gear | access | Tenant-owned | Rack servers | — |  |  |  | VA-DC-004-RACK-D | 30 | 4 | Ready | tenant | CUST-6468 | N |  | N
VA-DC-004-TN-020 | VA-DC-004 | VA-DC-004-TN-020 | Tenant gear | access | Tenant-owned | Blade chassis | — |  |  |  | VA-DC-004-RACK-E | 2 | 6 | Ready | tenant | CUST-4716 | N |  | N
VA-DC-004-TN-021 | VA-DC-004 | VA-DC-004-TN-021 | Tenant gear | access | Tenant-owned | Mixed equipment | — |  |  |  | VA-DC-004-RACK-E | 8 | 4 | Ready | tenant | CUST-4716 | N |  | N
VA-DC-004-TN-022 | VA-DC-004 | VA-DC-004-TN-022 | Tenant gear | access | Tenant-owned | HPC nodes | — |  |  |  | VA-DC-004-RACK-E | 12 | 8 | Ready | tenant | CUST-4716 | N |  | N
VA-DC-004-TN-023 | VA-DC-004 | VA-DC-004-TN-023 | Tenant gear | access | Tenant-owned | Blade chassis | — |  |  |  | VA-DC-004-RACK-E | 20 | 10 | Ready | tenant | CUST-4716 | N |  | N
VA-DC-004-TN-024 | VA-DC-004 | VA-DC-004-TN-024 | Tenant gear | access | Tenant-owned | Mixed equipment | — |  |  |  | VA-DC-004-RACK-F | 2 | 10 | Ready | tenant | CUST-8220 | N |  | N
VA-DC-004-TN-025 | VA-DC-004 | VA-DC-004-TN-025 | Tenant gear | access | Tenant-owned | Storage array | — |  |  |  | VA-DC-004-RACK-F | 12 | 8 | Ready | tenant | CUST-8220 | N |  | N
VA-DC-004-TN-026 | VA-DC-004 | VA-DC-004-TN-026 | Tenant gear | access | Tenant-owned | Mixed equipment | — |  |  |  | VA-DC-004-RACK-F | 20 | 6 | Ready | tenant | CUST-8220 | N |  | N
TX-DC-005-PE-T4-01 | TX-DC-005 | TX-DC-005-PE-T4-01 | Router | core | JUNIPER | MX204 | 21.4R3-S5.5 | JU0011005 | 172.27.40.20 | A4:5E:60:D6:BF:A8 | TX-DC-005-RACK-A | 2 | 1 | Ready | operator |  | Y | COL-TX-DC-005-1 | Y
TX-DC-005-PE-T4-02 | TX-DC-005 | TX-DC-005-PE-T4-02 | Router | core | JUNIPER | MX204 | 21.4R3-S5.5 | JU0011009 | 172.27.40.21 | A4:5E:60:D8:33:D0 | TX-DC-005-RACK-A | 3 | 1 | Ready | operator |  | Y | COL-TX-DC-005-2 | Y
TX-DC-005-PE-T4-03 | TX-DC-005 | TX-DC-005-PE-T4-03 | Router | core | NOKIA | 7750 SR-1 | SR OS 23.10.R2 | NK0011014 | 172.27.40.22 | A4:5E:60:0F:0B:FE | TX-DC-005-RACK-A | 4 | 1 | Ready | operator |  | Y | COL-TX-DC-005-1 | Y
TX-DC-005-PE-T4-04 | TX-DC-005 | TX-DC-005-PE-T4-04 | Router | core | NOKIA | 7750 SR-1 | SR OS 23.10.R2 | NK0011025 | 172.27.40.23 | A4:5E:60:C8:8C:AD | TX-DC-005-RACK-A | 5 | 1 | Ready | operator |  | Y | COL-TX-DC-005-2 | Y
TX-DC-005-FW-01 | TX-DC-005 | TX-DC-005-FW-01 | Firewall | core | FORTINET | FortiGate 3700F | FortiOS 7.4.3 | FG0011029 | 172.27.40.24 | A4:5E:60:44:B4:9C | TX-DC-005-RACK-A | 6 | 3 | Ready | operator |  | Y | COL-TX-DC-005-2 | N
TX-DC-005-OLA-01 | TX-DC-005 | TX-DC-005-OLA-01 | DWDM | core | NOKIA | 1830 PSS-16II | R23.6 | NK0011040 | 172.27.40.25 | A4:5E:60:AE:0E:55 | TX-DC-005-RACK-A | 9 | 6 | Ready | operator |  | Y | COL-TX-DC-005-1 | N
TX-DC-005-OLA-02 | TX-DC-005 | TX-DC-005-OLA-02 | DWDM | core | NOKIA | 1830 PSS-16II | R23.6 | NK0011042 | 172.27.40.26 | A4:5E:60:13:25:A6 | TX-DC-005-RACK-A | 15 | 6 | Ready | operator |  | Y | COL-TX-DC-005-2 | N
TX-DC-005-AGG-R01 | TX-DC-005 | TX-DC-005-AGG-R01 | Router | spine | JUNIPER | MX480 | 22.2R3-S2 | JU0011054 | 172.27.40.27 | A4:5E:60:47:F9:71 | TX-DC-005-RACK-A | 21 | 4 | Ready | operator |  | Y | COL-TX-DC-005-2 | N
TX-DC-005-AGG-R02 | TX-DC-005 | TX-DC-005-AGG-R02 | Router | spine | JUNIPER | MX480 | 22.2R3-S2 | JU0011059 | 172.27.40.28 | A4:5E:60:A0:69:17 | TX-DC-005-RACK-A | 25 | 4 | Ready | operator |  | Y | COL-TX-DC-005-1 | N
TX-DC-005-AGG-R03 | TX-DC-005 | TX-DC-005-AGG-R03 | Router | spine | JUNIPER | MX480 | 22.2R3-S2 | JU0011068 | 172.27.40.29 | A4:5E:60:E8:66:BF | TX-DC-005-RACK-A | 29 | 4 | Ready | operator |  | Y | COL-TX-DC-005-2 | N
TX-DC-005-MMR-SW-01 | TX-DC-005 | TX-DC-005-MMR-SW-01 | Switch | leaf | CISCO | Nexus 93180YC | NX-OS 10.3(4a) | CS0011072 | 172.27.40.30 | A4:5E:60:B3:0E:76 | TX-DC-005-RACK-A | 33 | 1 | Ready | operator |  | Y | COL-TX-DC-005-2 | N
TX-DC-005-MMR-SW-02 | TX-DC-005 | TX-DC-005-MMR-SW-02 | Switch | leaf | ARISTA | 7050SX3-48YC | EOS 4.31.1F | AR0011077 | 172.27.40.31 | A4:5E:60:9A:94:0C | TX-DC-005-RACK-A | 34 | 1 | Ready | operator |  | Y | COL-TX-DC-005-1 | N
TX-DC-005-MMR-SW-03 | TX-DC-005 | TX-DC-005-MMR-SW-03 | Switch | leaf | ARISTA | 7050SX3-48YC | EOS 4.31.1F | AR0011088 | 172.27.40.32 | A4:5E:60:09:8A:BA | TX-DC-005-RACK-A | 35 | 1 | Ready | operator |  | Y | COL-TX-DC-005-2 | N
TX-DC-005-MMR-SW-04 | TX-DC-005 | TX-DC-005-MMR-SW-04 | Switch | leaf | CISCO | Nexus 93180YC | NX-OS 10.3(4a) | CS0011094 | 172.27.40.33 | A4:5E:60:0E:B8:64 | TX-DC-005-RACK-A | 36 | 1 | Ready | operator |  | Y | COL-TX-DC-005-1 | N
TX-DC-005-MMR-SW-05 | TX-DC-005 | TX-DC-005-MMR-SW-05 | Switch | leaf | ARISTA | 7050SX3-48YC | EOS 4.31.1F | AR0011099 | 172.27.40.34 | A4:5E:60:FC:2F:D9 | TX-DC-005-RACK-B | 2 | 1 | Ready | operator |  | Y | COL-TX-DC-005-2 | N
TX-DC-005-MMR-SW-06 | TX-DC-005 | TX-DC-005-MMR-SW-06 | Switch | leaf | CISCO | Nexus 93180YC | NX-OS 10.3(4a) | CS0011107 | 172.27.40.35 | A4:5E:60:62:85:3B | TX-DC-005-RACK-B | 3 | 1 | Ready | operator |  | Y | COL-TX-DC-005-1 | N
TX-DC-005-MMR-SW-07 | TX-DC-005 | TX-DC-005-MMR-SW-07 | Switch | leaf | ARISTA | 7050SX3-48YC | EOS 4.31.1F | AR0011116 | 172.27.40.36 | A4:5E:60:CC:08:50 | TX-DC-005-RACK-B | 4 | 1 | Ready | operator |  | Y | COL-TX-DC-005-2 | N
TX-DC-005-TOR-001 | TX-DC-005 | TX-DC-005-TOR-001 | Switch | access | CISCO | Nexus 93180YC | NX-OS 10.3(4a) | CS0011122 | 172.27.40.37 | A4:5E:60:8E:EA:27 | TX-DC-005-RACK-B | 5 | 1 | Ready | operator |  | Y | COL-TX-DC-005-2 | N
TX-DC-005-TOR-002 | TX-DC-005 | TX-DC-005-TOR-002 | Switch | access | JUNIPER | QFX5120-48Y | 22.2R3 | JU0011132 | 172.27.40.38 | A4:5E:60:A1:13:8D | TX-DC-005-RACK-B | 6 | 1 | Ready | operator |  | Y | COL-TX-DC-005-1 | N
TX-DC-005-TOR-003 | TX-DC-005 | TX-DC-005-TOR-003 | Switch | access | JUNIPER | QFX5120-48Y | 22.2R3 | JU0011133 | 172.27.40.39 | A4:5E:60:68:3E:D7 | TX-DC-005-RACK-B | 7 | 1 | Ready | operator |  | Y | COL-TX-DC-005-2 | N
TX-DC-005-TOR-004 | TX-DC-005 | TX-DC-005-TOR-004 | Switch | access | ARISTA | 7050SX3-48YC | EOS 4.31.1F | AR0011143 | 172.27.40.40 | A4:5E:60:FB:C0:87 | TX-DC-005-RACK-B | 8 | 1 | Ready | operator |  | Y | COL-TX-DC-005-1 | N
TX-DC-005-TOR-005 | TX-DC-005 | TX-DC-005-TOR-005 | Switch | access | ARISTA | 7050SX3-48YC | EOS 4.31.1F | AR0011149 | 172.27.40.41 | A4:5E:60:C4:25:C7 | TX-DC-005-RACK-B | 9 | 1 | Ready | operator |  | Y | COL-TX-DC-005-2 | N
TX-DC-005-TN-001 | TX-DC-005 | TX-DC-005-TN-001 | Tenant gear | access | Tenant-owned | Network stack | — |  |  |  | TX-DC-005-RACK-B | 10 | 6 | Ready | tenant |  | N |  | N
TX-DC-005-TN-002 | TX-DC-005 | TX-DC-005-TN-002 | Tenant gear | access | Tenant-owned | HPC nodes | — |  |  |  | TX-DC-005-RACK-B | 16 | 2 | Ready | tenant |  | N |  | N
TX-DC-005-TN-003 | TX-DC-005 | TX-DC-005-TN-003 | Tenant gear | access | Tenant-owned | Mixed equipment | — |  |  |  | TX-DC-005-RACK-B | 18 | 4 | Ready | tenant |  | N |  | N
TX-DC-005-TN-004 | TX-DC-005 | TX-DC-005-TN-004 | Tenant gear | access | Tenant-owned | HPC nodes | — |  |  |  | TX-DC-005-RACK-B | 22 | 10 | Ready | tenant |  | N |  | N
TX-DC-005-TN-005 | TX-DC-005 | TX-DC-005-TN-005 | Tenant gear | access | Tenant-owned | Rack servers | — |  |  |  | TX-DC-005-RACK-B | 32 | 2 | Ready | tenant |  | N |  | N
TX-DC-005-TN-006 | TX-DC-005 | TX-DC-005-TN-006 | Tenant gear | access | Tenant-owned | Blade chassis | — |  |  |  | TX-DC-005-RACK-C | 2 | 6 | Ready | tenant | CUST-9121 | N |  | N
TX-DC-005-TN-007 | TX-DC-005 | TX-DC-005-TN-007 | Tenant gear | access | Tenant-owned | HPC nodes | — |  |  |  | TX-DC-005-RACK-C | 8 | 2 | Ready | tenant | CUST-9121 | N |  | N
TX-DC-005-TN-008 | TX-DC-005 | TX-DC-005-TN-008 | Tenant gear | access | Tenant-owned | HPC nodes | — |  |  |  | TX-DC-005-RACK-C | 10 | 8 | Ready | tenant | CUST-9121 | N |  | N
TX-DC-005-TN-009 | TX-DC-005 | TX-DC-005-TN-009 | Tenant gear | access | Tenant-owned | Rack servers | — |  |  |  | TX-DC-005-RACK-C | 18 | 8 | Ready | tenant | CUST-9121 | N |  | N
TX-DC-005-TN-010 | TX-DC-005 | TX-DC-005-TN-010 | Tenant gear | access | Tenant-owned | Rack servers | — |  |  |  | TX-DC-005-RACK-C | 26 | 2 | Ready | tenant | CUST-9121 | N |  | N
TX-DC-005-TN-011 | TX-DC-005 | TX-DC-005-TN-011 | Tenant gear | access | Tenant-owned | Storage array | — |  |  |  | TX-DC-005-RACK-D | 2 | 10 | Ready | tenant | CUST-9121 | N |  | N
TX-DC-005-TN-012 | TX-DC-005 | TX-DC-005-TN-012 | Tenant gear | access | Tenant-owned | Rack servers | — |  |  |  | TX-DC-005-RACK-D | 12 | 8 | Ready | tenant | CUST-9121 | N |  | N
TX-DC-005-TN-013 | TX-DC-005 | TX-DC-005-TN-013 | Tenant gear | access | Tenant-owned | Network stack | — |  |  |  | TX-DC-005-RACK-D | 20 | 4 | Ready | tenant | CUST-9121 | N |  | N
TX-DC-005-TN-014 | TX-DC-005 | TX-DC-005-TN-014 | Tenant gear | access | Tenant-owned | Mixed equipment | — |  |  |  | TX-DC-005-RACK-D | 24 | 2 | Ready | tenant | CUST-9121 | N |  | N
TX-DC-005-TN-015 | TX-DC-005 | TX-DC-005-TN-015 | Tenant gear | access | Tenant-owned | Blade chassis | — |  |  |  | TX-DC-005-RACK-D | 26 | 2 | Ready | tenant | CUST-9121 | N |  | N
TX-DC-005-TN-016 | TX-DC-005 | TX-DC-005-TN-016 | Tenant gear | access | Tenant-owned | Mixed equipment | — |  |  |  | TX-DC-005-RACK-D | 28 | 2 | Ready | tenant | CUST-9121 | N |  | N
TX-DC-005-TN-017 | TX-DC-005 | TX-DC-005-TN-017 | Tenant gear | access | Tenant-owned | Mixed equipment | — |  |  |  | TX-DC-005-RACK-D | 30 | 2 | Ready | tenant | CUST-9121 | N |  | N
TX-DC-005-TN-018 | TX-DC-005 | TX-DC-005-TN-018 | Tenant gear | access | Tenant-owned | Storage array | — |  |  |  | TX-DC-005-RACK-E | 2 | 10 | Ready | tenant | CUST-9121 | N |  | N
TX-DC-005-TN-019 | TX-DC-005 | TX-DC-005-TN-019 | Tenant gear | access | Tenant-owned | Storage array | — |  |  |  | TX-DC-005-RACK-E | 12 | 4 | Ready | tenant | CUST-9121 | N |  | N
TX-DC-005-TN-020 | TX-DC-005 | TX-DC-005-TN-020 | Tenant gear | access | Tenant-owned | HPC nodes | — |  |  |  | TX-DC-005-RACK-E | 16 | 2 | Ready | tenant | CUST-9121 | N |  | N
TX-DC-005-TN-021 | TX-DC-005 | TX-DC-005-TN-021 | Tenant gear | access | Tenant-owned | Rack servers | — |  |  |  | TX-DC-005-RACK-E | 18 | 10 | Ready | tenant | CUST-9121 | N |  | N
TX-DC-005-TN-022 | TX-DC-005 | TX-DC-005-TN-022 | Tenant gear | access | Tenant-owned | Storage array | — |  |  |  | TX-DC-005-RACK-F | 2 | 8 | Ready | tenant | CUST-9121 | N |  | N
TX-DC-005-TN-023 | TX-DC-005 | TX-DC-005-TN-023 | Tenant gear | access | Tenant-owned | Blade chassis | — |  |  |  | TX-DC-005-RACK-F | 10 | 6 | Ready | tenant | CUST-9121 | N |  | N
TX-DC-005-TN-024 | TX-DC-005 | TX-DC-005-TN-024 | Tenant gear | access | Tenant-owned | HPC nodes | — |  |  |  | TX-DC-005-RACK-F | 16 | 2 | Ready | tenant | CUST-9121 | N |  | N
TX-DC-005-TN-025 | TX-DC-005 | TX-DC-005-TN-025 | Tenant gear | access | Tenant-owned | Blade chassis | — |  |  |  | TX-DC-005-RACK-F | 18 | 10 | Ready | tenant | CUST-9121 | N |  | N
TX-DC-005-TN-026 | TX-DC-005 | TX-DC-005-TN-026 | Tenant gear | access | Tenant-owned | Storage array | — |  |  |  | TX-DC-005-RACK-F | 28 | 6 | Ready | tenant | CUST-9121 | N |  | N
TX-DC-005-TN-027 | TX-DC-005 | TX-DC-005-TN-027 | Tenant gear | access | Tenant-owned | HPC nodes | — |  |  |  | TX-DC-005-RACK-G | 2 | 6 | Ready | tenant | CUST-9121 | N |  | N
TX-DC-005-TN-028 | TX-DC-005 | TX-DC-005-TN-028 | Tenant gear | access | Tenant-owned | Mixed equipment | — |  |  |  | TX-DC-005-RACK-G | 8 | 10 | Ready | tenant | CUST-9121 | N |  | N
TX-DC-005-TN-029 | TX-DC-005 | TX-DC-005-TN-029 | Tenant gear | access | Tenant-owned | Storage array | — |  |  |  | TX-DC-005-RACK-G | 18 | 10 | Ready | tenant | CUST-9121 | N |  | N
TX-DC-005-TN-030 | TX-DC-005 | TX-DC-005-TN-030 | Tenant gear | access | Tenant-owned | Blade chassis | — |  |  |  | TX-DC-005-RACK-H | 2 | 10 | Ready | tenant | CUST-7339 | N |  | N
TX-DC-005-TN-031 | TX-DC-005 | TX-DC-005-TN-031 | Tenant gear | access | Tenant-owned | Mixed equipment | — |  |  |  | TX-DC-005-RACK-H | 12 | 4 | Ready | tenant | CUST-7339 | N |  | N
TX-DC-005-TN-032 | TX-DC-005 | TX-DC-005-TN-032 | Tenant gear | access | Tenant-owned | Storage array | — |  |  |  | TX-DC-005-RACK-H | 16 | 8 | Ready | tenant | CUST-7339 | N |  | N
TX-DC-005-TN-033 | TX-DC-005 | TX-DC-005-TN-033 | Tenant gear | access | Tenant-owned | HPC nodes | — |  |  |  | TX-DC-005-RACK-H | 24 | 4 | Ready | tenant | CUST-7339 | N |  | N
TX-DC-005-TN-034 | TX-DC-005 | TX-DC-005-TN-034 | Tenant gear | access | Tenant-owned | Blade chassis | — |  |  |  | TX-DC-005-RACK-H | 28 | 2 | Ready | tenant | CUST-7339 | N |  | N
TX-DC-005-TN-035 | TX-DC-005 | TX-DC-005-TN-035 | Tenant gear | access | Tenant-owned | Network stack | — |  |  |  | TX-DC-005-RACK-I | 2 | 6 | Ready | tenant | CUST-2944 | N |  | N
TX-DC-005-TN-036 | TX-DC-005 | TX-DC-005-TN-036 | Tenant gear | access | Tenant-owned | Storage array | — |  |  |  | TX-DC-005-RACK-I | 8 | 6 | Ready | tenant | CUST-2944 | N |  | N
TX-DC-005-TN-037 | TX-DC-005 | TX-DC-005-TN-037 | Tenant gear | access | Tenant-owned | Blade chassis | — |  |  |  | TX-DC-005-RACK-I | 14 | 4 | Ready | tenant | CUST-2944 | N |  | N
TX-DC-005-TN-038 | TX-DC-005 | TX-DC-005-TN-038 | Tenant gear | access | Tenant-owned | Mixed equipment | — |  |  |  | TX-DC-005-RACK-I | 18 | 6 | Ready | tenant | CUST-2944 | N |  | N
TX-DC-005-TN-039 | TX-DC-005 | TX-DC-005-TN-039 | Tenant gear | access | Tenant-owned | HPC nodes | — |  |  |  | TX-DC-005-RACK-I | 24 | 10 | Ready | tenant | CUST-2944 | N |  | N
TX-DC-005-TN-040 | TX-DC-005 | TX-DC-005-TN-040 | Tenant gear | access | Tenant-owned | HPC nodes | — |  |  |  | TX-DC-005-RACK-J | 2 | 4 | Ready | tenant | CUST-2944 | N |  | N
TX-DC-005-TN-041 | TX-DC-005 | TX-DC-005-TN-041 | Tenant gear | access | Tenant-owned | Mixed equipment | — |  |  |  | TX-DC-005-RACK-J | 6 | 4 | Ready | tenant | CUST-2944 | N |  | N
TX-DC-005-TN-042 | TX-DC-005 | TX-DC-005-TN-042 | Tenant gear | access | Tenant-owned | Mixed equipment | — |  |  |  | TX-DC-005-RACK-J | 10 | 8 | Ready | tenant | CUST-2944 | N |  | N
TX-DC-005-TN-043 | TX-DC-005 | TX-DC-005-TN-043 | Tenant gear | access | Tenant-owned | Blade chassis | — |  |  |  | TX-DC-005-RACK-J | 18 | 10 | Ready | tenant | CUST-2944 | N |  | N
TX-DC-005-TN-044 | TX-DC-005 | TX-DC-005-TN-044 | Tenant gear | access | Tenant-owned | Blade chassis | — |  |  |  | TX-DC-005-RACK-J | 28 | 2 | Ready | tenant | CUST-2944 | N |  | N
TX-DC-005-TN-045 | TX-DC-005 | TX-DC-005-TN-045 | Tenant gear | access | Tenant-owned | Network stack | — |  |  |  | TX-DC-005-RACK-J | 30 | 2 | Ready | tenant | CUST-2944 | N |  | N
TX-DC-005-TN-046 | TX-DC-005 | TX-DC-005-TN-046 | Tenant gear | access | Tenant-owned | Rack servers | — |  |  |  | TX-DC-005-RACK-K | 2 | 8 | Ready | tenant | CUST-3825 | N |  | N
TX-DC-005-TN-047 | TX-DC-005 | TX-DC-005-TN-047 | Tenant gear | access | Tenant-owned | HPC nodes | — |  |  |  | TX-DC-005-RACK-K | 10 | 10 | Ready | tenant | CUST-3825 | N |  | N
TX-DC-005-TN-048 | TX-DC-005 | TX-DC-005-TN-048 | Tenant gear | access | Tenant-owned | Rack servers | — |  |  |  | TX-DC-005-RACK-K | 20 | 8 | Ready | tenant | CUST-3825 | N |  | N
TX-DC-005-TN-049 | TX-DC-005 | TX-DC-005-TN-049 | Tenant gear | access | Tenant-owned | Rack servers | — |  |  |  | TX-DC-005-RACK-K | 28 | 2 | Ready | tenant | CUST-3825 | N |  | N
TX-DC-005-TN-050 | TX-DC-005 | TX-DC-005-TN-050 | Tenant gear | access | Tenant-owned | Storage array | — |  |  |  | TX-DC-005-RACK-L | 2 | 8 | Ready | tenant | CUST-3825 | N |  | N
TX-DC-005-TN-051 | TX-DC-005 | TX-DC-005-TN-051 | Tenant gear | access | Tenant-owned | Blade chassis | — |  |  |  | TX-DC-005-RACK-L | 10 | 10 | Ready | tenant | CUST-3825 | N |  | N
TX-DC-005-TN-052 | TX-DC-005 | TX-DC-005-TN-052 | Tenant gear | access | Tenant-owned | Rack servers | — |  |  |  | TX-DC-005-RACK-L | 20 | 4 | Ready | tenant | CUST-3825 | N |  | N
TX-DC-005-TN-053 | TX-DC-005 | TX-DC-005-TN-053 | Tenant gear | access | Tenant-owned | Network stack | — |  |  |  | TX-DC-005-RACK-L | 24 | 4 | Ready | tenant | CUST-3825 | N |  | N
TX-DC-005-TN-054 | TX-DC-005 | TX-DC-005-TN-054 | Tenant gear | access | Tenant-owned | Storage array | — |  |  |  | TX-DC-005-RACK-M | 2 | 10 | Ready | tenant | CUST-9982 | N |  | N
TX-DC-005-TN-055 | TX-DC-005 | TX-DC-005-TN-055 | Tenant gear | access | Tenant-owned | Storage array | — |  |  |  | TX-DC-005-RACK-M | 12 | 6 | Ready | tenant | CUST-9982 | N |  | N
TX-DC-005-TN-056 | TX-DC-005 | TX-DC-005-TN-056 | Tenant gear | access | Tenant-owned | Blade chassis | — |  |  |  | TX-DC-005-RACK-M | 18 | 4 | Ready | tenant | CUST-9982 | N |  | N
TX-DC-005-TN-057 | TX-DC-005 | TX-DC-005-TN-057 | Tenant gear | access | Tenant-owned | Network stack | — |  |  |  | TX-DC-005-RACK-M | 22 | 4 | Ready | tenant | CUST-9982 | N |  | N
TX-DC-005-TN-058 | TX-DC-005 | TX-DC-005-TN-058 | Tenant gear | access | Tenant-owned | HPC nodes | — |  |  |  | TX-DC-005-RACK-M | 26 | 4 | Ready | tenant | CUST-9982 | N |  | N
TX-DC-005-TN-059 | TX-DC-005 | TX-DC-005-TN-059 | Tenant gear | access | Tenant-owned | Blade chassis | — |  |  |  | TX-DC-005-RACK-N | 2 | 8 | Ready | tenant | CUST-9982 | N |  | N
TX-DC-005-TN-060 | TX-DC-005 | TX-DC-005-TN-060 | Tenant gear | access | Tenant-owned | Blade chassis | — |  |  |  | TX-DC-005-RACK-N | 10 | 6 | Ready | tenant | CUST-9982 | N |  | N
TX-DC-005-TN-061 | TX-DC-005 | TX-DC-005-TN-061 | Tenant gear | access | Tenant-owned | Mixed equipment | — |  |  |  | TX-DC-005-RACK-N | 16 | 8 | Ready | tenant | CUST-9982 | N |  | N
TX-DC-005-TN-062 | TX-DC-005 | TX-DC-005-TN-062 | Tenant gear | access | Tenant-owned | Rack servers | — |  |  |  | TX-DC-005-RACK-N | 24 | 4 | Ready | tenant | CUST-9982 | N |  | N
TX-DC-006-PE-T4-01 | TX-DC-006 | TX-DC-006-PE-T4-01 | Router | core | JUNIPER | MX204 | 21.4R3-S5.5 | JU0011006 | 172.30.40.20 | A4:5E:60:98:4D:2A | TX-DC-006-RACK-A | 2 | 1 | Ready | operator |  | Y | COL-TX-DC-006-2 | Y
TX-DC-006-PE-T4-02 | TX-DC-006 | TX-DC-006-PE-T4-02 | Router | core | JUNIPER | MX204 | 21.4R3-S5.5 | JU0011007 | 172.30.40.21 | A4:5E:60:01:1C:E5 | TX-DC-006-RACK-A | 3 | 1 | Ready | operator |  | Y | COL-TX-DC-006-1 | Y
TX-DC-006-PE-T4-03 | TX-DC-006 | TX-DC-006-PE-T4-03 | Router | core | NOKIA | 7750 SR-1 | SR OS 23.10.R2 | NK0011015 | 172.30.40.22 | A4:5E:60:91:5C:AF | TX-DC-006-RACK-A | 4 | 1 | Ready | operator |  | Y | COL-TX-DC-006-2 | Y
TX-DC-006-PE-T4-04 | TX-DC-006 | TX-DC-006-PE-T4-04 | Router | core | NOKIA | 7750 SR-1 | SR OS 23.10.R2 | NK0011023 | 172.30.40.23 | A4:5E:60:FE:4E:E7 | TX-DC-006-RACK-A | 5 | 1 | Ready | operator |  | Y | COL-TX-DC-006-1 | Y
TX-DC-006-FW-01 | TX-DC-006 | TX-DC-006-FW-01 | Firewall | core | FORTINET | FortiGate 3700F | FortiOS 7.4.3 | FG0011034 | 172.30.40.24 | A4:5E:60:3A:6D:3D | TX-DC-006-RACK-A | 6 | 3 | Ready | operator |  | Y | COL-TX-DC-006-1 | N
TX-DC-006-OLA-01 | TX-DC-006 | TX-DC-006-OLA-01 | DWDM | core | CIENA | 6500 D7 | R16.2 | CI0011037 | 172.30.40.25 | A4:5E:60:0E:D1:59 | TX-DC-006-RACK-A | 9 | 6 | Ready | operator |  | Y | COL-TX-DC-006-2 | N
TX-DC-006-OLA-02 | TX-DC-006 | TX-DC-006-OLA-02 | DWDM | core | NOKIA | 1830 PSS-16II | R23.6 | NK0011042 | 172.30.40.26 | A4:5E:60:FE:13:FC | TX-DC-006-RACK-A | 15 | 6 | Ready | operator |  | Y | COL-TX-DC-006-1 | N
TX-DC-006-AGG-R01 | TX-DC-006 | TX-DC-006-AGG-R01 | Router | spine | JUNIPER | MX480 | 22.2R3-S2 | JU0011049 | 172.30.40.27 | A4:5E:60:64:3D:F5 | TX-DC-006-RACK-A | 21 | 4 | Ready | operator |  | Y | COL-TX-DC-006-1 | N
TX-DC-006-AGG-R02 | TX-DC-006 | TX-DC-006-AGG-R02 | Router | spine | JUNIPER | MX480 | 22.2R3-S2 | JU0011057 | 172.30.40.28 | A4:5E:60:BF:0B:D8 | TX-DC-006-RACK-A | 25 | 4 | Ready | operator |  | Y | COL-TX-DC-006-2 | N
TX-DC-006-MMR-SW-01 | TX-DC-006 | TX-DC-006-MMR-SW-01 | Switch | leaf | CISCO | Nexus 93180YC | NX-OS 10.3(4a) | CS0011066 | 172.30.40.29 | A4:5E:60:45:09:33 | TX-DC-006-RACK-A | 29 | 1 | Ready | operator |  | Y | COL-TX-DC-006-1 | N
TX-DC-006-MMR-SW-02 | TX-DC-006 | TX-DC-006-MMR-SW-02 | Switch | leaf | ARISTA | 7050SX3-48YC | EOS 4.31.1F | AR0011075 | 172.30.40.30 | A4:5E:60:65:E8:8C | TX-DC-006-RACK-A | 30 | 1 | Ready | operator |  | Y | COL-TX-DC-006-2 | N
TX-DC-006-MMR-SW-03 | TX-DC-006 | TX-DC-006-MMR-SW-03 | Switch | leaf | ARISTA | 7050SX3-48YC | EOS 4.31.1F | AR0011080 | 172.30.40.31 | A4:5E:60:21:07:79 | TX-DC-006-RACK-A | 31 | 1 | Ready | operator |  | Y | COL-TX-DC-006-1 | N
TX-DC-006-MMR-SW-04 | TX-DC-006 | TX-DC-006-MMR-SW-04 | Switch | leaf | JUNIPER | QFX5120-48Y | 22.2R3 | JU0011086 | 172.30.40.32 | A4:5E:60:E6:8C:03 | TX-DC-006-RACK-A | 32 | 1 | Ready | operator |  | Y | COL-TX-DC-006-2 | N
TX-DC-006-MMR-SW-05 | TX-DC-006 | TX-DC-006-MMR-SW-05 | Switch | leaf | ARISTA | 7050SX3-48YC | EOS 4.31.1F | AR0011091 | 172.30.40.33 | A4:5E:60:76:E0:2E | TX-DC-006-RACK-A | 33 | 1 | Ready | operator |  | Y | COL-TX-DC-006-1 | N
TX-DC-006-TOR-001 | TX-DC-006 | TX-DC-006-TOR-001 | Switch | access | ARISTA | 7050SX3-48YC | EOS 4.31.1F | AR0011104 | 172.30.40.34 | A4:5E:60:83:A3:03 | TX-DC-006-RACK-A | 34 | 1 | Ready | operator |  | Y | COL-TX-DC-006-1 | N
TX-DC-006-TOR-002 | TX-DC-006 | TX-DC-006-TOR-002 | Switch | access | ARISTA | 7050SX3-48YC | EOS 4.31.1F | AR0011108 | 172.30.40.35 | A4:5E:60:C6:DF:4F | TX-DC-006-RACK-A | 35 | 1 | Ready | operator |  | Y | COL-TX-DC-006-2 | N
TX-DC-006-TOR-003 | TX-DC-006 | TX-DC-006-TOR-003 | Switch | access | CISCO | Nexus 93180YC | NX-OS 10.3(4a) | CS0011115 | 172.30.40.36 | A4:5E:60:B5:8D:85 | TX-DC-006-RACK-A | 36 | 1 | Ready | operator |  | Y | COL-TX-DC-006-1 | N
TX-DC-006-TOR-004 | TX-DC-006 | TX-DC-006-TOR-004 | Switch | access | ARISTA | 7050SX3-48YC | EOS 4.31.1F | AR0011122 | 172.30.40.37 | A4:5E:60:67:90:6B | TX-DC-006-RACK-B | 2 | 1 | Ready | operator |  | Y | COL-TX-DC-006-2 | N
TX-DC-006-TN-001 | TX-DC-006 | TX-DC-006-TN-001 | Tenant gear | access | Tenant-owned | Storage array | — |  |  |  | TX-DC-006-RACK-B | 3 | 8 | Ready | tenant |  | N |  | N
TX-DC-006-TN-002 | TX-DC-006 | TX-DC-006-TN-002 | Tenant gear | access | Tenant-owned | Mixed equipment | — |  |  |  | TX-DC-006-RACK-B | 11 | 8 | Ready | tenant |  | N |  | N
TX-DC-006-TN-003 | TX-DC-006 | TX-DC-006-TN-003 | Tenant gear | access | Tenant-owned | Blade chassis | — |  |  |  | TX-DC-006-RACK-B | 19 | 6 | Ready | tenant |  | N |  | N
TX-DC-006-TN-004 | TX-DC-006 | TX-DC-006-TN-004 | Tenant gear | access | Tenant-owned | Rack servers | — |  |  |  | TX-DC-006-RACK-B | 25 | 8 | Ready | tenant |  | N |  | N
TX-DC-006-TN-005 | TX-DC-006 | TX-DC-006-TN-005 | Tenant gear | access | Tenant-owned | Storage array | — |  |  |  | TX-DC-006-RACK-C | 2 | 4 | Ready | tenant | CUST-7339 | N |  | N
TX-DC-006-TN-006 | TX-DC-006 | TX-DC-006-TN-006 | Tenant gear | access | Tenant-owned | Storage array | — |  |  |  | TX-DC-006-RACK-C | 6 | 4 | Ready | tenant | CUST-7339 | N |  | N
TX-DC-006-TN-007 | TX-DC-006 | TX-DC-006-TN-007 | Tenant gear | access | Tenant-owned | Blade chassis | — |  |  |  | TX-DC-006-RACK-C | 10 | 8 | Ready | tenant | CUST-7339 | N |  | N
TX-DC-006-TN-008 | TX-DC-006 | TX-DC-006-TN-008 | Tenant gear | access | Tenant-owned | Rack servers | — |  |  |  | TX-DC-006-RACK-C | 18 | 8 | Ready | tenant | CUST-7339 | N |  | N
TX-DC-006-TN-009 | TX-DC-006 | TX-DC-006-TN-009 | Tenant gear | access | Tenant-owned | Network stack | — |  |  |  | TX-DC-006-RACK-C | 26 | 4 | Ready | tenant | CUST-7339 | N |  | N
TX-DC-006-TN-010 | TX-DC-006 | TX-DC-006-TN-010 | Tenant gear | access | Tenant-owned | Network stack | — |  |  |  | TX-DC-006-RACK-C | 30 | 6 | Ready | tenant | CUST-7339 | N |  | N
TX-DC-006-TN-011 | TX-DC-006 | TX-DC-006-TN-011 | Tenant gear | access | Tenant-owned | Network stack | — |  |  |  | TX-DC-006-RACK-D | 2 | 2 | Ready | tenant | CUST-7349 | N |  | N
TX-DC-006-TN-012 | TX-DC-006 | TX-DC-006-TN-012 | Tenant gear | access | Tenant-owned | Blade chassis | — |  |  |  | TX-DC-006-RACK-D | 4 | 10 | Ready | tenant | CUST-7349 | N |  | N
TX-DC-006-TN-013 | TX-DC-006 | TX-DC-006-TN-013 | Tenant gear | access | Tenant-owned | Rack servers | — |  |  |  | TX-DC-006-RACK-D | 14 | 10 | Ready | tenant | CUST-7349 | N |  | N
TX-DC-006-TN-014 | TX-DC-006 | TX-DC-006-TN-014 | Tenant gear | access | Tenant-owned | Mixed equipment | — |  |  |  | TX-DC-006-RACK-D | 24 | 4 | Ready | tenant | CUST-7349 | N |  | N
TX-DC-006-TN-015 | TX-DC-006 | TX-DC-006-TN-015 | Tenant gear | access | Tenant-owned | Storage array | — |  |  |  | TX-DC-006-RACK-D | 28 | 4 | Ready | tenant | CUST-7349 | N |  | N
TX-DC-006-TN-016 | TX-DC-006 | TX-DC-006-TN-016 | Tenant gear | access | Tenant-owned | HPC nodes | — |  |  |  | TX-DC-006-RACK-D | 32 | 4 | Ready | tenant | CUST-7349 | N |  | N
TX-DC-006-TN-017 | TX-DC-006 | TX-DC-006-TN-017 | Tenant gear | access | Tenant-owned | Rack servers | — |  |  |  | TX-DC-006-RACK-E | 2 | 4 | Ready | tenant | CUST-7349 | N |  | N
TX-DC-006-TN-018 | TX-DC-006 | TX-DC-006-TN-018 | Tenant gear | access | Tenant-owned | Blade chassis | — |  |  |  | TX-DC-006-RACK-E | 6 | 2 | Ready | tenant | CUST-7349 | N |  | N
TX-DC-006-TN-019 | TX-DC-006 | TX-DC-006-TN-019 | Tenant gear | access | Tenant-owned | HPC nodes | — |  |  |  | TX-DC-006-RACK-E | 8 | 4 | Ready | tenant | CUST-7349 | N |  | N
TX-DC-006-TN-020 | TX-DC-006 | TX-DC-006-TN-020 | Tenant gear | access | Tenant-owned | Mixed equipment | — |  |  |  | TX-DC-006-RACK-E | 12 | 4 | Ready | tenant | CUST-7349 | N |  | N
TX-DC-006-TN-021 | TX-DC-006 | TX-DC-006-TN-021 | Tenant gear | access | Tenant-owned | HPC nodes | — |  |  |  | TX-DC-006-RACK-E | 16 | 6 | Ready | tenant | CUST-7349 | N |  | N
TX-DC-006-TN-022 | TX-DC-006 | TX-DC-006-TN-022 | Tenant gear | access | Tenant-owned | Rack servers | — |  |  |  | TX-DC-006-RACK-E | 22 | 2 | Ready | tenant | CUST-7349 | N |  | N
TX-DC-006-TN-023 | TX-DC-006 | TX-DC-006-TN-023 | Tenant gear | access | Tenant-owned | Rack servers | — |  |  |  | TX-DC-006-RACK-E | 24 | 2 | Ready | tenant | CUST-7349 | N |  | N
TX-DC-006-TN-024 | TX-DC-006 | TX-DC-006-TN-024 | Tenant gear | access | Tenant-owned | Network stack | — |  |  |  | TX-DC-006-RACK-F | 2 | 10 | Ready | tenant | CUST-6468 | N |  | N
TX-DC-006-TN-025 | TX-DC-006 | TX-DC-006-TN-025 | Tenant gear | access | Tenant-owned | Storage array | — |  |  |  | TX-DC-006-RACK-F | 12 | 8 | Ready | tenant | CUST-6468 | N |  | N
TX-DC-006-TN-026 | TX-DC-006 | TX-DC-006-TN-026 | Tenant gear | access | Tenant-owned | Network stack | — |  |  |  | TX-DC-006-RACK-F | 20 | 8 | Ready | tenant | CUST-6468 | N |  | N
TX-DC-006-TN-027 | TX-DC-006 | TX-DC-006-TN-027 | Tenant gear | access | Tenant-owned | HPC nodes | — |  |  |  | TX-DC-006-RACK-G | 2 | 10 | Ready | tenant | CUST-6468 | N |  | N
TX-DC-006-TN-028 | TX-DC-006 | TX-DC-006-TN-028 | Tenant gear | access | Tenant-owned | Network stack | — |  |  |  | TX-DC-006-RACK-G | 12 | 4 | Ready | tenant | CUST-6468 | N |  | N
TX-DC-006-TN-029 | TX-DC-006 | TX-DC-006-TN-029 | Tenant gear | access | Tenant-owned | HPC nodes | — |  |  |  | TX-DC-006-RACK-G | 16 | 8 | Ready | tenant | CUST-6468 | N |  | N
TX-DC-006-TN-030 | TX-DC-006 | TX-DC-006-TN-030 | Tenant gear | access | Tenant-owned | HPC nodes | — |  |  |  | TX-DC-006-RACK-G | 24 | 6 | Ready | tenant | CUST-6468 | N |  | N
TX-DC-006-TN-031 | TX-DC-006 | TX-DC-006-TN-031 | Tenant gear | access | Tenant-owned | Storage array | — |  |  |  | TX-DC-006-RACK-G | 30 | 4 | Ready | tenant | CUST-6468 | N |  | N
TX-DC-006-TN-032 | TX-DC-006 | TX-DC-006-TN-032 | Tenant gear | access | Tenant-owned | Mixed equipment | — |  |  |  | TX-DC-006-RACK-H | 2 | 6 | Ready | tenant | CUST-1202 | N |  | N
TX-DC-006-TN-033 | TX-DC-006 | TX-DC-006-TN-033 | Tenant gear | access | Tenant-owned | Rack servers | — |  |  |  | TX-DC-006-RACK-H | 8 | 6 | Ready | tenant | CUST-1202 | N |  | N
TX-DC-006-TN-034 | TX-DC-006 | TX-DC-006-TN-034 | Tenant gear | access | Tenant-owned | Storage array | — |  |  |  | TX-DC-006-RACK-H | 14 | 8 | Ready | tenant | CUST-1202 | N |  | N
TX-DC-006-TN-035 | TX-DC-006 | TX-DC-006-TN-035 | Tenant gear | access | Tenant-owned | HPC nodes | — |  |  |  | TX-DC-006-RACK-H | 22 | 4 | Ready | tenant | CUST-1202 | N |  | N
TX-DC-006-TN-036 | TX-DC-006 | TX-DC-006-TN-036 | Tenant gear | access | Tenant-owned | Mixed equipment | — |  |  |  | TX-DC-006-RACK-H | 26 | 2 | Ready | tenant | CUST-1202 | N |  | N
TX-DC-006-TN-037 | TX-DC-006 | TX-DC-006-TN-037 | Tenant gear | access | Tenant-owned | Rack servers | — |  |  |  | TX-DC-006-RACK-I | 2 | 10 | Ready | tenant | CUST-1202 | N |  | N
TX-DC-006-TN-038 | TX-DC-006 | TX-DC-006-TN-038 | Tenant gear | access | Tenant-owned | Rack servers | — |  |  |  | TX-DC-006-RACK-I | 12 | 8 | Ready | tenant | CUST-1202 | N |  | N
TX-DC-006-TN-039 | TX-DC-006 | TX-DC-006-TN-039 | Tenant gear | access | Tenant-owned | Storage array | — |  |  |  | TX-DC-006-RACK-I | 20 | 10 | Ready | tenant | CUST-1202 | N |  | N
TX-DC-006-TN-040 | TX-DC-006 | TX-DC-006-TN-040 | Tenant gear | access | Tenant-owned | Storage array | — |  |  |  | TX-DC-006-RACK-J | 2 | 10 | Ready | tenant | CUST-1202 | N |  | N
TX-DC-006-TN-041 | TX-DC-006 | TX-DC-006-TN-041 | Tenant gear | access | Tenant-owned | Mixed equipment | — |  |  |  | TX-DC-006-RACK-J | 12 | 4 | Ready | tenant | CUST-1202 | N |  | N
TX-DC-006-TN-042 | TX-DC-006 | TX-DC-006-TN-042 | Tenant gear | access | Tenant-owned | Blade chassis | — |  |  |  | TX-DC-006-RACK-J | 16 | 8 | Ready | tenant | CUST-1202 | N |  | N
TX-DC-006-TN-043 | TX-DC-006 | TX-DC-006-TN-043 | Tenant gear | access | Tenant-owned | Network stack | — |  |  |  | TX-DC-006-RACK-J | 24 | 6 | Ready | tenant | CUST-1202 | N |  | N
TX-DC-006-TN-044 | TX-DC-006 | TX-DC-006-TN-044 | Tenant gear | access | Tenant-owned | Mixed equipment | — |  |  |  | TX-DC-006-RACK-J | 30 | 6 | Ready | tenant | CUST-1202 | N |  | N
TX-DC-006-TN-045 | TX-DC-006 | TX-DC-006-TN-045 | Tenant gear | access | Tenant-owned | HPC nodes | — |  |  |  | TX-DC-006-RACK-K | 2 | 8 | Ready | tenant | CUST-1202 | N |  | N
TX-DC-006-TN-046 | TX-DC-006 | TX-DC-006-TN-046 | Tenant gear | access | Tenant-owned | Rack servers | — |  |  |  | TX-DC-006-RACK-K | 10 | 4 | Ready | tenant | CUST-1202 | N |  | N
TX-DC-006-TN-047 | TX-DC-006 | TX-DC-006-TN-047 | Tenant gear | access | Tenant-owned | Blade chassis | — |  |  |  | TX-DC-006-RACK-K | 14 | 8 | Ready | tenant | CUST-1202 | N |  | N
TX-DC-006-TN-048 | TX-DC-006 | TX-DC-006-TN-048 | Tenant gear | access | Tenant-owned | Network stack | — |  |  |  | TX-DC-006-RACK-K | 22 | 4 | Ready | tenant | CUST-1202 | N |  | N
TX-DC-007-PE-T4-01 | TX-DC-007 | TX-DC-007-PE-T4-01 | Router | core | JUNIPER | MX204 | 21.4R3-S5.5 | JU0011006 | 172.17.40.20 | A4:5E:60:A0:9A:D5 | TX-DC-007-RACK-A | 2 | 1 | Ready | operator |  | Y | COL-TX-DC-007-1 | Y
TX-DC-007-PE-T4-02 | TX-DC-007 | TX-DC-007-PE-T4-02 | Router | core | JUNIPER | MX204 | 21.4R3-S5.5 | JU0011010 | 172.17.40.21 | A4:5E:60:05:49:CD | TX-DC-007-RACK-A | 3 | 1 | Ready | operator |  | Y | COL-TX-DC-007-2 | Y
TX-DC-007-PE-T4-03 | TX-DC-007 | TX-DC-007-PE-T4-03 | Router | core | NOKIA | 7750 SR-1 | SR OS 23.10.R2 | NK0011017 | 172.17.40.22 | A4:5E:60:D2:8F:5A | TX-DC-007-RACK-A | 4 | 1 | Ready | operator |  | Y | COL-TX-DC-007-1 | Y
TX-DC-007-PE-T4-04 | TX-DC-007 | TX-DC-007-PE-T4-04 | Router | core | NOKIA | 7750 SR-1 | SR OS 23.10.R2 | NK0011021 | 172.17.40.23 | A4:5E:60:29:D5:91 | TX-DC-007-RACK-A | 5 | 1 | Ready | operator |  | Y | COL-TX-DC-007-2 | Y
TX-DC-007-FW-01 | TX-DC-007 | TX-DC-007-FW-01 | Firewall | core | FORTINET | FortiGate 3700F | FortiOS 7.4.3 | FG0011030 | 172.17.40.24 | A4:5E:60:8A:D3:63 | TX-DC-007-RACK-A | 6 | 3 | Ready | operator |  | Y | COL-TX-DC-007-2 | N
TX-DC-007-OLA-01 | TX-DC-007 | TX-DC-007-OLA-01 | DWDM | core | NOKIA | 1830 PSS-16II | R23.6 | NK0011039 | 172.17.40.25 | A4:5E:60:DC:4F:AF | TX-DC-007-RACK-A | 9 | 6 | Ready | operator |  | Y | COL-TX-DC-007-1 | N
TX-DC-007-AGG-R01 | TX-DC-007 | TX-DC-007-AGG-R01 | Router | spine | JUNIPER | MX480 | 22.2R3-S2 | JU0011046 | 172.17.40.26 | A4:5E:60:8E:FF:77 | TX-DC-007-RACK-A | 15 | 4 | Ready | operator |  | Y | COL-TX-DC-007-2 | N
TX-DC-007-AGG-R02 | TX-DC-007 | TX-DC-007-AGG-R02 | Router | spine | JUNIPER | MX480 | 22.2R3-S2 | JU0011054 | 172.17.40.27 | A4:5E:60:54:08:55 | TX-DC-007-RACK-A | 19 | 4 | Ready | operator |  | Y | COL-TX-DC-007-1 | N
TX-DC-007-MMR-SW-01 | TX-DC-007 | TX-DC-007-MMR-SW-01 | Switch | leaf | ARISTA | 7050SX3-48YC | EOS 4.31.1F | AR0011057 | 172.17.40.28 | A4:5E:60:E2:B0:08 | TX-DC-007-RACK-A | 23 | 1 | Ready | operator |  | Y | COL-TX-DC-007-2 | N
TX-DC-007-MMR-SW-02 | TX-DC-007 | TX-DC-007-MMR-SW-02 | Switch | leaf | ARISTA | 7050SX3-48YC | EOS 4.31.1F | AR0011065 | 172.17.40.29 | A4:5E:60:B3:48:37 | TX-DC-007-RACK-A | 24 | 1 | Ready | operator |  | Y | COL-TX-DC-007-1 | N
TX-DC-007-MMR-SW-03 | TX-DC-007 | TX-DC-007-MMR-SW-03 | Switch | leaf | CISCO | Nexus 93180YC | NX-OS 10.3(4a) | CS0011074 | 172.17.40.30 | A4:5E:60:84:D9:8F | TX-DC-007-RACK-A | 25 | 1 | Ready | operator |  | Y | COL-TX-DC-007-2 | N
TX-DC-007-MMR-SW-04 | TX-DC-007 | TX-DC-007-MMR-SW-04 | Switch | leaf | CISCO | Nexus 93180YC | NX-OS 10.3(4a) | CS0011079 | 172.17.40.31 | A4:5E:60:E3:31:37 | TX-DC-007-RACK-A | 26 | 1 | Ready | operator |  | Y | COL-TX-DC-007-1 | N
TX-DC-007-TOR-001 | TX-DC-007 | TX-DC-007-TOR-001 | Switch | access | JUNIPER | QFX5120-48Y | 22.2R3 | JU0011089 | 172.17.40.32 | A4:5E:60:7B:57:64 | TX-DC-007-RACK-A | 27 | 1 | Ready | operator |  | Y | COL-TX-DC-007-2 | N
TX-DC-007-TOR-002 | TX-DC-007 | TX-DC-007-TOR-002 | Switch | access | ARISTA | 7050SX3-48YC | EOS 4.31.1F | AR0011095 | 172.17.40.33 | A4:5E:60:21:58:98 | TX-DC-007-RACK-A | 28 | 1 | Ready | operator |  | Y | COL-TX-DC-007-1 | N
TX-DC-007-TOR-003 | TX-DC-007 | TX-DC-007-TOR-003 | Switch | access | ARISTA | 7050SX3-48YC | EOS 4.31.1F | AR0011102 | 172.17.40.34 | A4:5E:60:E6:75:F9 | TX-DC-007-RACK-A | 29 | 1 | Ready | operator |  | Y | COL-TX-DC-007-2 | N
TX-DC-007-TN-001 | TX-DC-007 | TX-DC-007-TN-001 | Tenant gear | access | Tenant-owned | HPC nodes | — |  |  |  | TX-DC-007-RACK-A | 30 | 6 | Ready | tenant |  | N |  | N
TX-DC-007-TN-002 | TX-DC-007 | TX-DC-007-TN-002 | Tenant gear | access | Tenant-owned | Blade chassis | — |  |  |  | TX-DC-007-RACK-B | 2 | 4 | Ready | tenant | CUST-2073 | N |  | N
TX-DC-007-TN-003 | TX-DC-007 | TX-DC-007-TN-003 | Tenant gear | access | Tenant-owned | Mixed equipment | — |  |  |  | TX-DC-007-RACK-B | 6 | 8 | Ready | tenant | CUST-2073 | N |  | N
TX-DC-007-TN-004 | TX-DC-007 | TX-DC-007-TN-004 | Tenant gear | access | Tenant-owned | HPC nodes | — |  |  |  | TX-DC-007-RACK-B | 14 | 2 | Ready | tenant | CUST-2073 | N |  | N
TX-DC-007-TN-005 | TX-DC-007 | TX-DC-007-TN-005 | Tenant gear | access | Tenant-owned | Mixed equipment | — |  |  |  | TX-DC-007-RACK-B | 16 | 10 | Ready | tenant | CUST-2073 | N |  | N
TX-DC-007-TN-006 | TX-DC-007 | TX-DC-007-TN-006 | Tenant gear | access | Tenant-owned | Rack servers | — |  |  |  | TX-DC-007-RACK-B | 26 | 4 | Ready | tenant | CUST-2073 | N |  | N
TX-DC-007-TN-007 | TX-DC-007 | TX-DC-007-TN-007 | Tenant gear | access | Tenant-owned | Blade chassis | — |  |  |  | TX-DC-007-RACK-B | 30 | 4 | Ready | tenant | CUST-2073 | N |  | N
TX-DC-007-TN-008 | TX-DC-007 | TX-DC-007-TN-008 | Tenant gear | access | Tenant-owned | Rack servers | — |  |  |  | TX-DC-007-RACK-C | 2 | 2 | Ready | tenant | CUST-2073 | N |  | N
TX-DC-007-TN-009 | TX-DC-007 | TX-DC-007-TN-009 | Tenant gear | access | Tenant-owned | Network stack | — |  |  |  | TX-DC-007-RACK-C | 4 | 6 | Ready | tenant | CUST-2073 | N |  | N
TX-DC-007-TN-010 | TX-DC-007 | TX-DC-007-TN-010 | Tenant gear | access | Tenant-owned | HPC nodes | — |  |  |  | TX-DC-007-RACK-C | 10 | 4 | Ready | tenant | CUST-2073 | N |  | N
TX-DC-007-TN-011 | TX-DC-007 | TX-DC-007-TN-011 | Tenant gear | access | Tenant-owned | Storage array | — |  |  |  | TX-DC-007-RACK-C | 14 | 10 | Ready | tenant | CUST-2073 | N |  | N
TX-DC-007-TN-012 | TX-DC-007 | TX-DC-007-TN-012 | Tenant gear | access | Tenant-owned | Blade chassis | — |  |  |  | TX-DC-007-RACK-C | 24 | 6 | Ready | tenant | CUST-2073 | N |  | N
TX-DC-007-TN-013 | TX-DC-007 | TX-DC-007-TN-013 | Tenant gear | access | Tenant-owned | Mixed equipment | — |  |  |  | TX-DC-007-RACK-C | 30 | 2 | Ready | tenant | CUST-2073 | N |  | N
TX-DC-007-TN-014 | TX-DC-007 | TX-DC-007-TN-014 | Tenant gear | access | Tenant-owned | Blade chassis | — |  |  |  | TX-DC-007-RACK-C | 32 | 4 | Ready | tenant | CUST-2073 | N |  | N
TX-DC-007-TN-015 | TX-DC-007 | TX-DC-007-TN-015 | Tenant gear | access | Tenant-owned | Network stack | — |  |  |  | TX-DC-007-RACK-D | 2 | 6 | Ready | tenant | CUST-2063 | N |  | N
TX-DC-007-TN-016 | TX-DC-007 | TX-DC-007-TN-016 | Tenant gear | access | Tenant-owned | Network stack | — |  |  |  | TX-DC-007-RACK-D | 8 | 2 | Ready | tenant | CUST-2063 | N |  | N
TX-DC-007-TN-017 | TX-DC-007 | TX-DC-007-TN-017 | Tenant gear | access | Tenant-owned | HPC nodes | — |  |  |  | TX-DC-007-RACK-D | 10 | 6 | Ready | tenant | CUST-2063 | N |  | N
TX-DC-007-TN-018 | TX-DC-007 | TX-DC-007-TN-018 | Tenant gear | access | Tenant-owned | Rack servers | — |  |  |  | TX-DC-007-RACK-D | 16 | 4 | Ready | tenant | CUST-2063 | N |  | N
TX-DC-007-TN-019 | TX-DC-007 | TX-DC-007-TN-019 | Tenant gear | access | Tenant-owned | Rack servers | — |  |  |  | TX-DC-007-RACK-D | 20 | 10 | Ready | tenant | CUST-2063 | N |  | N
TX-DC-007-TN-020 | TX-DC-007 | TX-DC-007-TN-020 | Tenant gear | access | Tenant-owned | Blade chassis | — |  |  |  | TX-DC-007-RACK-D | 30 | 4 | Ready | tenant | CUST-2063 | N |  | N
TX-DC-007-TN-021 | TX-DC-007 | TX-DC-007-TN-021 | Tenant gear | access | Tenant-owned | Blade chassis | — |  |  |  | TX-DC-007-RACK-E | 2 | 6 | Ready | tenant | CUST-2063 | N |  | N
TX-DC-007-TN-022 | TX-DC-007 | TX-DC-007-TN-022 | Tenant gear | access | Tenant-owned | Storage array | — |  |  |  | TX-DC-007-RACK-E | 8 | 8 | Ready | tenant | CUST-2063 | N |  | N
TX-DC-007-TN-023 | TX-DC-007 | TX-DC-007-TN-023 | Tenant gear | access | Tenant-owned | Mixed equipment | — |  |  |  | TX-DC-007-RACK-E | 16 | 10 | Ready | tenant | CUST-2063 | N |  | N
TX-DC-007-TN-024 | TX-DC-007 | TX-DC-007-TN-024 | Tenant gear | access | Tenant-owned | Network stack | — |  |  |  | TX-DC-007-RACK-F | 2 | 10 | Ready | tenant | CUST-3825 | N |  | N
TX-DC-007-TN-025 | TX-DC-007 | TX-DC-007-TN-025 | Tenant gear | access | Tenant-owned | Blade chassis | — |  |  |  | TX-DC-007-RACK-F | 12 | 2 | Ready | tenant | CUST-3825 | N |  | N
TX-DC-007-TN-026 | TX-DC-007 | TX-DC-007-TN-026 | Tenant gear | access | Tenant-owned | HPC nodes | — |  |  |  | TX-DC-007-RACK-F | 14 | 2 | Ready | tenant | CUST-3825 | N |  | N
TX-DC-007-TN-027 | TX-DC-007 | TX-DC-007-TN-027 | Tenant gear | access | Tenant-owned | Mixed equipment | — |  |  |  | TX-DC-007-RACK-F | 16 | 6 | Ready | tenant | CUST-3825 | N |  | N
TX-DC-007-TN-028 | TX-DC-007 | TX-DC-007-TN-028 | Tenant gear | access | Tenant-owned | Rack servers | — |  |  |  | TX-DC-007-RACK-F | 22 | 4 | Ready | tenant | CUST-3825 | N |  | N
TX-DC-007-TN-029 | TX-DC-007 | TX-DC-007-TN-029 | Tenant gear | access | Tenant-owned | Blade chassis | — |  |  |  | TX-DC-007-RACK-F | 26 | 4 | Ready | tenant | CUST-3825 | N |  | N
TX-DC-007-TN-030 | TX-DC-007 | TX-DC-007-TN-030 | Tenant gear | access | Tenant-owned | Mixed equipment | — |  |  |  | TX-DC-007-RACK-F | 30 | 6 | Ready | tenant | CUST-3825 | N |  | N
TX-DC-007-TN-031 | TX-DC-007 | TX-DC-007-TN-031 | Tenant gear | access | Tenant-owned | Network stack | — |  |  |  | TX-DC-007-RACK-G | 2 | 8 | Ready | tenant | CUST-6478 | N |  | N
TX-DC-007-TN-032 | TX-DC-007 | TX-DC-007-TN-032 | Tenant gear | access | Tenant-owned | Storage array | — |  |  |  | TX-DC-007-RACK-G | 10 | 8 | Ready | tenant | CUST-6478 | N |  | N
TX-DC-007-TN-033 | TX-DC-007 | TX-DC-007-TN-033 | Tenant gear | access | Tenant-owned | HPC nodes | — |  |  |  | TX-DC-007-RACK-G | 18 | 4 | Ready | tenant | CUST-6478 | N |  | N
TX-DC-007-TN-034 | TX-DC-007 | TX-DC-007-TN-034 | Tenant gear | access | Tenant-owned | HPC nodes | — |  |  |  | TX-DC-007-RACK-G | 22 | 6 | Ready | tenant | CUST-6478 | N |  | N
TX-DC-007-TN-035 | TX-DC-007 | TX-DC-007-TN-035 | Tenant gear | access | Tenant-owned | Network stack | — |  |  |  | TX-DC-007-RACK-G | 28 | 4 | Ready | tenant | CUST-6478 | N |  | N
CA-DC-008-PE-T4-01 | CA-DC-008 | CA-DC-008-PE-T4-01 | Router | core | JUNIPER | MX204 | 21.4R3-S5.5 | JU0011004 | 172.20.40.20 | A4:5E:60:83:8A:98 | CA-DC-008-RACK-A | 2 | 1 | Ready | operator |  | Y | COL-CA-DC-008-2 | Y
CA-DC-008-PE-T4-02 | CA-DC-008 | CA-DC-008-PE-T4-02 | Router | core | JUNIPER | MX204 | 21.4R3-S5.5 | JU0011009 | 172.20.40.21 | A4:5E:60:74:DA:15 | CA-DC-008-RACK-A | 3 | 1 | Ready | operator |  | Y | COL-CA-DC-008-1 | Y
CA-DC-008-PE-T4-03 | CA-DC-008 | CA-DC-008-PE-T4-03 | Router | core | CISCO | ASR 9006 | IOS XR 7.9.2 | CS0011014 | 172.20.40.22 | A4:5E:60:29:6E:20 | CA-DC-008-RACK-A | 4 | 1 | Ready | operator |  | Y | COL-CA-DC-008-2 | Y
CA-DC-008-PE-T4-04 | CA-DC-008 | CA-DC-008-PE-T4-04 | Router | core | CISCO | ASR 9006 | IOS XR 7.9.2 | CS0011026 | 172.20.40.23 | A4:5E:60:FB:D0:08 | CA-DC-008-RACK-A | 5 | 1 | Ready | operator |  | Y | COL-CA-DC-008-1 | Y
CA-DC-008-FW-01 | CA-DC-008 | CA-DC-008-FW-01 | Firewall | core | FORTINET | FortiGate 3700F | FortiOS 7.4.3 | FG0011031 | 172.20.40.24 | A4:5E:60:07:5F:C0 | CA-DC-008-RACK-A | 6 | 3 | Ready | operator |  | Y | COL-CA-DC-008-1 | N
CA-DC-008-OLA-01 | CA-DC-008 | CA-DC-008-OLA-01 | DWDM | core | NOKIA | 1830 PSS-16II | R23.6 | NK0011040 | 172.20.40.25 | A4:5E:60:00:C5:14 | CA-DC-008-RACK-A | 9 | 6 | Ready | operator |  | Y | COL-CA-DC-008-2 | N
CA-DC-008-OLA-02 | CA-DC-008 | CA-DC-008-OLA-02 | DWDM | core | NOKIA | 1830 PSS-16II | R23.6 | NK0011043 | 172.20.40.26 | A4:5E:60:F5:1C:01 | CA-DC-008-RACK-A | 15 | 6 | Ready | operator |  | Y | COL-CA-DC-008-1 | N
CA-DC-008-AGG-R01 | CA-DC-008 | CA-DC-008-AGG-R01 | Router | spine | JUNIPER | MX480 | 22.2R3-S2 | JU0011050 | 172.20.40.27 | A4:5E:60:D7:35:36 | CA-DC-008-RACK-A | 21 | 4 | Ready | operator |  | Y | COL-CA-DC-008-1 | N
CA-DC-008-AGG-R02 | CA-DC-008 | CA-DC-008-AGG-R02 | Router | spine | JUNIPER | MX480 | 22.2R3-S2 | JU0011060 | 172.20.40.28 | A4:5E:60:F6:6E:E8 | CA-DC-008-RACK-A | 25 | 4 | Ready | operator |  | Y | COL-CA-DC-008-2 | N
CA-DC-008-AGG-R03 | CA-DC-008 | CA-DC-008-AGG-R03 | Router | spine | JUNIPER | MX480 | 22.2R3-S2 | JU0011064 | 172.20.40.29 | A4:5E:60:A9:8F:E9 | CA-DC-008-RACK-A | 29 | 4 | Ready | operator |  | Y | COL-CA-DC-008-1 | N
CA-DC-008-MMR-SW-01 | CA-DC-008 | CA-DC-008-MMR-SW-01 | Switch | leaf | CISCO | Nexus 93180YC | NX-OS 10.3(4a) | CS0011073 | 172.20.40.30 | A4:5E:60:72:F2:36 | CA-DC-008-RACK-A | 33 | 1 | Ready | operator |  | Y | COL-CA-DC-008-1 | N
CA-DC-008-MMR-SW-02 | CA-DC-008 | CA-DC-008-MMR-SW-02 | Switch | leaf | CISCO | Nexus 93180YC | NX-OS 10.3(4a) | CS0011078 | 172.20.40.31 | A4:5E:60:B6:04:3C | CA-DC-008-RACK-A | 34 | 1 | Ready | operator |  | Y | COL-CA-DC-008-2 | N
CA-DC-008-MMR-SW-03 | CA-DC-008 | CA-DC-008-MMR-SW-03 | Switch | leaf | ARISTA | 7050SX3-48YC | EOS 4.31.1F | AR0011090 | 172.20.40.32 | A4:5E:60:87:2F:89 | CA-DC-008-RACK-A | 35 | 1 | Ready | operator |  | Y | COL-CA-DC-008-1 | N
CA-DC-008-MMR-SW-04 | CA-DC-008 | CA-DC-008-MMR-SW-04 | Switch | leaf | ARISTA | 7050SX3-48YC | EOS 4.31.1F | AR0011093 | 172.20.40.33 | A4:5E:60:17:39:92 | CA-DC-008-RACK-A | 36 | 1 | Ready | operator |  | Y | COL-CA-DC-008-2 | N
CA-DC-008-MMR-SW-05 | CA-DC-008 | CA-DC-008-MMR-SW-05 | Switch | leaf | JUNIPER | QFX5120-48Y | 22.2R3 | JU0011100 | 172.20.40.34 | A4:5E:60:1F:F6:FB | CA-DC-008-RACK-B | 2 | 1 | Ready | operator |  | Y | COL-CA-DC-008-1 | N
CA-DC-008-MMR-SW-06 | CA-DC-008 | CA-DC-008-MMR-SW-06 | Switch | leaf | CISCO | Nexus 93180YC | NX-OS 10.3(4a) | CS0011105 | 172.20.40.35 | A4:5E:60:2E:44:06 | CA-DC-008-RACK-B | 3 | 1 | Ready | operator |  | Y | COL-CA-DC-008-2 | N
CA-DC-008-MMR-SW-07 | CA-DC-008 | CA-DC-008-MMR-SW-07 | Switch | leaf | ARISTA | 7050SX3-48YC | EOS 4.31.1F | AR0011115 | 172.20.40.36 | A4:5E:60:3B:4B:06 | CA-DC-008-RACK-B | 4 | 1 | Ready | operator |  | Y | COL-CA-DC-008-1 | N
CA-DC-008-TOR-001 | CA-DC-008 | CA-DC-008-TOR-001 | Switch | access | ARISTA | 7050SX3-48YC | EOS 4.31.1F | AR0011122 | 172.20.40.37 | A4:5E:60:16:EB:8C | CA-DC-008-RACK-B | 5 | 1 | Ready | operator |  | Y | COL-CA-DC-008-1 | N
CA-DC-008-TOR-002 | CA-DC-008 | CA-DC-008-TOR-002 | Switch | access | CISCO | Nexus 93180YC | NX-OS 10.3(4a) | CS0011126 | 172.20.40.38 | A4:5E:60:B1:28:EE | CA-DC-008-RACK-B | 6 | 1 | Ready | operator |  | Y | COL-CA-DC-008-2 | N
CA-DC-008-TOR-003 | CA-DC-008 | CA-DC-008-TOR-003 | Switch | access | JUNIPER | QFX5120-48Y | 22.2R3 | JU0011137 | 172.20.40.39 | A4:5E:60:F7:F7:83 | CA-DC-008-RACK-B | 7 | 1 | Ready | operator |  | Y | COL-CA-DC-008-1 | N
CA-DC-008-TOR-004 | CA-DC-008 | CA-DC-008-TOR-004 | Switch | access | JUNIPER | QFX5120-48Y | 22.2R3 | JU0011140 | 172.20.40.40 | A4:5E:60:80:F6:A4 | CA-DC-008-RACK-B | 8 | 1 | Ready | operator |  | Y | COL-CA-DC-008-2 | N
CA-DC-008-TOR-005 | CA-DC-008 | CA-DC-008-TOR-005 | Switch | access | JUNIPER | QFX5120-48Y | 22.2R3 | JU0011147 | 172.20.40.41 | A4:5E:60:2A:40:AB | CA-DC-008-RACK-B | 9 | 1 | Ready | operator |  | Y | COL-CA-DC-008-1 | N
CA-DC-008-TN-001 | CA-DC-008 | CA-DC-008-TN-001 | Tenant gear | access | Tenant-owned | Network stack | — |  |  |  | CA-DC-008-RACK-B | 10 | 2 | Ready | tenant |  | N |  | N
CA-DC-008-TN-002 | CA-DC-008 | CA-DC-008-TN-002 | Tenant gear | access | Tenant-owned | Network stack | — |  |  |  | CA-DC-008-RACK-B | 12 | 8 | Ready | tenant |  | N |  | N
CA-DC-008-TN-003 | CA-DC-008 | CA-DC-008-TN-003 | Tenant gear | access | Tenant-owned | HPC nodes | — |  |  |  | CA-DC-008-RACK-B | 20 | 10 | Ready | tenant |  | N |  | N
CA-DC-008-TN-004 | CA-DC-008 | CA-DC-008-TN-004 | Tenant gear | access | Tenant-owned | Rack servers | — |  |  |  | CA-DC-008-RACK-B | 30 | 4 | Ready | tenant |  | N |  | N
CA-DC-008-TN-005 | CA-DC-008 | CA-DC-008-TN-005 | Tenant gear | access | Tenant-owned | Rack servers | — |  |  |  | CA-DC-008-RACK-C | 2 | 4 | Ready | tenant | CUST-2954 | N |  | N
CA-DC-008-TN-006 | CA-DC-008 | CA-DC-008-TN-006 | Tenant gear | access | Tenant-owned | Storage array | — |  |  |  | CA-DC-008-RACK-C | 6 | 10 | Ready | tenant | CUST-2954 | N |  | N
CA-DC-008-TN-007 | CA-DC-008 | CA-DC-008-TN-007 | Tenant gear | access | Tenant-owned | Storage array | — |  |  |  | CA-DC-008-RACK-C | 16 | 8 | Ready | tenant | CUST-2954 | N |  | N
CA-DC-008-TN-008 | CA-DC-008 | CA-DC-008-TN-008 | Tenant gear | access | Tenant-owned | Mixed equipment | — |  |  |  | CA-DC-008-RACK-C | 24 | 4 | Ready | tenant | CUST-2954 | N |  | N
CA-DC-008-TN-009 | CA-DC-008 | CA-DC-008-TN-009 | Tenant gear | access | Tenant-owned | Blade chassis | — |  |  |  | CA-DC-008-RACK-C | 28 | 4 | Ready | tenant | CUST-2954 | N |  | N
CA-DC-008-TN-010 | CA-DC-008 | CA-DC-008-TN-010 | Tenant gear | access | Tenant-owned | Network stack | — |  |  |  | CA-DC-008-RACK-C | 32 | 4 | Ready | tenant | CUST-2954 | N |  | N
CA-DC-008-TN-011 | CA-DC-008 | CA-DC-008-TN-011 | Tenant gear | access | Tenant-owned | Mixed equipment | — |  |  |  | CA-DC-008-RACK-D | 2 | 4 | Ready | tenant | CUST-6478 | N |  | N
CA-DC-008-TN-012 | CA-DC-008 | CA-DC-008-TN-012 | Tenant gear | access | Tenant-owned | Network stack | — |  |  |  | CA-DC-008-RACK-D | 6 | 8 | Ready | tenant | CUST-6478 | N |  | N
CA-DC-008-TN-013 | CA-DC-008 | CA-DC-008-TN-013 | Tenant gear | access | Tenant-owned | Mixed equipment | — |  |  |  | CA-DC-008-RACK-D | 14 | 4 | Ready | tenant | CUST-6478 | N |  | N
CA-DC-008-TN-014 | CA-DC-008 | CA-DC-008-TN-014 | Tenant gear | access | Tenant-owned | Blade chassis | — |  |  |  | CA-DC-008-RACK-D | 18 | 4 | Ready | tenant | CUST-6478 | N |  | N
CA-DC-008-TN-015 | CA-DC-008 | CA-DC-008-TN-015 | Tenant gear | access | Tenant-owned | Mixed equipment | — |  |  |  | CA-DC-008-RACK-D | 22 | 4 | Ready | tenant | CUST-6478 | N |  | N
CA-DC-008-TN-016 | CA-DC-008 | CA-DC-008-TN-016 | Tenant gear | access | Tenant-owned | Mixed equipment | — |  |  |  | CA-DC-008-RACK-D | 26 | 4 | Ready | tenant | CUST-6478 | N |  | N
CA-DC-008-TN-017 | CA-DC-008 | CA-DC-008-TN-017 | Tenant gear | access | Tenant-owned | Blade chassis | — |  |  |  | CA-DC-008-RACK-E | 2 | 8 | Ready | tenant | CUST-9101 | N |  | N
CA-DC-008-TN-018 | CA-DC-008 | CA-DC-008-TN-018 | Tenant gear | access | Tenant-owned | Network stack | — |  |  |  | CA-DC-008-RACK-E | 10 | 4 | Ready | tenant | CUST-9101 | N |  | N
CA-DC-008-TN-019 | CA-DC-008 | CA-DC-008-TN-019 | Tenant gear | access | Tenant-owned | Rack servers | — |  |  |  | CA-DC-008-RACK-E | 14 | 4 | Ready | tenant | CUST-9101 | N |  | N
CA-DC-008-TN-020 | CA-DC-008 | CA-DC-008-TN-020 | Tenant gear | access | Tenant-owned | Network stack | — |  |  |  | CA-DC-008-RACK-E | 18 | 4 | Ready | tenant | CUST-9101 | N |  | N
CA-DC-008-TN-021 | CA-DC-008 | CA-DC-008-TN-021 | Tenant gear | access | Tenant-owned | Mixed equipment | — |  |  |  | CA-DC-008-RACK-E | 22 | 4 | Ready | tenant | CUST-9101 | N |  | N
CA-DC-008-TN-022 | CA-DC-008 | CA-DC-008-TN-022 | Tenant gear | access | Tenant-owned | HPC nodes | — |  |  |  | CA-DC-008-RACK-E | 26 | 4 | Ready | tenant | CUST-9101 | N |  | N
CA-DC-008-TN-023 | CA-DC-008 | CA-DC-008-TN-023 | Tenant gear | access | Tenant-owned | Mixed equipment | — |  |  |  | CA-DC-008-RACK-F | 2 | 10 | Ready | tenant | CUST-9101 | N |  | N
CA-DC-008-TN-024 | CA-DC-008 | CA-DC-008-TN-024 | Tenant gear | access | Tenant-owned | Network stack | — |  |  |  | CA-DC-008-RACK-F | 12 | 8 | Ready | tenant | CUST-9101 | N |  | N
CA-DC-008-TN-025 | CA-DC-008 | CA-DC-008-TN-025 | Tenant gear | access | Tenant-owned | HPC nodes | — |  |  |  | CA-DC-008-RACK-F | 20 | 8 | Ready | tenant | CUST-9101 | N |  | N
CA-DC-008-TN-026 | CA-DC-008 | CA-DC-008-TN-026 | Tenant gear | access | Tenant-owned | Blade chassis | — |  |  |  | CA-DC-008-RACK-F | 28 | 6 | Ready | tenant | CUST-9101 | N |  | N
CA-DC-008-TN-027 | CA-DC-008 | CA-DC-008-TN-027 | Tenant gear | access | Tenant-owned | Rack servers | — |  |  |  | CA-DC-008-RACK-G | 2 | 4 | Ready | tenant | CUST-8240 | N |  | N
CA-DC-008-TN-028 | CA-DC-008 | CA-DC-008-TN-028 | Tenant gear | access | Tenant-owned | HPC nodes | — |  |  |  | CA-DC-008-RACK-G | 6 | 4 | Ready | tenant | CUST-8240 | N |  | N
CA-DC-008-TN-029 | CA-DC-008 | CA-DC-008-TN-029 | Tenant gear | access | Tenant-owned | Mixed equipment | — |  |  |  | CA-DC-008-RACK-G | 10 | 4 | Ready | tenant | CUST-8240 | N |  | N
CA-DC-008-TN-030 | CA-DC-008 | CA-DC-008-TN-030 | Tenant gear | access | Tenant-owned | HPC nodes | — |  |  |  | CA-DC-008-RACK-G | 14 | 4 | Ready | tenant | CUST-8240 | N |  | N
CA-DC-008-TN-031 | CA-DC-008 | CA-DC-008-TN-031 | Tenant gear | access | Tenant-owned | Network stack | — |  |  |  | CA-DC-008-RACK-G | 18 | 8 | Ready | tenant | CUST-8240 | N |  | N
CA-DC-008-TN-032 | CA-DC-008 | CA-DC-008-TN-032 | Tenant gear | access | Tenant-owned | Storage array | — |  |  |  | CA-DC-008-RACK-G | 26 | 10 | Ready | tenant | CUST-8240 | N |  | N
CA-DC-008-TN-033 | CA-DC-008 | CA-DC-008-TN-033 | Tenant gear | access | Tenant-owned | Rack servers | — |  |  |  | CA-DC-008-RACK-H | 2 | 8 | Ready | tenant | CUST-8240 | N |  | N
CA-DC-008-TN-034 | CA-DC-008 | CA-DC-008-TN-034 | Tenant gear | access | Tenant-owned | HPC nodes | — |  |  |  | CA-DC-008-RACK-H | 10 | 4 | Ready | tenant | CUST-8240 | N |  | N
CA-DC-008-TN-035 | CA-DC-008 | CA-DC-008-TN-035 | Tenant gear | access | Tenant-owned | Rack servers | — |  |  |  | CA-DC-008-RACK-H | 14 | 10 | Ready | tenant | CUST-8240 | N |  | N
CA-DC-008-TN-036 | CA-DC-008 | CA-DC-008-TN-036 | Tenant gear | access | Tenant-owned | Network stack | — |  |  |  | CA-DC-008-RACK-H | 24 | 6 | Ready | tenant | CUST-8240 | N |  | N
CA-DC-008-TN-037 | CA-DC-008 | CA-DC-008-TN-037 | Tenant gear | access | Tenant-owned | HPC nodes | — |  |  |  | CA-DC-008-RACK-H | 30 | 4 | Ready | tenant | CUST-8240 | N |  | N
CA-DC-008-TN-038 | CA-DC-008 | CA-DC-008-TN-038 | Tenant gear | access | Tenant-owned | Rack servers | — |  |  |  | CA-DC-008-RACK-I | 2 | 4 | Ready | tenant | CUST-8240 | N |  | N
CA-DC-008-TN-039 | CA-DC-008 | CA-DC-008-TN-039 | Tenant gear | access | Tenant-owned | Mixed equipment | — |  |  |  | CA-DC-008-RACK-I | 6 | 4 | Ready | tenant | CUST-8240 | N |  | N
CA-DC-008-TN-040 | CA-DC-008 | CA-DC-008-TN-040 | Tenant gear | access | Tenant-owned | HPC nodes | — |  |  |  | CA-DC-008-RACK-I | 10 | 6 | Ready | tenant | CUST-8240 | N |  | N
CA-DC-008-TN-041 | CA-DC-008 | CA-DC-008-TN-041 | Tenant gear | access | Tenant-owned | Mixed equipment | — |  |  |  | CA-DC-008-RACK-I | 16 | 2 | Ready | tenant | CUST-8240 | N |  | N
CA-DC-008-TN-042 | CA-DC-008 | CA-DC-008-TN-042 | Tenant gear | access | Tenant-owned | Blade chassis | — |  |  |  | CA-DC-008-RACK-I | 18 | 2 | Ready | tenant | CUST-8240 | N |  | N
CA-DC-008-TN-043 | CA-DC-008 | CA-DC-008-TN-043 | Tenant gear | access | Tenant-owned | Mixed equipment | — |  |  |  | CA-DC-008-RACK-I | 20 | 6 | Ready | tenant | CUST-8240 | N |  | N
CA-DC-008-TN-044 | CA-DC-008 | CA-DC-008-TN-044 | Tenant gear | access | Tenant-owned | HPC nodes | — |  |  |  | CA-DC-008-RACK-I | 26 | 4 | Ready | tenant | CUST-8240 | N |  | N
CA-DC-008-TN-045 | CA-DC-008 | CA-DC-008-TN-045 | Tenant gear | access | Tenant-owned | Blade chassis | — |  |  |  | CA-DC-008-RACK-I | 30 | 2 | Ready | tenant | CUST-8240 | N |  | N
CA-DC-008-TN-046 | CA-DC-008 | CA-DC-008-TN-046 | Tenant gear | access | Tenant-owned | HPC nodes | — |  |  |  | CA-DC-008-RACK-J | 2 | 6 | Ready | tenant | CUST-7359 | N |  | N
CA-DC-008-TN-047 | CA-DC-008 | CA-DC-008-TN-047 | Tenant gear | access | Tenant-owned | Storage array | — |  |  |  | CA-DC-008-RACK-J | 8 | 10 | Ready | tenant | CUST-7359 | N |  | N
CA-DC-008-TN-048 | CA-DC-008 | CA-DC-008-TN-048 | Tenant gear | access | Tenant-owned | Rack servers | — |  |  |  | CA-DC-008-RACK-J | 18 | 4 | Ready | tenant | CUST-7359 | N |  | N
CA-DC-008-TN-049 | CA-DC-008 | CA-DC-008-TN-049 | Tenant gear | access | Tenant-owned | Blade chassis | — |  |  |  | CA-DC-008-RACK-J | 22 | 8 | Ready | tenant | CUST-7359 | N |  | N
CA-DC-008-TN-050 | CA-DC-008 | CA-DC-008-TN-050 | Tenant gear | access | Tenant-owned | Storage array | — |  |  |  | CA-DC-008-RACK-J | 30 | 6 | Ready | tenant | CUST-7359 | N |  | N
CA-DC-008-TN-051 | CA-DC-008 | CA-DC-008-TN-051 | Tenant gear | access | Tenant-owned | Rack servers | — |  |  |  | CA-DC-008-RACK-K | 2 | 10 | Ready | tenant | CUST-7359 | N |  | N
CA-DC-008-TN-052 | CA-DC-008 | CA-DC-008-TN-052 | Tenant gear | access | Tenant-owned | Network stack | — |  |  |  | CA-DC-008-RACK-K | 12 | 4 | Ready | tenant | CUST-7359 | N |  | N
CA-DC-008-TN-053 | CA-DC-008 | CA-DC-008-TN-053 | Tenant gear | access | Tenant-owned | Storage array | — |  |  |  | CA-DC-008-RACK-K | 16 | 8 | Ready | tenant | CUST-7359 | N |  | N
CA-DC-008-TN-054 | CA-DC-008 | CA-DC-008-TN-054 | Tenant gear | access | Tenant-owned | Mixed equipment | — |  |  |  | CA-DC-008-RACK-K | 24 | 4 | Ready | tenant | CUST-7359 | N |  | N
CA-DC-008-TN-055 | CA-DC-008 | CA-DC-008-TN-055 | Tenant gear | access | Tenant-owned | Rack servers | — |  |  |  | CA-DC-008-RACK-K | 28 | 2 | Ready | tenant | CUST-7359 | N |  | N
CA-DC-008-TN-056 | CA-DC-008 | CA-DC-008-TN-056 | Tenant gear | access | Tenant-owned | Storage array | — |  |  |  | CA-DC-008-RACK-K | 30 | 2 | Ready | tenant | CUST-7359 | N |  | N
CA-DC-008-TN-057 | CA-DC-008 | CA-DC-008-TN-057 | Tenant gear | access | Tenant-owned | Rack servers | — |  |  |  | CA-DC-008-RACK-L | 2 | 6 | Ready | tenant | CUST-3835 | N |  | N
CA-DC-008-TN-058 | CA-DC-008 | CA-DC-008-TN-058 | Tenant gear | access | Tenant-owned | HPC nodes | — |  |  |  | CA-DC-008-RACK-L | 8 | 10 | Ready | tenant | CUST-3835 | N |  | N
CA-DC-008-TN-059 | CA-DC-008 | CA-DC-008-TN-059 | Tenant gear | access | Tenant-owned | Storage array | — |  |  |  | CA-DC-008-RACK-L | 18 | 4 | Ready | tenant | CUST-3835 | N |  | N
CA-DC-008-TN-060 | CA-DC-008 | CA-DC-008-TN-060 | Tenant gear | access | Tenant-owned | Storage array | — |  |  |  | CA-DC-008-RACK-L | 22 | 8 | Ready | tenant | CUST-3835 | N |  | N
CA-DC-008-TN-061 | CA-DC-008 | CA-DC-008-TN-061 | Tenant gear | access | Tenant-owned | Network stack | — |  |  |  | CA-DC-008-RACK-L | 30 | 6 | Ready | tenant | CUST-3835 | N |  | N
CA-DC-008-TN-062 | CA-DC-008 | CA-DC-008-TN-062 | Tenant gear | access | Tenant-owned | Storage array | — |  |  |  | CA-DC-008-RACK-M | 2 | 8 | Ready | tenant | CUST-5587 | N |  | N
CA-DC-008-TN-063 | CA-DC-008 | CA-DC-008-TN-063 | Tenant gear | access | Tenant-owned | Network stack | — |  |  |  | CA-DC-008-RACK-M | 10 | 4 | Ready | tenant | CUST-5587 | N |  | N
CA-DC-008-TN-064 | CA-DC-008 | CA-DC-008-TN-064 | Tenant gear | access | Tenant-owned | Mixed equipment | — |  |  |  | CA-DC-008-RACK-M | 14 | 8 | Ready | tenant | CUST-5587 | N |  | N
IL-DC-009-PE-T4-01 | IL-DC-009 | IL-DC-009-PE-T4-01 | Router | core | JUNIPER | MX204 | 21.4R3-S5.5 | JU0011005 | 172.16.40.20 | A4:5E:60:09:C2:5E | IL-DC-009-RACK-A | 2 | 1 | Ready | operator |  | Y | COL-IL-DC-009-2 | Y
IL-DC-009-PE-T4-02 | IL-DC-009 | IL-DC-009-PE-T4-02 | Router | core | JUNIPER | MX204 | 21.4R3-S5.5 | JU0011007 | 172.16.40.21 | A4:5E:60:A3:AC:44 | IL-DC-009-RACK-A | 3 | 1 | Ready | operator |  | Y | COL-IL-DC-009-1 | Y
IL-DC-009-PE-T4-03 | IL-DC-009 | IL-DC-009-PE-T4-03 | Router | core | JUNIPER | MX480 | 22.2R3-S2 | JU0011016 | 172.16.40.22 | A4:5E:60:5B:4C:EB | IL-DC-009-RACK-A | 4 | 1 | Ready | operator |  | Y | COL-IL-DC-009-2 | Y
IL-DC-009-PE-T4-04 | IL-DC-009 | IL-DC-009-PE-T4-04 | Router | core | JUNIPER | MX480 | 22.2R3-S2 | JU0011024 | 172.16.40.23 | A4:5E:60:21:D8:C6 | IL-DC-009-RACK-A | 5 | 1 | Ready | operator |  | Y | COL-IL-DC-009-1 | Y
IL-DC-009-FW-01 | IL-DC-009 | IL-DC-009-FW-01 | Firewall | core | FORTINET | FortiGate 3700F | FortiOS 7.4.3 | FG0011030 | 172.16.40.24 | A4:5E:60:FA:DC:F2 | IL-DC-009-RACK-A | 6 | 3 | Ready | operator |  | Y | COL-IL-DC-009-1 | N
IL-DC-009-FW-02 | IL-DC-009 | IL-DC-009-FW-02 | Firewall | core | FORTINET | FortiGate 3700F | FortiOS 7.4.3 | FG0011035 | 172.16.40.25 | A4:5E:60:A2:54:03 | IL-DC-009-RACK-A | 9 | 3 | Ready | operator |  | Y | COL-IL-DC-009-2 | N
IL-DC-009-OLA-01 | IL-DC-009 | IL-DC-009-OLA-01 | DWDM | core | NOKIA | 1830 PSS-16II | R23.6 | NK0011046 | 172.16.40.26 | A4:5E:60:A9:0F:1D | IL-DC-009-RACK-A | 12 | 6 | Ready | operator |  | Y | COL-IL-DC-009-2 | N
IL-DC-009-OLA-02 | IL-DC-009 | IL-DC-009-OLA-02 | DWDM | core | CIENA | 6500 D7 | R16.2 | CI0011053 | 172.16.40.27 | A4:5E:60:A7:44:32 | IL-DC-009-RACK-A | 18 | 6 | Ready | operator |  | Y | COL-IL-DC-009-1 | N
IL-DC-009-AGG-R01 | IL-DC-009 | IL-DC-009-AGG-R01 | Router | spine | JUNIPER | MX480 | 22.2R3-S2 | JU0011060 | 172.16.40.28 | A4:5E:60:1F:6B:BB | IL-DC-009-RACK-A | 24 | 4 | Ready | operator |  | Y | COL-IL-DC-009-1 | N
IL-DC-009-AGG-R02 | IL-DC-009 | IL-DC-009-AGG-R02 | Router | spine | JUNIPER | MX480 | 22.2R3-S2 | JU0011065 | 172.16.40.29 | A4:5E:60:C7:FF:8C | IL-DC-009-RACK-A | 28 | 4 | Ready | operator |  | Y | COL-IL-DC-009-2 | N
IL-DC-009-AGG-R03 | IL-DC-009 | IL-DC-009-AGG-R03 | Router | spine | JUNIPER | MX480 | 22.2R3-S2 | JU0011072 | 172.16.40.30 | A4:5E:60:30:82:28 | IL-DC-009-RACK-A | 32 | 4 | Ready | operator |  | Y | COL-IL-DC-009-1 | N
IL-DC-009-MMR-SW-01 | IL-DC-009 | IL-DC-009-MMR-SW-01 | Switch | leaf | CISCO | Nexus 93180YC | NX-OS 10.3(4a) | CS0011077 | 172.16.40.31 | A4:5E:60:BD:44:0E | IL-DC-009-RACK-A | 36 | 1 | Ready | operator |  | Y | COL-IL-DC-009-1 | N
IL-DC-009-MMR-SW-02 | IL-DC-009 | IL-DC-009-MMR-SW-02 | Switch | leaf | CISCO | Nexus 93180YC | NX-OS 10.3(4a) | CS0011085 | 172.16.40.32 | A4:5E:60:30:A0:D5 | IL-DC-009-RACK-B | 2 | 1 | Ready | operator |  | Y | COL-IL-DC-009-2 | N
IL-DC-009-MMR-SW-03 | IL-DC-009 | IL-DC-009-MMR-SW-03 | Switch | leaf | JUNIPER | QFX5120-48Y | 22.2R3 | JU0011094 | 172.16.40.33 | A4:5E:60:DD:44:43 | IL-DC-009-RACK-B | 3 | 1 | Ready | operator |  | Y | COL-IL-DC-009-1 | N
IL-DC-009-MMR-SW-04 | IL-DC-009 | IL-DC-009-MMR-SW-04 | Switch | leaf | JUNIPER | QFX5120-48Y | 22.2R3 | JU0011099 | 172.16.40.34 | A4:5E:60:37:81:E4 | IL-DC-009-RACK-B | 4 | 1 | Ready | operator |  | Y | COL-IL-DC-009-2 | N
IL-DC-009-MMR-SW-05 | IL-DC-009 | IL-DC-009-MMR-SW-05 | Switch | leaf | JUNIPER | QFX5120-48Y | 22.2R3 | JU0011110 | 172.16.40.35 | A4:5E:60:F1:4C:72 | IL-DC-009-RACK-B | 5 | 1 | Ready | operator |  | Y | COL-IL-DC-009-1 | N
IL-DC-009-MMR-SW-06 | IL-DC-009 | IL-DC-009-MMR-SW-06 | Switch | leaf | ARISTA | 7050SX3-48YC | EOS 4.31.1F | AR0011116 | 172.16.40.36 | A4:5E:60:DD:63:7B | IL-DC-009-RACK-B | 6 | 1 | Ready | operator |  | Y | COL-IL-DC-009-2 | N
IL-DC-009-MMR-SW-07 | IL-DC-009 | IL-DC-009-MMR-SW-07 | Switch | leaf | ARISTA | 7050SX3-48YC | EOS 4.31.1F | AR0011119 | 172.16.40.37 | A4:5E:60:E7:0E:90 | IL-DC-009-RACK-B | 7 | 1 | Ready | operator |  | Y | COL-IL-DC-009-1 | N
IL-DC-009-MMR-SW-08 | IL-DC-009 | IL-DC-009-MMR-SW-08 | Switch | leaf | CISCO | Nexus 93180YC | NX-OS 10.3(4a) | CS0011126 | 172.16.40.38 | A4:5E:60:E6:D3:4D | IL-DC-009-RACK-B | 8 | 1 | Ready | operator |  | Y | COL-IL-DC-009-2 | N
IL-DC-009-TOR-001 | IL-DC-009 | IL-DC-009-TOR-001 | Switch | access | CISCO | Nexus 93180YC | NX-OS 10.3(4a) | CS0011139 | 172.16.40.39 | A4:5E:60:79:00:D2 | IL-DC-009-RACK-B | 9 | 1 | Ready | operator |  | Y | COL-IL-DC-009-1 | N
IL-DC-009-TOR-002 | IL-DC-009 | IL-DC-009-TOR-002 | Switch | access | ARISTA | 7050SX3-48YC | EOS 4.31.1F | AR0011141 | 172.16.40.40 | A4:5E:60:68:3F:54 | IL-DC-009-RACK-B | 10 | 1 | Ready | operator |  | Y | COL-IL-DC-009-2 | N
IL-DC-009-TOR-003 | IL-DC-009 | IL-DC-009-TOR-003 | Switch | access | JUNIPER | QFX5120-48Y | 22.2R3 | JU0011149 | 172.16.40.41 | A4:5E:60:8F:65:E2 | IL-DC-009-RACK-B | 11 | 1 | Ready | operator |  | Y | COL-IL-DC-009-1 | N
IL-DC-009-TOR-004 | IL-DC-009 | IL-DC-009-TOR-004 | Switch | access | ARISTA | 7050SX3-48YC | EOS 4.31.1F | AR0011157 | 172.16.40.42 | A4:5E:60:A6:FA:A2 | IL-DC-009-RACK-B | 12 | 1 | Ready | operator |  | Y | COL-IL-DC-009-2 | N
IL-DC-009-TOR-005 | IL-DC-009 | IL-DC-009-TOR-005 | Switch | access | ARISTA | 7050SX3-48YC | EOS 4.31.1F | AR0011164 | 172.16.40.43 | A4:5E:60:72:D2:7A | IL-DC-009-RACK-B | 13 | 1 | Ready | operator |  | Y | COL-IL-DC-009-1 | N
IL-DC-009-TOR-006 | IL-DC-009 | IL-DC-009-TOR-006 | Switch | access | JUNIPER | QFX5120-48Y | 22.2R3 | JU0011174 | 172.16.40.44 | A4:5E:60:F1:65:48 | IL-DC-009-RACK-B | 14 | 1 | Ready | operator |  | Y | COL-IL-DC-009-2 | N
IL-DC-009-TN-001 | IL-DC-009 | IL-DC-009-TN-001 | Tenant gear | access | Tenant-owned | Blade chassis | — |  |  |  | IL-DC-009-RACK-B | 15 | 4 | Ready | tenant |  | N |  | N
IL-DC-009-TN-002 | IL-DC-009 | IL-DC-009-TN-002 | Tenant gear | access | Tenant-owned | Network stack | — |  |  |  | IL-DC-009-RACK-B | 19 | 4 | Ready | tenant |  | N |  | N
IL-DC-009-TN-003 | IL-DC-009 | IL-DC-009-TN-003 | Tenant gear | access | Tenant-owned | Storage array | — |  |  |  | IL-DC-009-RACK-B | 23 | 4 | Ready | tenant |  | N |  | N
IL-DC-009-TN-004 | IL-DC-009 | IL-DC-009-TN-004 | Tenant gear | access | Tenant-owned | HPC nodes | — |  |  |  | IL-DC-009-RACK-B | 27 | 2 | Ready | tenant |  | N |  | N
IL-DC-009-TN-005 | IL-DC-009 | IL-DC-009-TN-005 | Tenant gear | access | Tenant-owned | Rack servers | — |  |  |  | IL-DC-009-RACK-B | 29 | 4 | Ready | tenant |  | N |  | N
IL-DC-009-TN-006 | IL-DC-009 | IL-DC-009-TN-006 | Tenant gear | access | Tenant-owned | HPC nodes | — |  |  |  | IL-DC-009-RACK-C | 2 | 4 | Ready | tenant | CUST-3825 | N |  | N
IL-DC-009-TN-007 | IL-DC-009 | IL-DC-009-TN-007 | Tenant gear | access | Tenant-owned | Rack servers | — |  |  |  | IL-DC-009-RACK-C | 6 | 10 | Ready | tenant | CUST-3825 | N |  | N
IL-DC-009-TN-008 | IL-DC-009 | IL-DC-009-TN-008 | Tenant gear | access | Tenant-owned | HPC nodes | — |  |  |  | IL-DC-009-RACK-C | 16 | 4 | Ready | tenant | CUST-3825 | N |  | N
IL-DC-009-TN-009 | IL-DC-009 | IL-DC-009-TN-009 | Tenant gear | access | Tenant-owned | HPC nodes | — |  |  |  | IL-DC-009-RACK-C | 20 | 6 | Ready | tenant | CUST-3825 | N |  | N
IL-DC-009-TN-010 | IL-DC-009 | IL-DC-009-TN-010 | Tenant gear | access | Tenant-owned | Network stack | — |  |  |  | IL-DC-009-RACK-C | 26 | 4 | Ready | tenant | CUST-3825 | N |  | N
IL-DC-009-TN-011 | IL-DC-009 | IL-DC-009-TN-011 | Tenant gear | access | Tenant-owned | Rack servers | — |  |  |  | IL-DC-009-RACK-C | 30 | 6 | Ready | tenant | CUST-3825 | N |  | N
IL-DC-009-TN-012 | IL-DC-009 | IL-DC-009-TN-012 | Tenant gear | access | Tenant-owned | HPC nodes | — |  |  |  | IL-DC-009-RACK-D | 2 | 10 | Ready | tenant | CUST-3825 | N |  | N
IL-DC-009-TN-013 | IL-DC-009 | IL-DC-009-TN-013 | Tenant gear | access | Tenant-owned | Rack servers | — |  |  |  | IL-DC-009-RACK-D | 12 | 4 | Ready | tenant | CUST-3825 | N |  | N
IL-DC-009-TN-014 | IL-DC-009 | IL-DC-009-TN-014 | Tenant gear | access | Tenant-owned | Network stack | — |  |  |  | IL-DC-009-RACK-D | 16 | 4 | Ready | tenant | CUST-3825 | N |  | N
IL-DC-009-TN-015 | IL-DC-009 | IL-DC-009-TN-015 | Tenant gear | access | Tenant-owned | Blade chassis | — |  |  |  | IL-DC-009-RACK-D | 20 | 4 | Ready | tenant | CUST-3825 | N |  | N
IL-DC-009-TN-016 | IL-DC-009 | IL-DC-009-TN-016 | Tenant gear | access | Tenant-owned | HPC nodes | — |  |  |  | IL-DC-009-RACK-D | 24 | 2 | Ready | tenant | CUST-3825 | N |  | N
IL-DC-009-TN-017 | IL-DC-009 | IL-DC-009-TN-017 | Tenant gear | access | Tenant-owned | Storage array | — |  |  |  | IL-DC-009-RACK-D | 26 | 4 | Ready | tenant | CUST-3825 | N |  | N
IL-DC-009-TN-018 | IL-DC-009 | IL-DC-009-TN-018 | Tenant gear | access | Tenant-owned | Network stack | — |  |  |  | IL-DC-009-RACK-D | 30 | 4 | Ready | tenant | CUST-3825 | N |  | N
IL-DC-009-TN-019 | IL-DC-009 | IL-DC-009-TN-019 | Tenant gear | access | Tenant-owned | Rack servers | — |  |  |  | IL-DC-009-RACK-E | 2 | 6 | Ready | tenant | CUST-6468 | N |  | N
IL-DC-009-TN-020 | IL-DC-009 | IL-DC-009-TN-020 | Tenant gear | access | Tenant-owned | Network stack | — |  |  |  | IL-DC-009-RACK-E | 8 | 4 | Ready | tenant | CUST-6468 | N |  | N
IL-DC-009-TN-021 | IL-DC-009 | IL-DC-009-TN-021 | Tenant gear | access | Tenant-owned | Blade chassis | — |  |  |  | IL-DC-009-RACK-E | 12 | 10 | Ready | tenant | CUST-6468 | N |  | N
IL-DC-009-TN-022 | IL-DC-009 | IL-DC-009-TN-022 | Tenant gear | access | Tenant-owned | Storage array | — |  |  |  | IL-DC-009-RACK-E | 22 | 4 | Ready | tenant | CUST-6468 | N |  | N
IL-DC-009-TN-023 | IL-DC-009 | IL-DC-009-TN-023 | Tenant gear | access | Tenant-owned | HPC nodes | — |  |  |  | IL-DC-009-RACK-E | 26 | 4 | Ready | tenant | CUST-6468 | N |  | N
IL-DC-009-TN-024 | IL-DC-009 | IL-DC-009-TN-024 | Tenant gear | access | Tenant-owned | Blade chassis | — |  |  |  | IL-DC-009-RACK-F | 2 | 8 | Ready | tenant | CUST-9111 | N |  | N
IL-DC-009-TN-025 | IL-DC-009 | IL-DC-009-TN-025 | Tenant gear | access | Tenant-owned | HPC nodes | — |  |  |  | IL-DC-009-RACK-F | 10 | 4 | Ready | tenant | CUST-9111 | N |  | N
IL-DC-009-TN-026 | IL-DC-009 | IL-DC-009-TN-026 | Tenant gear | access | Tenant-owned | Rack servers | — |  |  |  | IL-DC-009-RACK-F | 14 | 2 | Ready | tenant | CUST-9111 | N |  | N
IL-DC-009-TN-027 | IL-DC-009 | IL-DC-009-TN-027 | Tenant gear | access | Tenant-owned | Network stack | — |  |  |  | IL-DC-009-RACK-F | 16 | 6 | Ready | tenant | CUST-9111 | N |  | N
IL-DC-009-TN-028 | IL-DC-009 | IL-DC-009-TN-028 | Tenant gear | access | Tenant-owned | HPC nodes | — |  |  |  | IL-DC-009-RACK-F | 22 | 4 | Ready | tenant | CUST-9111 | N |  | N
IL-DC-009-TN-029 | IL-DC-009 | IL-DC-009-TN-029 | Tenant gear | access | Tenant-owned | Blade chassis | — |  |  |  | IL-DC-009-RACK-F | 26 | 6 | Ready | tenant | CUST-9111 | N |  | N
IL-DC-009-TN-030 | IL-DC-009 | IL-DC-009-TN-030 | Tenant gear | access | Tenant-owned | Mixed equipment | — |  |  |  | IL-DC-009-RACK-G | 2 | 6 | Ready | tenant | CUST-9992 | N |  | N
IL-DC-009-TN-031 | IL-DC-009 | IL-DC-009-TN-031 | Tenant gear | access | Tenant-owned | Storage array | — |  |  |  | IL-DC-009-RACK-G | 8 | 8 | Ready | tenant | CUST-9992 | N |  | N
IL-DC-009-TN-032 | IL-DC-009 | IL-DC-009-TN-032 | Tenant gear | access | Tenant-owned | Blade chassis | — |  |  |  | IL-DC-009-RACK-G | 16 | 8 | Ready | tenant | CUST-9992 | N |  | N
IL-DC-009-TN-033 | IL-DC-009 | IL-DC-009-TN-033 | Tenant gear | access | Tenant-owned | Mixed equipment | — |  |  |  | IL-DC-009-RACK-G | 24 | 8 | Ready | tenant | CUST-9992 | N |  | N
IL-DC-009-TN-034 | IL-DC-009 | IL-DC-009-TN-034 | Tenant gear | access | Tenant-owned | Mixed equipment | — |  |  |  | IL-DC-009-RACK-G | 32 | 2 | Ready | tenant | CUST-9992 | N |  | N
IL-DC-009-TN-035 | IL-DC-009 | IL-DC-009-TN-035 | Tenant gear | access | Tenant-owned | HPC nodes | — |  |  |  | IL-DC-009-RACK-H | 2 | 4 | Ready | tenant | CUST-8240 | N |  | N
IL-DC-009-TN-036 | IL-DC-009 | IL-DC-009-TN-036 | Tenant gear | access | Tenant-owned | Mixed equipment | — |  |  |  | IL-DC-009-RACK-H | 6 | 4 | Ready | tenant | CUST-8240 | N |  | N
IL-DC-009-TN-037 | IL-DC-009 | IL-DC-009-TN-037 | Tenant gear | access | Tenant-owned | HPC nodes | — |  |  |  | IL-DC-009-RACK-H | 10 | 4 | Ready | tenant | CUST-8240 | N |  | N
IL-DC-009-TN-038 | IL-DC-009 | IL-DC-009-TN-038 | Tenant gear | access | Tenant-owned | HPC nodes | — |  |  |  | IL-DC-009-RACK-H | 14 | 2 | Ready | tenant | CUST-8240 | N |  | N
IL-DC-009-TN-039 | IL-DC-009 | IL-DC-009-TN-039 | Tenant gear | access | Tenant-owned | Blade chassis | — |  |  |  | IL-DC-009-RACK-H | 16 | 6 | Ready | tenant | CUST-8240 | N |  | N
IL-DC-009-TN-040 | IL-DC-009 | IL-DC-009-TN-040 | Tenant gear | access | Tenant-owned | Rack servers | — |  |  |  | IL-DC-009-RACK-H | 22 | 10 | Ready | tenant | CUST-8240 | N |  | N
IL-DC-009-TN-041 | IL-DC-009 | IL-DC-009-TN-041 | Tenant gear | access | Tenant-owned | Network stack | — |  |  |  | IL-DC-009-RACK-I | 2 | 8 | Ready | tenant | CUST-8240 | N |  | N
IL-DC-009-TN-042 | IL-DC-009 | IL-DC-009-TN-042 | Tenant gear | access | Tenant-owned | Network stack | — |  |  |  | IL-DC-009-RACK-I | 10 | 8 | Ready | tenant | CUST-8240 | N |  | N
IL-DC-009-TN-043 | IL-DC-009 | IL-DC-009-TN-043 | Tenant gear | access | Tenant-owned | HPC nodes | — |  |  |  | IL-DC-009-RACK-I | 18 | 4 | Ready | tenant | CUST-8240 | N |  | N
IL-DC-009-TN-044 | IL-DC-009 | IL-DC-009-TN-044 | Tenant gear | access | Tenant-owned | Mixed equipment | — |  |  |  | IL-DC-009-RACK-I | 22 | 10 | Ready | tenant | CUST-8240 | N |  | N
IL-DC-009-TN-045 | IL-DC-009 | IL-DC-009-TN-045 | Tenant gear | access | Tenant-owned | Blade chassis | — |  |  |  | IL-DC-009-RACK-I | 32 | 2 | Ready | tenant | CUST-8240 | N |  | N
IL-DC-009-TN-046 | IL-DC-009 | IL-DC-009-TN-046 | Tenant gear | access | Tenant-owned | Mixed equipment | — |  |  |  | IL-DC-009-RACK-J | 2 | 8 | Ready | tenant | CUST-7359 | N |  | N
IL-DC-009-TN-047 | IL-DC-009 | IL-DC-009-TN-047 | Tenant gear | access | Tenant-owned | Rack servers | — |  |  |  | IL-DC-009-RACK-J | 10 | 8 | Ready | tenant | CUST-7359 | N |  | N
IL-DC-009-TN-048 | IL-DC-009 | IL-DC-009-TN-048 | Tenant gear | access | Tenant-owned | Rack servers | — |  |  |  | IL-DC-009-RACK-J | 18 | 4 | Ready | tenant | CUST-7359 | N |  | N
IL-DC-009-TN-049 | IL-DC-009 | IL-DC-009-TN-049 | Tenant gear | access | Tenant-owned | HPC nodes | — |  |  |  | IL-DC-009-RACK-J | 22 | 4 | Ready | tenant | CUST-7359 | N |  | N
IL-DC-009-TN-050 | IL-DC-009 | IL-DC-009-TN-050 | Tenant gear | access | Tenant-owned | Storage array | — |  |  |  | IL-DC-009-RACK-J | 26 | 4 | Ready | tenant | CUST-7359 | N |  | N
IL-DC-009-TN-051 | IL-DC-009 | IL-DC-009-TN-051 | Tenant gear | access | Tenant-owned | HPC nodes | — |  |  |  | IL-DC-009-RACK-K | 2 | 8 | Ready | tenant | CUST-7359 | N |  | N
IL-DC-009-TN-052 | IL-DC-009 | IL-DC-009-TN-052 | Tenant gear | access | Tenant-owned | HPC nodes | — |  |  |  | IL-DC-009-RACK-K | 10 | 2 | Ready | tenant | CUST-7359 | N |  | N
IL-DC-009-TN-053 | IL-DC-009 | IL-DC-009-TN-053 | Tenant gear | access | Tenant-owned | Storage array | — |  |  |  | IL-DC-009-RACK-K | 12 | 2 | Ready | tenant | CUST-7359 | N |  | N
IL-DC-009-TN-054 | IL-DC-009 | IL-DC-009-TN-054 | Tenant gear | access | Tenant-owned | Storage array | — |  |  |  | IL-DC-009-RACK-K | 14 | 2 | Ready | tenant | CUST-7359 | N |  | N
IL-DC-009-TN-055 | IL-DC-009 | IL-DC-009-TN-055 | Tenant gear | access | Tenant-owned | HPC nodes | — |  |  |  | IL-DC-009-RACK-K | 16 | 10 | Ready | tenant | CUST-7359 | N |  | N
IL-DC-009-TN-056 | IL-DC-009 | IL-DC-009-TN-056 | Tenant gear | access | Tenant-owned | Rack servers | — |  |  |  | IL-DC-009-RACK-K | 26 | 8 | Ready | tenant | CUST-7359 | N |  | N
IL-DC-009-TN-057 | IL-DC-009 | IL-DC-009-TN-057 | Tenant gear | access | Tenant-owned | Network stack | — |  |  |  | IL-DC-009-RACK-L | 2 | 2 | Ready | tenant | CUST-9101 | N |  | N
IL-DC-009-TN-058 | IL-DC-009 | IL-DC-009-TN-058 | Tenant gear | access | Tenant-owned | Storage array | — |  |  |  | IL-DC-009-RACK-L | 4 | 8 | Ready | tenant | CUST-9101 | N |  | N
IL-DC-009-TN-059 | IL-DC-009 | IL-DC-009-TN-059 | Tenant gear | access | Tenant-owned | Network stack | — |  |  |  | IL-DC-009-RACK-L | 12 | 2 | Ready | tenant | CUST-9101 | N |  | N
IL-DC-009-TN-060 | IL-DC-009 | IL-DC-009-TN-060 | Tenant gear | access | Tenant-owned | Blade chassis | — |  |  |  | IL-DC-009-RACK-L | 14 | 8 | Ready | tenant | CUST-9101 | N |  | N
IL-DC-009-TN-061 | IL-DC-009 | IL-DC-009-TN-061 | Tenant gear | access | Tenant-owned | Storage array | — |  |  |  | IL-DC-009-RACK-L | 22 | 6 | Ready | tenant | CUST-9101 | N |  | N
IL-DC-009-TN-062 | IL-DC-009 | IL-DC-009-TN-062 | Tenant gear | access | Tenant-owned | Blade chassis | — |  |  |  | IL-DC-009-RACK-M | 2 | 10 | Ready | tenant | CUST-9101 | N |  | N
IL-DC-009-TN-063 | IL-DC-009 | IL-DC-009-TN-063 | Tenant gear | access | Tenant-owned | Network stack | — |  |  |  | IL-DC-009-RACK-M | 12 | 4 | Ready | tenant | CUST-9101 | N |  | N
IL-DC-009-TN-064 | IL-DC-009 | IL-DC-009-TN-064 | Tenant gear | access | Tenant-owned | Mixed equipment | — |  |  |  | IL-DC-009-RACK-M | 16 | 4 | Ready | tenant | CUST-9101 | N |  | N
IL-DC-009-TN-065 | IL-DC-009 | IL-DC-009-TN-065 | Tenant gear | access | Tenant-owned | Rack servers | — |  |  |  | IL-DC-009-RACK-M | 20 | 8 | Ready | tenant | CUST-9101 | N |  | N
IL-DC-009-TN-066 | IL-DC-009 | IL-DC-009-TN-066 | Tenant gear | access | Tenant-owned | Mixed equipment | — |  |  |  | IL-DC-009-RACK-M | 28 | 4 | Ready | tenant | CUST-9101 | N |  | N
IL-DC-009-TN-067 | IL-DC-009 | IL-DC-009-TN-067 | Tenant gear | access | Tenant-owned | HPC nodes | — |  |  |  | IL-DC-009-RACK-M | 32 | 4 | Ready | tenant | CUST-9101 | N |  | N
IL-DC-009-TN-068 | IL-DC-009 | IL-DC-009-TN-068 | Tenant gear | access | Tenant-owned | Rack servers | — |  |  |  | IL-DC-009-RACK-N | 2 | 8 | Ready | tenant | CUST-2073 | N |  | N
IL-DC-009-TN-069 | IL-DC-009 | IL-DC-009-TN-069 | Tenant gear | access | Tenant-owned | Network stack | — |  |  |  | IL-DC-009-RACK-N | 10 | 2 | Ready | tenant | CUST-2073 | N |  | N
IL-DC-009-TN-070 | IL-DC-009 | IL-DC-009-TN-070 | Tenant gear | access | Tenant-owned | Blade chassis | — |  |  |  | IL-DC-009-RACK-N | 12 | 8 | Ready | tenant | CUST-2073 | N |  | N
IL-DC-009-TN-071 | IL-DC-009 | IL-DC-009-TN-071 | Tenant gear | access | Tenant-owned | Blade chassis | — |  |  |  | IL-DC-009-RACK-N | 20 | 4 | Ready | tenant | CUST-2073 | N |  | N
IL-DC-009-TN-072 | IL-DC-009 | IL-DC-009-TN-072 | Tenant gear | access | Tenant-owned | Mixed equipment | — |  |  |  | IL-DC-009-RACK-N | 24 | 2 | Ready | tenant | CUST-2073 | N |  | N
IL-DC-009-TN-073 | IL-DC-009 | IL-DC-009-TN-073 | Tenant gear | access | Tenant-owned | Rack servers | — |  |  |  | IL-DC-009-RACK-N | 26 | 6 | Ready | tenant | CUST-2073 | N |  | N
IL-DC-009-TN-074 | IL-DC-009 | IL-DC-009-TN-074 | Tenant gear | access | Tenant-owned | Network stack | — |  |  |  | IL-DC-009-RACK-O | 2 | 4 | Ready | tenant | CUST-2073 | N |  | N
IL-DC-009-TN-075 | IL-DC-009 | IL-DC-009-TN-075 | Tenant gear | access | Tenant-owned | Mixed equipment | — |  |  |  | IL-DC-009-RACK-O | 6 | 2 | Ready | tenant | CUST-2073 | N |  | N
IL-DC-009-TN-076 | IL-DC-009 | IL-DC-009-TN-076 | Tenant gear | access | Tenant-owned | Rack servers | — |  |  |  | IL-DC-009-RACK-O | 8 | 4 | Ready | tenant | CUST-2073 | N |  | N
AZ-DC-010-PE-T4-01 | AZ-DC-010 | AZ-DC-010-PE-T4-01 | Router | core | JUNIPER | MX204 | 21.4R3-S5.5 | JU0011006 | 172.28.40.20 | A4:5E:60:18:FA:79 | AZ-DC-010-RACK-A | 2 | 1 | Ready | operator |  | Y | COL-AZ-DC-010-2 | Y
AZ-DC-010-PE-T4-02 | AZ-DC-010 | AZ-DC-010-PE-T4-02 | Router | core | JUNIPER | MX204 | 21.4R3-S5.5 | JU0011007 | 172.28.40.21 | A4:5E:60:A6:2F:BE | AZ-DC-010-RACK-A | 3 | 1 | Ready | operator |  | Y | COL-AZ-DC-010-1 | Y
AZ-DC-010-PE-T4-03 | AZ-DC-010 | AZ-DC-010-PE-T4-03 | Router | core | CISCO | ASR 9006 | IOS XR 7.9.2 | CS0011015 | 172.28.40.22 | A4:5E:60:9B:6C:D4 | AZ-DC-010-RACK-A | 4 | 1 | Ready | operator |  | Y | COL-AZ-DC-010-2 | Y
AZ-DC-010-PE-T4-04 | AZ-DC-010 | AZ-DC-010-PE-T4-04 | Router | core | CISCO | ASR 9006 | IOS XR 7.9.2 | CS0011024 | 172.28.40.23 | A4:5E:60:A4:60:44 | AZ-DC-010-RACK-A | 5 | 1 | Ready | operator |  | Y | COL-AZ-DC-010-1 | Y
AZ-DC-010-FW-01 | AZ-DC-010 | AZ-DC-010-FW-01 | Firewall | core | FORTINET | FortiGate 3700F | FortiOS 7.4.3 | FG0011031 | 172.28.40.24 | A4:5E:60:B9:13:3B | AZ-DC-010-RACK-A | 6 | 3 | Ready | operator |  | Y | COL-AZ-DC-010-1 | N
AZ-DC-010-OLA-01 | AZ-DC-010 | AZ-DC-010-OLA-01 | DWDM | core | NOKIA | 1830 PSS-16II | R23.6 | NK0011038 | 172.28.40.25 | A4:5E:60:06:AE:CD | AZ-DC-010-RACK-A | 9 | 6 | Ready | operator |  | Y | COL-AZ-DC-010-2 | N
AZ-DC-010-AGG-R01 | AZ-DC-010 | AZ-DC-010-AGG-R01 | Router | spine | JUNIPER | MX480 | 22.2R3-S2 | JU0011045 | 172.28.40.26 | A4:5E:60:6A:43:CD | AZ-DC-010-RACK-A | 15 | 4 | Ready | operator |  | Y | COL-AZ-DC-010-1 | N
AZ-DC-010-AGG-R02 | AZ-DC-010 | AZ-DC-010-AGG-R02 | Router | spine | JUNIPER | MX480 | 22.2R3-S2 | JU0011050 | 172.28.40.27 | A4:5E:60:C0:4E:C8 | AZ-DC-010-RACK-A | 19 | 4 | Ready | operator |  | Y | COL-AZ-DC-010-2 | N
AZ-DC-010-MMR-SW-01 | AZ-DC-010 | AZ-DC-010-MMR-SW-01 | Switch | leaf | ARISTA | 7050SX3-48YC | EOS 4.31.1F | AR0011056 | 172.28.40.28 | A4:5E:60:21:F4:34 | AZ-DC-010-RACK-A | 23 | 1 | Ready | operator |  | Y | COL-AZ-DC-010-1 | N
AZ-DC-010-MMR-SW-02 | AZ-DC-010 | AZ-DC-010-MMR-SW-02 | Switch | leaf | JUNIPER | QFX5120-48Y | 22.2R3 | JU0011063 | 172.28.40.29 | A4:5E:60:57:E2:88 | AZ-DC-010-RACK-A | 24 | 1 | Ready | operator |  | Y | COL-AZ-DC-010-2 | N
AZ-DC-010-MMR-SW-03 | AZ-DC-010 | AZ-DC-010-MMR-SW-03 | Switch | leaf | JUNIPER | QFX5120-48Y | 22.2R3 | JU0011073 | 172.28.40.30 | A4:5E:60:AA:76:BC | AZ-DC-010-RACK-A | 25 | 1 | Ready | operator |  | Y | COL-AZ-DC-010-1 | N
AZ-DC-010-MMR-SW-04 | AZ-DC-010 | AZ-DC-010-MMR-SW-04 | Switch | leaf | ARISTA | 7050SX3-48YC | EOS 4.31.1F | AR0011083 | 172.28.40.31 | A4:5E:60:0C:F6:D2 | AZ-DC-010-RACK-A | 26 | 1 | Ready | operator |  | Y | COL-AZ-DC-010-2 | N
AZ-DC-010-TOR-001 | AZ-DC-010 | AZ-DC-010-TOR-001 | Switch | access | ARISTA | 7050SX3-48YC | EOS 4.31.1F | AR0011087 | 172.28.40.32 | A4:5E:60:7A:47:42 | AZ-DC-010-RACK-A | 27 | 1 | Ready | operator |  | Y | COL-AZ-DC-010-1 | N
AZ-DC-010-TOR-002 | AZ-DC-010 | AZ-DC-010-TOR-002 | Switch | access | ARISTA | 7050SX3-48YC | EOS 4.31.1F | AR0011097 | 172.28.40.33 | A4:5E:60:3D:63:B7 | AZ-DC-010-RACK-A | 28 | 1 | Ready | operator |  | Y | COL-AZ-DC-010-2 | N
AZ-DC-010-TOR-003 | AZ-DC-010 | AZ-DC-010-TOR-003 | Switch | access | CISCO | Nexus 93180YC | NX-OS 10.3(4a) | CS0011098 | 172.28.40.34 | A4:5E:60:F6:85:0E | AZ-DC-010-RACK-A | 29 | 1 | Ready | operator |  | Y | COL-AZ-DC-010-1 | N
AZ-DC-010-TN-001 | AZ-DC-010 | AZ-DC-010-TN-001 | Tenant gear | access | Tenant-owned | Mixed equipment | — |  |  |  | AZ-DC-010-RACK-A | 30 | 4 | Ready | tenant |  | N |  | N
AZ-DC-010-TN-002 | AZ-DC-010 | AZ-DC-010-TN-002 | Tenant gear | access | Tenant-owned | Rack servers | — |  |  |  | AZ-DC-010-RACK-B | 2 | 6 | Ready | tenant | CUST-4716 | N |  | N
AZ-DC-010-TN-003 | AZ-DC-010 | AZ-DC-010-TN-003 | Tenant gear | access | Tenant-owned | Network stack | — |  |  |  | AZ-DC-010-RACK-B | 8 | 2 | Ready | tenant | CUST-4716 | N |  | N
AZ-DC-010-TN-004 | AZ-DC-010 | AZ-DC-010-TN-004 | Tenant gear | access | Tenant-owned | Mixed equipment | — |  |  |  | AZ-DC-010-RACK-B | 10 | 2 | Ready | tenant | CUST-4716 | N |  | N
AZ-DC-010-TN-005 | AZ-DC-010 | AZ-DC-010-TN-005 | Tenant gear | access | Tenant-owned | Storage array | — |  |  |  | AZ-DC-010-RACK-B | 12 | 8 | Ready | tenant | CUST-4716 | N |  | N
AZ-DC-010-TN-006 | AZ-DC-010 | AZ-DC-010-TN-006 | Tenant gear | access | Tenant-owned | Network stack | — |  |  |  | AZ-DC-010-RACK-B | 20 | 2 | Ready | tenant | CUST-4716 | N |  | N
AZ-DC-010-TN-007 | AZ-DC-010 | AZ-DC-010-TN-007 | Tenant gear | access | Tenant-owned | Storage array | — |  |  |  | AZ-DC-010-RACK-B | 22 | 4 | Ready | tenant | CUST-4716 | N |  | N
AZ-DC-010-TN-008 | AZ-DC-010 | AZ-DC-010-TN-008 | Tenant gear | access | Tenant-owned | Rack servers | — |  |  |  | AZ-DC-010-RACK-C | 2 | 10 | Ready | tenant | CUST-4716 | N |  | N
AZ-DC-010-TN-009 | AZ-DC-010 | AZ-DC-010-TN-009 | Tenant gear | access | Tenant-owned | Rack servers | — |  |  |  | AZ-DC-010-RACK-C | 12 | 10 | Ready | tenant | CUST-4716 | N |  | N
AZ-DC-010-TN-010 | AZ-DC-010 | AZ-DC-010-TN-010 | Tenant gear | access | Tenant-owned | HPC nodes | — |  |  |  | AZ-DC-010-RACK-C | 22 | 2 | Ready | tenant | CUST-4716 | N |  | N
AZ-DC-010-TN-011 | AZ-DC-010 | AZ-DC-010-TN-011 | Tenant gear | access | Tenant-owned | Rack servers | — |  |  |  | AZ-DC-010-RACK-C | 24 | 2 | Ready | tenant | CUST-4716 | N |  | N
AZ-DC-010-TN-012 | AZ-DC-010 | AZ-DC-010-TN-012 | Tenant gear | access | Tenant-owned | Storage array | — |  |  |  | AZ-DC-010-RACK-C | 26 | 6 | Ready | tenant | CUST-4716 | N |  | N
AZ-DC-010-TN-013 | AZ-DC-010 | AZ-DC-010-TN-013 | Tenant gear | access | Tenant-owned | Network stack | — |  |  |  | AZ-DC-010-RACK-C | 32 | 2 | Ready | tenant | CUST-4716 | N |  | N
AZ-DC-010-TN-014 | AZ-DC-010 | AZ-DC-010-TN-014 | Tenant gear | access | Tenant-owned | Blade chassis | — |  |  |  | AZ-DC-010-RACK-D | 2 | 6 | Ready | tenant | CUST-5587 | N |  | N
AZ-DC-010-TN-015 | AZ-DC-010 | AZ-DC-010-TN-015 | Tenant gear | access | Tenant-owned | Rack servers | — |  |  |  | AZ-DC-010-RACK-D | 8 | 4 | Ready | tenant | CUST-5587 | N |  | N
AZ-DC-010-TN-016 | AZ-DC-010 | AZ-DC-010-TN-016 | Tenant gear | access | Tenant-owned | Storage array | — |  |  |  | AZ-DC-010-RACK-D | 12 | 2 | Ready | tenant | CUST-5587 | N |  | N
AZ-DC-010-TN-017 | AZ-DC-010 | AZ-DC-010-TN-017 | Tenant gear | access | Tenant-owned | Rack servers | — |  |  |  | AZ-DC-010-RACK-D | 14 | 10 | Ready | tenant | CUST-5587 | N |  | N
AZ-DC-010-TN-018 | AZ-DC-010 | AZ-DC-010-TN-018 | Tenant gear | access | Tenant-owned | HPC nodes | — |  |  |  | AZ-DC-010-RACK-D | 24 | 10 | Ready | tenant | CUST-5587 | N |  | N
AZ-DC-010-TN-019 | AZ-DC-010 | AZ-DC-010-TN-019 | Tenant gear | access | Tenant-owned | Blade chassis | — |  |  |  | AZ-DC-010-RACK-E | 2 | 8 | Ready | tenant | CUST-6468 | N |  | N
AZ-DC-010-TN-020 | AZ-DC-010 | AZ-DC-010-TN-020 | Tenant gear | access | Tenant-owned | Blade chassis | — |  |  |  | AZ-DC-010-RACK-E | 10 | 8 | Ready | tenant | CUST-6468 | N |  | N
AZ-DC-010-TN-021 | AZ-DC-010 | AZ-DC-010-TN-021 | Tenant gear | access | Tenant-owned | Blade chassis | — |  |  |  | AZ-DC-010-RACK-E | 18 | 4 | Ready | tenant | CUST-6468 | N |  | N
AZ-DC-010-TN-022 | AZ-DC-010 | AZ-DC-010-TN-022 | Tenant gear | access | Tenant-owned | Mixed equipment | — |  |  |  | AZ-DC-010-RACK-E | 22 | 8 | Ready | tenant | CUST-6468 | N |  | N
AZ-DC-010-TN-023 | AZ-DC-010 | AZ-DC-010-TN-023 | Tenant gear | access | Tenant-owned | Blade chassis | — |  |  |  | AZ-DC-010-RACK-E | 30 | 4 | Ready | tenant | CUST-6468 | N |  | N
AZ-DC-010-TN-024 | AZ-DC-010 | AZ-DC-010-TN-024 | Tenant gear | access | Tenant-owned | Blade chassis | — |  |  |  | AZ-DC-010-RACK-F | 2 | 2 | Ready | tenant | CUST-6468 | N |  | N
AZ-DC-010-TN-025 | AZ-DC-010 | AZ-DC-010-TN-025 | Tenant gear | access | Tenant-owned | Blade chassis | — |  |  |  | AZ-DC-010-RACK-F | 4 | 2 | Ready | tenant | CUST-6468 | N |  | N
AZ-DC-010-TN-026 | AZ-DC-010 | AZ-DC-010-TN-026 | Tenant gear | access | Tenant-owned | Mixed equipment | — |  |  |  | AZ-DC-010-RACK-F | 6 | 2 | Ready | tenant | CUST-6468 | N |  | N
AZ-DC-010-TN-027 | AZ-DC-010 | AZ-DC-010-TN-027 | Tenant gear | access | Tenant-owned | HPC nodes | — |  |  |  | AZ-DC-010-RACK-F | 8 | 8 | Ready | tenant | CUST-6468 | N |  | N
AZ-DC-010-TN-028 | AZ-DC-010 | AZ-DC-010-TN-028 | Tenant gear | access | Tenant-owned | Storage array | — |  |  |  | AZ-DC-010-RACK-F | 16 | 8 | Ready | tenant | CUST-6468 | N |  | N
GA-DC-011-PE-T4-01 | GA-DC-011 | GA-DC-011-PE-T4-01 | Router | core | JUNIPER | MX204 | 21.4R3-S5.5 | JU0011005 | 172.30.40.20 | A4:5E:60:8B:62:93 | GA-DC-011-RACK-A | 2 | 1 | Ready | operator |  | Y | COL-GA-DC-011-2 | Y
GA-DC-011-PE-T4-02 | GA-DC-011 | GA-DC-011-PE-T4-02 | Router | core | JUNIPER | MX204 | 21.4R3-S5.5 | JU0011012 | 172.30.40.21 | A4:5E:60:95:F3:91 | GA-DC-011-RACK-A | 3 | 1 | Ready | operator |  | Y | COL-GA-DC-011-1 | Y
GA-DC-011-PE-T4-03 | GA-DC-011 | GA-DC-011-PE-T4-03 | Router | core | JUNIPER | MX480 | 22.2R3-S2 | JU0011014 | 172.30.40.22 | A4:5E:60:F0:88:8F | GA-DC-011-RACK-A | 4 | 1 | Ready | operator |  | Y | COL-GA-DC-011-2 | Y
GA-DC-011-PE-T4-04 | GA-DC-011 | GA-DC-011-PE-T4-04 | Router | core | JUNIPER | MX480 | 22.2R3-S2 | JU0011024 | 172.30.40.23 | A4:5E:60:7B:5D:E2 | GA-DC-011-RACK-A | 5 | 1 | Ready | operator |  | Y | COL-GA-DC-011-1 | Y
GA-DC-011-FW-01 | GA-DC-011 | GA-DC-011-FW-01 | Firewall | core | FORTINET | FortiGate 3700F | FortiOS 7.4.3 | FG0011034 | 172.30.40.24 | A4:5E:60:87:07:65 | GA-DC-011-RACK-A | 6 | 3 | Ready | operator |  | Y | COL-GA-DC-011-1 | N
GA-DC-011-OLA-01 | GA-DC-011 | GA-DC-011-OLA-01 | DWDM | core | NOKIA | 1830 PSS-16II | R23.6 | NK0011040 | 172.30.40.25 | A4:5E:60:19:BF:E6 | GA-DC-011-RACK-A | 9 | 6 | Ready | operator |  | Y | COL-GA-DC-011-2 | N
GA-DC-011-OLA-02 | GA-DC-011 | GA-DC-011-OLA-02 | DWDM | core | CIENA | 6500 D7 | R16.2 | CI0011047 | 172.30.40.26 | A4:5E:60:BF:5F:BE | GA-DC-011-RACK-A | 15 | 6 | Ready | operator |  | Y | COL-GA-DC-011-1 | N
GA-DC-011-AGG-R01 | GA-DC-011 | GA-DC-011-AGG-R01 | Router | spine | JUNIPER | MX480 | 22.2R3-S2 | JU0011055 | 172.30.40.27 | A4:5E:60:BC:C3:66 | GA-DC-011-RACK-A | 21 | 4 | Ready | operator |  | Y | COL-GA-DC-011-1 | N
GA-DC-011-AGG-R02 | GA-DC-011 | GA-DC-011-AGG-R02 | Router | spine | JUNIPER | MX480 | 22.2R3-S2 | JU0011056 | 172.30.40.28 | A4:5E:60:FC:51:C1 | GA-DC-011-RACK-A | 25 | 4 | Ready | operator |  | Y | COL-GA-DC-011-2 | N
GA-DC-011-MMR-SW-01 | GA-DC-011 | GA-DC-011-MMR-SW-01 | Switch | leaf | JUNIPER | QFX5120-48Y | 22.2R3 | JU0011065 | 172.30.40.29 | A4:5E:60:4C:04:6F | GA-DC-011-RACK-A | 29 | 1 | Ready | operator |  | Y | COL-GA-DC-011-1 | N
GA-DC-011-MMR-SW-02 | GA-DC-011 | GA-DC-011-MMR-SW-02 | Switch | leaf | ARISTA | 7050SX3-48YC | EOS 4.31.1F | AR0011074 | 172.30.40.30 | A4:5E:60:31:C6:25 | GA-DC-011-RACK-A | 30 | 1 | Ready | operator |  | Y | COL-GA-DC-011-2 | N
GA-DC-011-MMR-SW-03 | GA-DC-011 | GA-DC-011-MMR-SW-03 | Switch | leaf | ARISTA | 7050SX3-48YC | EOS 4.31.1F | AR0011077 | 172.30.40.31 | A4:5E:60:40:C5:D3 | GA-DC-011-RACK-A | 31 | 1 | Ready | operator |  | Y | COL-GA-DC-011-1 | N
GA-DC-011-MMR-SW-04 | GA-DC-011 | GA-DC-011-MMR-SW-04 | Switch | leaf | CISCO | Nexus 93180YC | NX-OS 10.3(4a) | CS0011087 | 172.30.40.32 | A4:5E:60:01:F1:00 | GA-DC-011-RACK-A | 32 | 1 | Ready | operator |  | Y | COL-GA-DC-011-2 | N
GA-DC-011-MMR-SW-05 | GA-DC-011 | GA-DC-011-MMR-SW-05 | Switch | leaf | CISCO | Nexus 93180YC | NX-OS 10.3(4a) | CS0011096 | 172.30.40.33 | A4:5E:60:31:87:C8 | GA-DC-011-RACK-A | 33 | 1 | Ready | operator |  | Y | COL-GA-DC-011-1 | N
GA-DC-011-MMR-SW-06 | GA-DC-011 | GA-DC-011-MMR-SW-06 | Switch | leaf | JUNIPER | QFX5120-48Y | 22.2R3 | JU0011104 | 172.30.40.34 | A4:5E:60:9B:6C:F0 | GA-DC-011-RACK-A | 34 | 1 | Ready | operator |  | Y | COL-GA-DC-011-2 | N
GA-DC-011-TOR-001 | GA-DC-011 | GA-DC-011-TOR-001 | Switch | access | JUNIPER | QFX5120-48Y | 22.2R3 | JU0011109 | 172.30.40.35 | A4:5E:60:A0:A1:90 | GA-DC-011-RACK-A | 35 | 1 | Ready | operator |  | Y | COL-GA-DC-011-1 | N
GA-DC-011-TOR-002 | GA-DC-011 | GA-DC-011-TOR-002 | Switch | access | ARISTA | 7050SX3-48YC | EOS 4.31.1F | AR0011118 | 172.30.40.36 | A4:5E:60:B0:3A:70 | GA-DC-011-RACK-A | 36 | 1 | Ready | operator |  | Y | COL-GA-DC-011-2 | N
GA-DC-011-TOR-003 | GA-DC-011 | GA-DC-011-TOR-003 | Switch | access | CISCO | Nexus 93180YC | NX-OS 10.3(4a) | CS0011124 | 172.30.40.37 | A4:5E:60:A9:27:CD | GA-DC-011-RACK-B | 2 | 1 | Ready | operator |  | Y | COL-GA-DC-011-1 | N
GA-DC-011-TOR-004 | GA-DC-011 | GA-DC-011-TOR-004 | Switch | access | CISCO | Nexus 93180YC | NX-OS 10.3(4a) | CS0011126 | 172.30.40.38 | A4:5E:60:02:BF:80 | GA-DC-011-RACK-B | 3 | 1 | Ready | operator |  | Y | COL-GA-DC-011-2 | N
GA-DC-011-TOR-005 | GA-DC-011 | GA-DC-011-TOR-005 | Switch | access | ARISTA | 7050SX3-48YC | EOS 4.31.1F | AR0011137 | 172.30.40.39 | A4:5E:60:FF:AA:8E | GA-DC-011-RACK-B | 4 | 1 | Ready | operator |  | Y | COL-GA-DC-011-1 | N
GA-DC-011-TN-001 | GA-DC-011 | GA-DC-011-TN-001 | Tenant gear | access | Tenant-owned | Blade chassis | — |  |  |  | GA-DC-011-RACK-B | 5 | 10 | Ready | tenant |  | N |  | N
GA-DC-011-TN-002 | GA-DC-011 | GA-DC-011-TN-002 | Tenant gear | access | Tenant-owned | Blade chassis | — |  |  |  | GA-DC-011-RACK-B | 15 | 4 | Ready | tenant |  | N |  | N
GA-DC-011-TN-003 | GA-DC-011 | GA-DC-011-TN-003 | Tenant gear | access | Tenant-owned | Network stack | — |  |  |  | GA-DC-011-RACK-B | 19 | 10 | Ready | tenant |  | N |  | N
GA-DC-011-TN-004 | GA-DC-011 | GA-DC-011-TN-004 | Tenant gear | access | Tenant-owned | Storage array | — |  |  |  | GA-DC-011-RACK-B | 29 | 4 | Ready | tenant |  | N |  | N
GA-DC-011-TN-005 | GA-DC-011 | GA-DC-011-TN-005 | Tenant gear | access | Tenant-owned | Storage array | — |  |  |  | GA-DC-011-RACK-C | 2 | 2 | Ready | tenant | CUST-1202 | N |  | N
GA-DC-011-TN-006 | GA-DC-011 | GA-DC-011-TN-006 | Tenant gear | access | Tenant-owned | Mixed equipment | — |  |  |  | GA-DC-011-RACK-C | 4 | 2 | Ready | tenant | CUST-1202 | N |  | N
GA-DC-011-TN-007 | GA-DC-011 | GA-DC-011-TN-007 | Tenant gear | access | Tenant-owned | Storage array | — |  |  |  | GA-DC-011-RACK-C | 6 | 4 | Ready | tenant | CUST-1202 | N |  | N
GA-DC-011-TN-008 | GA-DC-011 | GA-DC-011-TN-008 | Tenant gear | access | Tenant-owned | HPC nodes | — |  |  |  | GA-DC-011-RACK-C | 10 | 4 | Ready | tenant | CUST-1202 | N |  | N
GA-DC-011-TN-009 | GA-DC-011 | GA-DC-011-TN-009 | Tenant gear | access | Tenant-owned | Mixed equipment | — |  |  |  | GA-DC-011-RACK-C | 14 | 4 | Ready | tenant | CUST-1202 | N |  | N
GA-DC-011-TN-010 | GA-DC-011 | GA-DC-011-TN-010 | Tenant gear | access | Tenant-owned | Network stack | — |  |  |  | GA-DC-011-RACK-C | 18 | 8 | Ready | tenant | CUST-1202 | N |  | N
GA-DC-011-TN-011 | GA-DC-011 | GA-DC-011-TN-011 | Tenant gear | access | Tenant-owned | Storage array | — |  |  |  | GA-DC-011-RACK-C | 26 | 4 | Ready | tenant | CUST-1202 | N |  | N
GA-DC-011-TN-012 | GA-DC-011 | GA-DC-011-TN-012 | Tenant gear | access | Tenant-owned | Storage array | — |  |  |  | GA-DC-011-RACK-C | 30 | 2 | Ready | tenant | CUST-1202 | N |  | N
GA-DC-011-TN-013 | GA-DC-011 | GA-DC-011-TN-013 | Tenant gear | access | Tenant-owned | Storage array | — |  |  |  | GA-DC-011-RACK-D | 2 | 8 | Ready | tenant | CUST-1202 | N |  | N
GA-DC-011-TN-014 | GA-DC-011 | GA-DC-011-TN-014 | Tenant gear | access | Tenant-owned | Rack servers | — |  |  |  | GA-DC-011-RACK-D | 10 | 8 | Ready | tenant | CUST-1202 | N |  | N
GA-DC-011-TN-015 | GA-DC-011 | GA-DC-011-TN-015 | Tenant gear | access | Tenant-owned | Blade chassis | — |  |  |  | GA-DC-011-RACK-D | 18 | 10 | Ready | tenant | CUST-1202 | N |  | N
GA-DC-011-TN-016 | GA-DC-011 | GA-DC-011-TN-016 | Tenant gear | access | Tenant-owned | Blade chassis | — |  |  |  | GA-DC-011-RACK-D | 28 | 2 | Ready | tenant | CUST-1202 | N |  | N
GA-DC-011-TN-017 | GA-DC-011 | GA-DC-011-TN-017 | Tenant gear | access | Tenant-owned | Storage array | — |  |  |  | GA-DC-011-RACK-D | 30 | 2 | Ready | tenant | CUST-1202 | N |  | N
GA-DC-011-TN-018 | GA-DC-011 | GA-DC-011-TN-018 | Tenant gear | access | Tenant-owned | Mixed equipment | — |  |  |  | GA-DC-011-RACK-E | 2 | 8 | Ready | tenant | CUST-1202 | N |  | N
GA-DC-011-TN-019 | GA-DC-011 | GA-DC-011-TN-019 | Tenant gear | access | Tenant-owned | Rack servers | — |  |  |  | GA-DC-011-RACK-E | 10 | 4 | Ready | tenant | CUST-1202 | N |  | N
GA-DC-011-TN-020 | GA-DC-011 | GA-DC-011-TN-020 | Tenant gear | access | Tenant-owned | Network stack | — |  |  |  | GA-DC-011-RACK-E | 14 | 4 | Ready | tenant | CUST-1202 | N |  | N
GA-DC-011-TN-021 | GA-DC-011 | GA-DC-011-TN-021 | Tenant gear | access | Tenant-owned | HPC nodes | — |  |  |  | GA-DC-011-RACK-E | 18 | 10 | Ready | tenant | CUST-1202 | N |  | N
GA-DC-011-TN-022 | GA-DC-011 | GA-DC-011-TN-022 | Tenant gear | access | Tenant-owned | HPC nodes | — |  |  |  | GA-DC-011-RACK-E | 28 | 6 | Ready | tenant | CUST-1202 | N |  | N
GA-DC-011-TN-023 | GA-DC-011 | GA-DC-011-TN-023 | Tenant gear | access | Tenant-owned | Storage array | — |  |  |  | GA-DC-011-RACK-F | 2 | 4 | Ready | tenant | CUST-1202 | N |  | N
GA-DC-011-TN-024 | GA-DC-011 | GA-DC-011-TN-024 | Tenant gear | access | Tenant-owned | Storage array | — |  |  |  | GA-DC-011-RACK-F | 6 | 4 | Ready | tenant | CUST-1202 | N |  | N
GA-DC-011-TN-025 | GA-DC-011 | GA-DC-011-TN-025 | Tenant gear | access | Tenant-owned | Blade chassis | — |  |  |  | GA-DC-011-RACK-F | 10 | 6 | Ready | tenant | CUST-1202 | N |  | N
GA-DC-011-TN-026 | GA-DC-011 | GA-DC-011-TN-026 | Tenant gear | access | Tenant-owned | Storage array | — |  |  |  | GA-DC-011-RACK-F | 16 | 4 | Ready | tenant | CUST-1202 | N |  | N
GA-DC-011-TN-027 | GA-DC-011 | GA-DC-011-TN-027 | Tenant gear | access | Tenant-owned | Network stack | — |  |  |  | GA-DC-011-RACK-F | 20 | 4 | Ready | tenant | CUST-1202 | N |  | N
GA-DC-011-TN-028 | GA-DC-011 | GA-DC-011-TN-028 | Tenant gear | access | Tenant-owned | Blade chassis | — |  |  |  | GA-DC-011-RACK-F | 24 | 8 | Ready | tenant | CUST-1202 | N |  | N
GA-DC-011-TN-029 | GA-DC-011 | GA-DC-011-TN-029 | Tenant gear | access | Tenant-owned | Rack servers | — |  |  |  | GA-DC-011-RACK-F | 32 | 4 | Ready | tenant | CUST-1202 | N |  | N
GA-DC-011-TN-030 | GA-DC-011 | GA-DC-011-TN-030 | Tenant gear | access | Tenant-owned | Rack servers | — |  |  |  | GA-DC-011-RACK-G | 2 | 8 | Ready | tenant | CUST-9121 | N |  | N
GA-DC-011-TN-031 | GA-DC-011 | GA-DC-011-TN-031 | Tenant gear | access | Tenant-owned | Mixed equipment | — |  |  |  | GA-DC-011-RACK-G | 10 | 4 | Ready | tenant | CUST-9121 | N |  | N
GA-DC-011-TN-032 | GA-DC-011 | GA-DC-011-TN-032 | Tenant gear | access | Tenant-owned | Blade chassis | — |  |  |  | GA-DC-011-RACK-G | 14 | 4 | Ready | tenant | CUST-9121 | N |  | N
GA-DC-011-TN-033 | GA-DC-011 | GA-DC-011-TN-033 | Tenant gear | access | Tenant-owned | Mixed equipment | — |  |  |  | GA-DC-011-RACK-G | 18 | 4 | Ready | tenant | CUST-9121 | N |  | N
GA-DC-011-TN-034 | GA-DC-011 | GA-DC-011-TN-034 | Tenant gear | access | Tenant-owned | Rack servers | — |  |  |  | GA-DC-011-RACK-G | 22 | 6 | Ready | tenant | CUST-9121 | N |  | N
GA-DC-011-TN-035 | GA-DC-011 | GA-DC-011-TN-035 | Tenant gear | access | Tenant-owned | Blade chassis | — |  |  |  | GA-DC-011-RACK-H | 2 | 10 | Ready | tenant | CUST-9121 | N |  | N
GA-DC-011-TN-036 | GA-DC-011 | GA-DC-011-TN-036 | Tenant gear | access | Tenant-owned | Mixed equipment | — |  |  |  | GA-DC-011-RACK-H | 12 | 10 | Ready | tenant | CUST-9121 | N |  | N
GA-DC-011-TN-037 | GA-DC-011 | GA-DC-011-TN-037 | Tenant gear | access | Tenant-owned | Blade chassis | — |  |  |  | GA-DC-011-RACK-H | 22 | 2 | Ready | tenant | CUST-9121 | N |  | N
GA-DC-011-TN-038 | GA-DC-011 | GA-DC-011-TN-038 | Tenant gear | access | Tenant-owned | Storage array | — |  |  |  | GA-DC-011-RACK-H | 24 | 8 | Ready | tenant | CUST-9121 | N |  | N
GA-DC-011-TN-039 | GA-DC-011 | GA-DC-011-TN-039 | Tenant gear | access | Tenant-owned | Network stack | — |  |  |  | GA-DC-011-RACK-H | 32 | 2 | Ready | tenant | CUST-9121 | N |  | N
GA-DC-011-TN-040 | GA-DC-011 | GA-DC-011-TN-040 | Tenant gear | access | Tenant-owned | Mixed equipment | — |  |  |  | GA-DC-011-RACK-I | 2 | 6 | Ready | tenant | CUST-9121 | N |  | N
GA-DC-011-TN-041 | GA-DC-011 | GA-DC-011-TN-041 | Tenant gear | access | Tenant-owned | Network stack | — |  |  |  | GA-DC-011-RACK-I | 8 | 4 | Ready | tenant | CUST-9121 | N |  | N
GA-DC-011-TN-042 | GA-DC-011 | GA-DC-011-TN-042 | Tenant gear | access | Tenant-owned | HPC nodes | — |  |  |  | GA-DC-011-RACK-I | 12 | 10 | Ready | tenant | CUST-9121 | N |  | N
GA-DC-011-TN-043 | GA-DC-011 | GA-DC-011-TN-043 | Tenant gear | access | Tenant-owned | Blade chassis | — |  |  |  | GA-DC-011-RACK-I | 22 | 2 | Ready | tenant | CUST-9121 | N |  | N
GA-DC-011-TN-044 | GA-DC-011 | GA-DC-011-TN-044 | Tenant gear | access | Tenant-owned | Mixed equipment | — |  |  |  | GA-DC-011-RACK-I | 24 | 4 | Ready | tenant | CUST-9121 | N |  | N
GA-DC-011-TN-045 | GA-DC-011 | GA-DC-011-TN-045 | Tenant gear | access | Tenant-owned | Storage array | — |  |  |  | GA-DC-011-RACK-I | 28 | 4 | Ready | tenant | CUST-9121 | N |  | N
GA-DC-011-TN-046 | GA-DC-011 | GA-DC-011-TN-046 | Tenant gear | access | Tenant-owned | Network stack | — |  |  |  | GA-DC-011-RACK-J | 2 | 6 | Ready | tenant | CUST-9121 | N |  | N
GA-DC-011-TN-047 | GA-DC-011 | GA-DC-011-TN-047 | Tenant gear | access | Tenant-owned | Mixed equipment | — |  |  |  | GA-DC-011-RACK-J | 8 | 8 | Ready | tenant | CUST-9121 | N |  | N
GA-DC-011-TN-048 | GA-DC-011 | GA-DC-011-TN-048 | Tenant gear | access | Tenant-owned | HPC nodes | — |  |  |  | GA-DC-011-RACK-J | 16 | 8 | Ready | tenant | CUST-9121 | N |  | N
GA-DC-011-TN-049 | GA-DC-011 | GA-DC-011-TN-049 | Tenant gear | access | Tenant-owned | Blade chassis | — |  |  |  | GA-DC-011-RACK-J | 24 | 6 | Ready | tenant | CUST-9121 | N |  | N
GA-DC-011-TN-050 | GA-DC-011 | GA-DC-011-TN-050 | Tenant gear | access | Tenant-owned | Blade chassis | — |  |  |  | GA-DC-011-RACK-J | 30 | 6 | Ready | tenant | CUST-9121 | N |  | N
GA-DC-011-TN-051 | GA-DC-011 | GA-DC-011-TN-051 | Tenant gear | access | Tenant-owned | Blade chassis | — |  |  |  | GA-DC-011-RACK-K | 2 | 6 | Ready | tenant | CUST-9121 | N |  | N
GA-DC-011-TN-052 | GA-DC-011 | GA-DC-011-TN-052 | Tenant gear | access | Tenant-owned | Network stack | — |  |  |  | GA-DC-011-RACK-K | 8 | 10 | Ready | tenant | CUST-9121 | N |  | N
GA-DC-011-TN-053 | GA-DC-011 | GA-DC-011-TN-053 | Tenant gear | access | Tenant-owned | Storage array | — |  |  |  | GA-DC-011-RACK-K | 18 | 10 | Ready | tenant | CUST-9121 | N |  | N
GA-DC-011-TN-054 | GA-DC-011 | GA-DC-011-TN-054 | Tenant gear | access | Tenant-owned | Mixed equipment | — |  |  |  | GA-DC-011-RACK-K | 28 | 2 | Ready | tenant | CUST-9121 | N |  | N
GA-DC-011-TN-055 | GA-DC-011 | GA-DC-011-TN-055 | Tenant gear | access | Tenant-owned | Storage array | — |  |  |  | GA-DC-011-RACK-L | 2 | 10 | Ready | tenant | CUST-7349 | N |  | N
GA-DC-011-TN-056 | GA-DC-011 | GA-DC-011-TN-056 | Tenant gear | access | Tenant-owned | HPC nodes | — |  |  |  | GA-DC-011-RACK-L | 12 | 10 | Ready | tenant | CUST-7349 | N |  | N
NJ-DC-012-PE-T4-01 | NJ-DC-012 | NJ-DC-012-PE-T4-01 | Router | core | JUNIPER | MX204 | 21.4R3-S5.5 | JU0011005 | 172.23.40.20 | A4:5E:60:D4:22:CC | NJ-DC-012-RACK-A | 2 | 1 | Ready | operator |  | Y | COL-NJ-DC-012-1 | Y
NJ-DC-012-PE-T4-02 | NJ-DC-012 | NJ-DC-012-PE-T4-02 | Router | core | JUNIPER | MX204 | 21.4R3-S5.5 | JU0011007 | 172.23.40.21 | A4:5E:60:61:53:7F | NJ-DC-012-RACK-A | 3 | 1 | Ready | operator |  | Y | COL-NJ-DC-012-2 | Y
NJ-DC-012-PE-T4-03 | NJ-DC-012 | NJ-DC-012-PE-T4-03 | Router | core | JUNIPER | MX204 | 21.4R3-S5.5 | JU0011018 | 172.23.40.22 | A4:5E:60:64:6C:AC | NJ-DC-012-RACK-A | 4 | 1 | Ready | operator |  | Y | COL-NJ-DC-012-1 | Y
NJ-DC-012-PE-T4-04 | NJ-DC-012 | NJ-DC-012-PE-T4-04 | Router | core | JUNIPER | MX204 | 21.4R3-S5.5 | JU0011023 | 172.23.40.23 | A4:5E:60:69:FD:BD | NJ-DC-012-RACK-A | 5 | 1 | Ready | operator |  | Y | COL-NJ-DC-012-2 | Y
NJ-DC-012-FW-01 | NJ-DC-012 | NJ-DC-012-FW-01 | Firewall | core | FORTINET | FortiGate 3700F | FortiOS 7.4.3 | FG0011028 | 172.23.40.24 | A4:5E:60:23:81:B2 | NJ-DC-012-RACK-A | 6 | 3 | Ready | operator |  | Y | COL-NJ-DC-012-2 | N
NJ-DC-012-OLA-01 | NJ-DC-012 | NJ-DC-012-OLA-01 | DWDM | core | CIENA | 6500 D7 | R16.2 | CI0011036 | 172.23.40.25 | A4:5E:60:94:35:65 | NJ-DC-012-RACK-A | 9 | 6 | Ready | operator |  | Y | COL-NJ-DC-012-1 | N
NJ-DC-012-AGG-R01 | NJ-DC-012 | NJ-DC-012-AGG-R01 | Router | spine | JUNIPER | MX480 | 22.2R3-S2 | JU0011046 | 172.23.40.26 | A4:5E:60:9B:59:7A | NJ-DC-012-RACK-A | 15 | 4 | Ready | operator |  | Y | COL-NJ-DC-012-2 | N
NJ-DC-012-AGG-R02 | NJ-DC-012 | NJ-DC-012-AGG-R02 | Router | spine | JUNIPER | MX480 | 22.2R3-S2 | JU0011054 | 172.23.40.27 | A4:5E:60:BE:90:8A | NJ-DC-012-RACK-A | 19 | 4 | Ready | operator |  | Y | COL-NJ-DC-012-1 | N
NJ-DC-012-MMR-SW-01 | NJ-DC-012 | NJ-DC-012-MMR-SW-01 | Switch | leaf | JUNIPER | QFX5120-48Y | 22.2R3 | JU0011062 | 172.23.40.28 | A4:5E:60:78:60:3F | NJ-DC-012-RACK-A | 23 | 1 | Ready | operator |  | Y | COL-NJ-DC-012-2 | N
NJ-DC-012-MMR-SW-02 | NJ-DC-012 | NJ-DC-012-MMR-SW-02 | Switch | leaf | CISCO | Nexus 93180YC | NX-OS 10.3(4a) | CS0011063 | 172.23.40.29 | A4:5E:60:3F:4E:5F | NJ-DC-012-RACK-A | 24 | 1 | Ready | operator |  | Y | COL-NJ-DC-012-1 | N
NJ-DC-012-MMR-SW-03 | NJ-DC-012 | NJ-DC-012-MMR-SW-03 | Switch | leaf | CISCO | Nexus 93180YC | NX-OS 10.3(4a) | CS0011070 | 172.23.40.30 | A4:5E:60:99:A7:7A | NJ-DC-012-RACK-A | 25 | 1 | Ready | operator |  | Y | COL-NJ-DC-012-2 | N
NJ-DC-012-MMR-SW-04 | NJ-DC-012 | NJ-DC-012-MMR-SW-04 | Switch | leaf | ARISTA | 7050SX3-48YC | EOS 4.31.1F | AR0011081 | 172.23.40.31 | A4:5E:60:98:F9:34 | NJ-DC-012-RACK-A | 26 | 1 | Ready | operator |  | Y | COL-NJ-DC-012-1 | N
NJ-DC-012-TOR-001 | NJ-DC-012 | NJ-DC-012-TOR-001 | Switch | access | JUNIPER | QFX5120-48Y | 22.2R3 | JU0011090 | 172.23.40.32 | A4:5E:60:AA:74:8E | NJ-DC-012-RACK-A | 27 | 1 | Ready | operator |  | Y | COL-NJ-DC-012-2 | N
NJ-DC-012-TOR-002 | NJ-DC-012 | NJ-DC-012-TOR-002 | Switch | access | CISCO | Nexus 93180YC | NX-OS 10.3(4a) | CS0011093 | 172.23.40.33 | A4:5E:60:2A:7E:57 | NJ-DC-012-RACK-A | 28 | 1 | Ready | operator |  | Y | COL-NJ-DC-012-1 | N
NJ-DC-012-TN-001 | NJ-DC-012 | NJ-DC-012-TN-001 | Tenant gear | access | Tenant-owned | Rack servers | — |  |  |  | NJ-DC-012-RACK-A | 29 | 2 | Ready | tenant |  | N |  | N
NJ-DC-012-TN-002 | NJ-DC-012 | NJ-DC-012-TN-002 | Tenant gear | access | Tenant-owned | Network stack | — |  |  |  | NJ-DC-012-RACK-A | 31 | 6 | Ready | tenant |  | N |  | N
NJ-DC-012-TN-003 | NJ-DC-012 | NJ-DC-012-TN-003 | Tenant gear | access | Tenant-owned | Mixed equipment | — |  |  |  | NJ-DC-012-RACK-B | 2 | 2 | Ready | tenant | CUST-8230 | N |  | N
NJ-DC-012-TN-004 | NJ-DC-012 | NJ-DC-012-TN-004 | Tenant gear | access | Tenant-owned | Mixed equipment | — |  |  |  | NJ-DC-012-RACK-B | 4 | 4 | Ready | tenant | CUST-8230 | N |  | N
NJ-DC-012-TN-005 | NJ-DC-012 | NJ-DC-012-TN-005 | Tenant gear | access | Tenant-owned | Storage array | — |  |  |  | NJ-DC-012-RACK-B | 8 | 6 | Ready | tenant | CUST-8230 | N |  | N
NJ-DC-012-TN-006 | NJ-DC-012 | NJ-DC-012-TN-006 | Tenant gear | access | Tenant-owned | Blade chassis | — |  |  |  | NJ-DC-012-RACK-B | 14 | 2 | Ready | tenant | CUST-8230 | N |  | N
NJ-DC-012-TN-007 | NJ-DC-012 | NJ-DC-012-TN-007 | Tenant gear | access | Tenant-owned | Network stack | — |  |  |  | NJ-DC-012-RACK-B | 16 | 8 | Ready | tenant | CUST-8230 | N |  | N
NJ-DC-012-TN-008 | NJ-DC-012 | NJ-DC-012-TN-008 | Tenant gear | access | Tenant-owned | HPC nodes | — |  |  |  | NJ-DC-012-RACK-B | 24 | 4 | Ready | tenant | CUST-8230 | N |  | N
NJ-DC-012-TN-009 | NJ-DC-012 | NJ-DC-012-TN-009 | Tenant gear | access | Tenant-owned | Storage array | — |  |  |  | NJ-DC-012-RACK-B | 28 | 2 | Ready | tenant | CUST-8230 | N |  | N
NJ-DC-012-TN-010 | NJ-DC-012 | NJ-DC-012-TN-010 | Tenant gear | access | Tenant-owned | Rack servers | — |  |  |  | NJ-DC-012-RACK-B | 30 | 2 | Ready | tenant | CUST-8230 | N |  | N
NJ-DC-012-TN-011 | NJ-DC-012 | NJ-DC-012-TN-011 | Tenant gear | access | Tenant-owned | Network stack | — |  |  |  | NJ-DC-012-RACK-C | 2 | 6 | Ready | tenant | CUST-8230 | N |  | N
NJ-DC-012-TN-012 | NJ-DC-012 | NJ-DC-012-TN-012 | Tenant gear | access | Tenant-owned | Rack servers | — |  |  |  | NJ-DC-012-RACK-C | 8 | 4 | Ready | tenant | CUST-8230 | N |  | N
NJ-DC-012-TN-013 | NJ-DC-012 | NJ-DC-012-TN-013 | Tenant gear | access | Tenant-owned | Rack servers | — |  |  |  | NJ-DC-012-RACK-C | 12 | 10 | Ready | tenant | CUST-8230 | N |  | N
NJ-DC-012-TN-014 | NJ-DC-012 | NJ-DC-012-TN-014 | Tenant gear | access | Tenant-owned | Rack servers | — |  |  |  | NJ-DC-012-RACK-C | 22 | 4 | Ready | tenant | CUST-8230 | N |  | N
NJ-DC-012-TN-015 | NJ-DC-012 | NJ-DC-012-TN-015 | Tenant gear | access | Tenant-owned | Rack servers | — |  |  |  | NJ-DC-012-RACK-C | 26 | 10 | Ready | tenant | CUST-8230 | N |  | N
NJ-DC-012-TN-016 | NJ-DC-012 | NJ-DC-012-TN-016 | Tenant gear | access | Tenant-owned | HPC nodes | — |  |  |  | NJ-DC-012-RACK-D | 2 | 8 | Ready | tenant | CUST-8230 | N |  | N
NJ-DC-012-TN-017 | NJ-DC-012 | NJ-DC-012-TN-017 | Tenant gear | access | Tenant-owned | Network stack | — |  |  |  | NJ-DC-012-RACK-D | 10 | 10 | Ready | tenant | CUST-8230 | N |  | N
NJ-DC-012-TN-018 | NJ-DC-012 | NJ-DC-012-TN-018 | Tenant gear | access | Tenant-owned | Blade chassis | — |  |  |  | NJ-DC-012-RACK-D | 20 | 2 | Ready | tenant | CUST-8230 | N |  | N
NJ-DC-012-TN-019 | NJ-DC-012 | NJ-DC-012-TN-019 | Tenant gear | access | Tenant-owned | Storage array | — |  |  |  | NJ-DC-012-RACK-D | 22 | 4 | Ready | tenant | CUST-8230 | N |  | N
NJ-DC-012-TN-020 | NJ-DC-012 | NJ-DC-012-TN-020 | Tenant gear | access | Tenant-owned | Rack servers | — |  |  |  | NJ-DC-012-RACK-D | 26 | 4 | Ready | tenant | CUST-8230 | N |  | N
NJ-DC-012-TN-021 | NJ-DC-012 | NJ-DC-012-TN-021 | Tenant gear | access | Tenant-owned | Storage array | — |  |  |  | NJ-DC-012-RACK-E | 2 | 10 | Ready | tenant | CUST-8220 | N |  | N
NJ-DC-012-TN-022 | NJ-DC-012 | NJ-DC-012-TN-022 | Tenant gear | access | Tenant-owned | Storage array | — |  |  |  | NJ-DC-012-RACK-E | 12 | 2 | Ready | tenant | CUST-8220 | N |  | N
NJ-DC-012-TN-023 | NJ-DC-012 | NJ-DC-012-TN-023 | Tenant gear | access | Tenant-owned | Blade chassis | — |  |  |  | NJ-DC-012-RACK-E | 14 | 2 | Ready | tenant | CUST-8220 | N |  | N
NJ-DC-012-TN-024 | NJ-DC-012 | NJ-DC-012-TN-024 | Tenant gear | access | Tenant-owned | Rack servers | — |  |  |  | NJ-DC-012-RACK-E | 16 | 6 | Ready | tenant | CUST-8220 | N |  | N
WA-DC-013-PE-T4-01 | WA-DC-013 | WA-DC-013-PE-T4-01 | Router | core | JUNIPER | MX204 | 21.4R3-S5.5 | JU0011003 | 172.24.40.20 | A4:5E:60:89:E8:72 | WA-DC-013-RACK-A | 2 | 1 | Planned | operator |  | N |  | Y
WA-DC-013-PE-T4-02 | WA-DC-013 | WA-DC-013-PE-T4-02 | Router | core | JUNIPER | MX204 | 21.4R3-S5.5 | JU0011009 | 172.24.40.21 | A4:5E:60:1D:27:4E | WA-DC-013-RACK-A | 3 | 1 | Planned | operator |  | N |  | Y
WA-DC-013-PE-T4-03 | WA-DC-013 | WA-DC-013-PE-T4-03 | Router | core | JUNIPER | MX480 | 22.2R3-S2 | JU0011016 | 172.24.40.22 | A4:5E:60:D9:32:CE | WA-DC-013-RACK-A | 4 | 1 | Planned | operator |  | N |  | Y
WA-DC-013-PE-T4-04 | WA-DC-013 | WA-DC-013-PE-T4-04 | Router | core | JUNIPER | MX480 | 22.2R3-S2 | JU0011026 | 172.24.40.23 | A4:5E:60:F2:58:0E | WA-DC-013-RACK-A | 5 | 1 | Planned | operator |  | N |  | Y
WA-DC-013-FW-01 | WA-DC-013 | WA-DC-013-FW-01 | Firewall | core | FORTINET | FortiGate 3700F | FortiOS 7.4.3 | FG0011028 | 172.24.40.24 | A4:5E:60:46:76:1C | WA-DC-013-RACK-A | 6 | 3 | Planned | operator |  | N |  | N
WA-DC-013-OLA-01 | WA-DC-013 | WA-DC-013-OLA-01 | DWDM | core | CIENA | 6500 D7 | R16.2 | CI0011037 | 172.24.40.25 | A4:5E:60:A0:74:2F | WA-DC-013-RACK-A | 9 | 6 | Planned | operator |  | N |  | N
WA-DC-013-AGG-R01 | WA-DC-013 | WA-DC-013-AGG-R01 | Router | spine | JUNIPER | MX480 | 22.2R3-S2 | JU0011048 | 172.24.40.26 | A4:5E:60:7D:E1:16 | WA-DC-013-RACK-A | 15 | 4 | Planned | operator |  | N |  | N
WA-DC-013-AGG-R02 | WA-DC-013 | WA-DC-013-AGG-R02 | Router | spine | JUNIPER | MX480 | 22.2R3-S2 | JU0011052 | 172.24.40.27 | A4:5E:60:2E:43:ED | WA-DC-013-RACK-A | 19 | 4 | Planned | operator |  | N |  | N
WA-DC-013-MMR-SW-01 | WA-DC-013 | WA-DC-013-MMR-SW-01 | Switch | leaf | JUNIPER | QFX5120-48Y | 22.2R3 | JU0011057 | 172.24.40.28 | A4:5E:60:C3:5A:70 | WA-DC-013-RACK-A | 23 | 1 | Planned | operator |  | N |  | N
WA-DC-013-MMR-SW-02 | WA-DC-013 | WA-DC-013-MMR-SW-02 | Switch | leaf | CISCO | Nexus 93180YC | NX-OS 10.3(4a) | CS0011064 | 172.24.40.29 | A4:5E:60:76:48:F8 | WA-DC-013-RACK-A | 24 | 1 | Planned | operator |  | N |  | N
WA-DC-013-MMR-SW-03 | WA-DC-013 | WA-DC-013-MMR-SW-03 | Switch | leaf | JUNIPER | QFX5120-48Y | 22.2R3 | JU0011076 | 172.24.40.30 | A4:5E:60:59:AB:6A | WA-DC-013-RACK-A | 25 | 1 | Planned | operator |  | N |  | N
WA-DC-013-MMR-SW-04 | WA-DC-013 | WA-DC-013-MMR-SW-04 | Switch | leaf | ARISTA | 7050SX3-48YC | EOS 4.31.1F | AR0011083 | 172.24.40.31 | A4:5E:60:F4:8B:C0 | WA-DC-013-RACK-A | 26 | 1 | Planned | operator |  | N |  | N
WA-DC-013-TOR-001 | WA-DC-013 | WA-DC-013-TOR-001 | Switch | access | CISCO | Nexus 93180YC | NX-OS 10.3(4a) | CS0011086 | 172.24.40.32 | A4:5E:60:E9:34:8F | WA-DC-013-RACK-A | 27 | 1 | Planned | operator |  | N |  | N
WA-DC-013-TOR-002 | WA-DC-013 | WA-DC-013-TOR-002 | Switch | access | ARISTA | 7050SX3-48YC | EOS 4.31.1F | AR0011093 | 172.24.40.33 | A4:5E:60:6E:67:47 | WA-DC-013-RACK-A | 28 | 1 | Planned | operator |  | N |  | N
WA-DC-013-TN-001 | WA-DC-013 | WA-DC-013-TN-001 | Tenant gear | access | Tenant-owned | Storage array | — |  |  |  | WA-DC-013-RACK-A | 29 | 2 | Planned | tenant |  | N |  | N
WA-DC-013-TN-002 | WA-DC-013 | WA-DC-013-TN-002 | Tenant gear | access | Tenant-owned | Network stack | — |  |  |  | WA-DC-013-RACK-A | 31 | 6 | Planned | tenant |  | N |  | N
WA-DC-013-TN-003 | WA-DC-013 | WA-DC-013-TN-003 | Tenant gear | access | Tenant-owned | Network stack | — |  |  |  | WA-DC-013-RACK-B | 2 | 6 | Planned | tenant | CUST-7349 | N |  | N
WA-DC-013-TN-004 | WA-DC-013 | WA-DC-013-TN-004 | Tenant gear | access | Tenant-owned | HPC nodes | — |  |  |  | WA-DC-013-RACK-B | 8 | 4 | Planned | tenant | CUST-7349 | N |  | N
WA-DC-013-TN-005 | WA-DC-013 | WA-DC-013-TN-005 | Tenant gear | access | Tenant-owned | Mixed equipment | — |  |  |  | WA-DC-013-RACK-B | 12 | 4 | Planned | tenant | CUST-7349 | N |  | N
WA-DC-013-TN-006 | WA-DC-013 | WA-DC-013-TN-006 | Tenant gear | access | Tenant-owned | Rack servers | — |  |  |  | WA-DC-013-RACK-B | 16 | 8 | Planned | tenant | CUST-7349 | N |  | N
WA-DC-013-TN-007 | WA-DC-013 | WA-DC-013-TN-007 | Tenant gear | access | Tenant-owned | Network stack | — |  |  |  | WA-DC-013-RACK-B | 24 | 4 | Planned | tenant | CUST-7349 | N |  | N
WA-DC-013-TN-008 | WA-DC-013 | WA-DC-013-TN-008 | Tenant gear | access | Tenant-owned | Blade chassis | — |  |  |  | WA-DC-013-RACK-C | 2 | 10 | Planned | tenant | CUST-8230 | N |  | N
WA-DC-013-TN-009 | WA-DC-013 | WA-DC-013-TN-009 | Tenant gear | access | Tenant-owned | Rack servers | — |  |  |  | WA-DC-013-RACK-C | 12 | 10 | Planned | tenant | CUST-8230 | N |  | N
WA-DC-013-TN-010 | WA-DC-013 | WA-DC-013-TN-010 | Tenant gear | access | Tenant-owned | Storage array | — |  |  |  | WA-DC-013-RACK-C | 22 | 4 | Planned | tenant | CUST-8230 | N |  | N
WA-DC-013-TN-011 | WA-DC-013 | WA-DC-013-TN-011 | Tenant gear | access | Tenant-owned | Rack servers | — |  |  |  | WA-DC-013-RACK-C | 26 | 6 | Planned | tenant | CUST-8230 | N |  | N
WA-DC-013-TN-012 | WA-DC-013 | WA-DC-013-TN-012 | Tenant gear | access | Tenant-owned | Mixed equipment | — |  |  |  | WA-DC-013-RACK-C | 32 | 4 | Planned | tenant | CUST-8230 | N |  | N
WA-DC-013-TN-013 | WA-DC-013 | WA-DC-013-TN-013 | Tenant gear | access | Tenant-owned | HPC nodes | — |  |  |  | WA-DC-013-RACK-D | 2 | 10 | Planned | tenant | CUST-8230 | N |  | N
WA-DC-013-TN-014 | WA-DC-013 | WA-DC-013-TN-014 | Tenant gear | access | Tenant-owned | Rack servers | — |  |  |  | WA-DC-013-RACK-D | 12 | 2 | Planned | tenant | CUST-8230 | N |  | N
WA-DC-013-TN-015 | WA-DC-013 | WA-DC-013-TN-015 | Tenant gear | access | Tenant-owned | HPC nodes | — |  |  |  | WA-DC-013-RACK-D | 14 | 4 | Planned | tenant | CUST-8230 | N |  | N
OR-DC-014-PE-T4-01 | OR-DC-014 | OR-DC-014-PE-T4-01 | Router | core | JUNIPER | MX204 | 21.4R3-S5.5 | JU0011003 | 172.26.40.20 | A4:5E:60:E2:DD:C4 | OR-DC-014-RACK-A | 2 | 1 | Ready | operator |  | Y | COL-OR-DC-014-2 | Y
OR-DC-014-PE-T4-02 | OR-DC-014 | OR-DC-014-PE-T4-02 | Router | core | JUNIPER | MX204 | 21.4R3-S5.5 | JU0011007 | 172.26.40.21 | A4:5E:60:98:5C:FC | OR-DC-014-RACK-A | 3 | 1 | Ready | operator |  | Y | COL-OR-DC-014-1 | Y
OR-DC-014-PE-T4-03 | OR-DC-014 | OR-DC-014-PE-T4-03 | Router | core | NOKIA | 7750 SR-1 | SR OS 23.10.R2 | NK0011017 | 172.26.40.22 | A4:5E:60:FD:F9:67 | OR-DC-014-RACK-A | 4 | 1 | Ready | operator |  | Y | COL-OR-DC-014-2 | Y
OR-DC-014-PE-T4-04 | OR-DC-014 | OR-DC-014-PE-T4-04 | Router | core | NOKIA | 7750 SR-1 | SR OS 23.10.R2 | NK0011025 | 172.26.40.23 | A4:5E:60:F7:04:1F | OR-DC-014-RACK-A | 5 | 1 | Ready | operator |  | Y | COL-OR-DC-014-1 | Y
OR-DC-014-FW-01 | OR-DC-014 | OR-DC-014-FW-01 | Firewall | core | FORTINET | FortiGate 3700F | FortiOS 7.4.3 | FG0011030 | 172.26.40.24 | A4:5E:60:52:7D:58 | OR-DC-014-RACK-A | 6 | 3 | Ready | operator |  | Y | COL-OR-DC-014-1 | N
OR-DC-014-OLA-01 | OR-DC-014 | OR-DC-014-OLA-01 | DWDM | core | NOKIA | 1830 PSS-16II | R23.6 | NK0011039 | 172.26.40.25 | A4:5E:60:E8:E1:E7 | OR-DC-014-RACK-A | 9 | 6 | Ready | operator |  | Y | COL-OR-DC-014-2 | N
OR-DC-014-AGG-R01 | OR-DC-014 | OR-DC-014-AGG-R01 | Router | spine | JUNIPER | MX480 | 22.2R3-S2 | JU0011046 | 172.26.40.26 | A4:5E:60:94:33:8E | OR-DC-014-RACK-A | 15 | 4 | Ready | operator |  | Y | COL-OR-DC-014-1 | N
OR-DC-014-AGG-R02 | OR-DC-014 | OR-DC-014-AGG-R02 | Router | spine | JUNIPER | MX480 | 22.2R3-S2 | JU0011051 | 172.26.40.27 | A4:5E:60:56:A9:0D | OR-DC-014-RACK-A | 19 | 4 | Ready | operator |  | Y | COL-OR-DC-014-2 | N
OR-DC-014-MMR-SW-01 | OR-DC-014 | OR-DC-014-MMR-SW-01 | Switch | leaf | JUNIPER | QFX5120-48Y | 22.2R3 | JU0011056 | 172.26.40.28 | A4:5E:60:6C:64:52 | OR-DC-014-RACK-A | 23 | 1 | Ready | operator |  | Y | COL-OR-DC-014-1 | N
OR-DC-014-MMR-SW-02 | OR-DC-014 | OR-DC-014-MMR-SW-02 | Switch | leaf | ARISTA | 7050SX3-48YC | EOS 4.31.1F | AR0011066 | 172.26.40.29 | A4:5E:60:44:85:A6 | OR-DC-014-RACK-A | 24 | 1 | Ready | operator |  | Y | COL-OR-DC-014-2 | N
OR-DC-014-MMR-SW-03 | OR-DC-014 | OR-DC-014-MMR-SW-03 | Switch | leaf | CISCO | Nexus 93180YC | NX-OS 10.3(4a) | CS0011071 | 172.26.40.30 | A4:5E:60:28:B6:D6 | OR-DC-014-RACK-A | 25 | 1 | Ready | operator |  | Y | COL-OR-DC-014-1 | N
OR-DC-014-MMR-SW-04 | OR-DC-014 | OR-DC-014-MMR-SW-04 | Switch | leaf | ARISTA | 7050SX3-48YC | EOS 4.31.1F | AR0011081 | 172.26.40.31 | A4:5E:60:1C:69:F3 | OR-DC-014-RACK-A | 26 | 1 | Ready | operator |  | Y | COL-OR-DC-014-2 | N
OR-DC-014-MMR-SW-05 | OR-DC-014 | OR-DC-014-MMR-SW-05 | Switch | leaf | ARISTA | 7050SX3-48YC | EOS 4.31.1F | AR0011086 | 172.26.40.32 | A4:5E:60:47:EA:B3 | OR-DC-014-RACK-A | 27 | 1 | Ready | operator |  | Y | COL-OR-DC-014-1 | N
OR-DC-014-TOR-001 | OR-DC-014 | OR-DC-014-TOR-001 | Switch | access | JUNIPER | QFX5120-48Y | 22.2R3 | JU0011097 | 172.26.40.33 | A4:5E:60:67:E4:1F | OR-DC-014-RACK-A | 28 | 1 | Ready | operator |  | Y | COL-OR-DC-014-1 | N
OR-DC-014-TOR-002 | OR-DC-014 | OR-DC-014-TOR-002 | Switch | access | ARISTA | 7050SX3-48YC | EOS 4.31.1F | AR0011102 | 172.26.40.34 | A4:5E:60:40:69:69 | OR-DC-014-RACK-A | 29 | 1 | Ready | operator |  | Y | COL-OR-DC-014-2 | N
OR-DC-014-TOR-003 | OR-DC-014 | OR-DC-014-TOR-003 | Switch | access | CISCO | Nexus 93180YC | NX-OS 10.3(4a) | CS0011105 | 172.26.40.35 | A4:5E:60:54:D5:24 | OR-DC-014-RACK-A | 30 | 1 | Ready | operator |  | Y | COL-OR-DC-014-1 | N
OR-DC-014-TN-001 | OR-DC-014 | OR-DC-014-TN-001 | Tenant gear | access | Tenant-owned | Network stack | — |  |  |  | OR-DC-014-RACK-B | 2 | 10 | Ready | tenant | CUST-3825 | N |  | N
OR-DC-014-TN-002 | OR-DC-014 | OR-DC-014-TN-002 | Tenant gear | access | Tenant-owned | Rack servers | — |  |  |  | OR-DC-014-RACK-B | 12 | 6 | Ready | tenant | CUST-3825 | N |  | N
OR-DC-014-TN-003 | OR-DC-014 | OR-DC-014-TN-003 | Tenant gear | access | Tenant-owned | Network stack | — |  |  |  | OR-DC-014-RACK-B | 18 | 8 | Ready | tenant | CUST-3825 | N |  | N
OR-DC-014-TN-004 | OR-DC-014 | OR-DC-014-TN-004 | Tenant gear | access | Tenant-owned | Mixed equipment | — |  |  |  | OR-DC-014-RACK-B | 26 | 6 | Ready | tenant | CUST-3825 | N |  | N
OR-DC-014-TN-005 | OR-DC-014 | OR-DC-014-TN-005 | Tenant gear | access | Tenant-owned | Rack servers | — |  |  |  | OR-DC-014-RACK-C | 2 | 6 | Ready | tenant | CUST-3825 | N |  | N
OR-DC-014-TN-006 | OR-DC-014 | OR-DC-014-TN-006 | Tenant gear | access | Tenant-owned | Blade chassis | — |  |  |  | OR-DC-014-RACK-C | 8 | 6 | Ready | tenant | CUST-3825 | N |  | N
OR-DC-014-TN-007 | OR-DC-014 | OR-DC-014-TN-007 | Tenant gear | access | Tenant-owned | Network stack | — |  |  |  | OR-DC-014-RACK-C | 14 | 6 | Ready | tenant | CUST-3825 | N |  | N
OR-DC-014-TN-008 | OR-DC-014 | OR-DC-014-TN-008 | Tenant gear | access | Tenant-owned | Mixed equipment | — |  |  |  | OR-DC-014-RACK-C | 20 | 10 | Ready | tenant | CUST-3825 | N |  | N
OR-DC-014-TN-009 | OR-DC-014 | OR-DC-014-TN-009 | Tenant gear | access | Tenant-owned | Network stack | — |  |  |  | OR-DC-014-RACK-C | 30 | 6 | Ready | tenant | CUST-3825 | N |  | N
OR-DC-014-TN-010 | OR-DC-014 | OR-DC-014-TN-010 | Tenant gear | access | Tenant-owned | Network stack | — |  |  |  | OR-DC-014-RACK-D | 2 | 4 | Ready | tenant | CUST-9121 | N |  | N
OR-DC-014-TN-011 | OR-DC-014 | OR-DC-014-TN-011 | Tenant gear | access | Tenant-owned | Rack servers | — |  |  |  | OR-DC-014-RACK-D | 6 | 4 | Ready | tenant | CUST-9121 | N |  | N
OR-DC-014-TN-012 | OR-DC-014 | OR-DC-014-TN-012 | Tenant gear | access | Tenant-owned | Storage array | — |  |  |  | OR-DC-014-RACK-D | 10 | 4 | Ready | tenant | CUST-9121 | N |  | N
OR-DC-014-TN-013 | OR-DC-014 | OR-DC-014-TN-013 | Tenant gear | access | Tenant-owned | Rack servers | — |  |  |  | OR-DC-014-RACK-D | 14 | 8 | Ready | tenant | CUST-9121 | N |  | N
OR-DC-014-TN-014 | OR-DC-014 | OR-DC-014-TN-014 | Tenant gear | access | Tenant-owned | HPC nodes | — |  |  |  | OR-DC-014-RACK-D | 22 | 2 | Ready | tenant | CUST-9121 | N |  | N
OR-DC-014-TN-015 | OR-DC-014 | OR-DC-014-TN-015 | Tenant gear | access | Tenant-owned | Storage array | — |  |  |  | OR-DC-014-RACK-D | 24 | 4 | Ready | tenant | CUST-9121 | N |  | N
OR-DC-014-TN-016 | OR-DC-014 | OR-DC-014-TN-016 | Tenant gear | access | Tenant-owned | Blade chassis | — |  |  |  | OR-DC-014-RACK-D | 28 | 8 | Ready | tenant | CUST-9121 | N |  | N
OR-DC-014-TN-017 | OR-DC-014 | OR-DC-014-TN-017 | Tenant gear | access | Tenant-owned | Network stack | — |  |  |  | OR-DC-014-RACK-E | 2 | 4 | Ready | tenant | CUST-9121 | N |  | N
OR-DC-014-TN-018 | OR-DC-014 | OR-DC-014-TN-018 | Tenant gear | access | Tenant-owned | Network stack | — |  |  |  | OR-DC-014-RACK-E | 6 | 10 | Ready | tenant | CUST-9121 | N |  | N
OR-DC-014-TN-019 | OR-DC-014 | OR-DC-014-TN-019 | Tenant gear | access | Tenant-owned | Blade chassis | — |  |  |  | OR-DC-014-RACK-E | 16 | 4 | Ready | tenant | CUST-9121 | N |  | N
OR-DC-014-TN-020 | OR-DC-014 | OR-DC-014-TN-020 | Tenant gear | access | Tenant-owned | Storage array | — |  |  |  | OR-DC-014-RACK-E | 20 | 4 | Ready | tenant | CUST-9121 | N |  | N
OR-DC-014-TN-021 | OR-DC-014 | OR-DC-014-TN-021 | Tenant gear | access | Tenant-owned | Rack servers | — |  |  |  | OR-DC-014-RACK-E | 24 | 10 | Ready | tenant | CUST-9121 | N |  | N
OR-DC-014-TN-022 | OR-DC-014 | OR-DC-014-TN-022 | Tenant gear | access | Tenant-owned | Mixed equipment | — |  |  |  | OR-DC-014-RACK-F | 2 | 4 | Ready | tenant | CUST-9121 | N |  | N
OR-DC-014-TN-023 | OR-DC-014 | OR-DC-014-TN-023 | Tenant gear | access | Tenant-owned | HPC nodes | — |  |  |  | OR-DC-014-RACK-F | 6 | 6 | Ready | tenant | CUST-9121 | N |  | N
OR-DC-014-TN-024 | OR-DC-014 | OR-DC-014-TN-024 | Tenant gear | access | Tenant-owned | Blade chassis | — |  |  |  | OR-DC-014-RACK-F | 12 | 4 | Ready | tenant | CUST-9121 | N |  | N
OR-DC-014-TN-025 | OR-DC-014 | OR-DC-014-TN-025 | Tenant gear | access | Tenant-owned | Network stack | — |  |  |  | OR-DC-014-RACK-F | 16 | 2 | Ready | tenant | CUST-9121 | N |  | N
OR-DC-014-TN-026 | OR-DC-014 | OR-DC-014-TN-026 | Tenant gear | access | Tenant-owned | Rack servers | — |  |  |  | OR-DC-014-RACK-F | 18 | 10 | Ready | tenant | CUST-9121 | N |  | N
OR-DC-014-TN-027 | OR-DC-014 | OR-DC-014-TN-027 | Tenant gear | access | Tenant-owned | Rack servers | — |  |  |  | OR-DC-014-RACK-F | 28 | 8 | Ready | tenant | CUST-9121 | N |  | N
OR-DC-014-TN-028 | OR-DC-014 | OR-DC-014-TN-028 | Tenant gear | access | Tenant-owned | Mixed equipment | — |  |  |  | OR-DC-014-RACK-G | 2 | 4 | Ready | tenant | CUST-9121 | N |  | N
OR-DC-014-TN-029 | OR-DC-014 | OR-DC-014-TN-029 | Tenant gear | access | Tenant-owned | Rack servers | — |  |  |  | OR-DC-014-RACK-G | 6 | 2 | Ready | tenant | CUST-9121 | N |  | N
OR-DC-014-TN-030 | OR-DC-014 | OR-DC-014-TN-030 | Tenant gear | access | Tenant-owned | Rack servers | — |  |  |  | OR-DC-014-RACK-G | 8 | 6 | Ready | tenant | CUST-9121 | N |  | N
OR-DC-014-TN-031 | OR-DC-014 | OR-DC-014-TN-031 | Tenant gear | access | Tenant-owned | Blade chassis | — |  |  |  | OR-DC-014-RACK-G | 14 | 2 | Ready | tenant | CUST-9121 | N |  | N
OR-DC-014-TN-032 | OR-DC-014 | OR-DC-014-TN-032 | Tenant gear | access | Tenant-owned | HPC nodes | — |  |  |  | OR-DC-014-RACK-G | 16 | 4 | Ready | tenant | CUST-9121 | N |  | N
OR-DC-014-TN-033 | OR-DC-014 | OR-DC-014-TN-033 | Tenant gear | access | Tenant-owned | Mixed equipment | — |  |  |  | OR-DC-014-RACK-G | 20 | 4 | Ready | tenant | CUST-9121 | N |  | N
OR-DC-014-TN-034 | OR-DC-014 | OR-DC-014-TN-034 | Tenant gear | access | Tenant-owned | Network stack | — |  |  |  | OR-DC-014-RACK-G | 24 | 8 | Ready | tenant | CUST-9121 | N |  | N
OR-DC-014-TN-035 | OR-DC-014 | OR-DC-014-TN-035 | Tenant gear | access | Tenant-owned | HPC nodes | — |  |  |  | OR-DC-014-RACK-H | 2 | 8 | Ready | tenant | CUST-9121 | N |  | N
OR-DC-014-TN-036 | OR-DC-014 | OR-DC-014-TN-036 | Tenant gear | access | Tenant-owned | HPC nodes | — |  |  |  | OR-DC-014-RACK-H | 10 | 4 | Ready | tenant | CUST-9121 | N |  | N
OR-DC-014-TN-037 | OR-DC-014 | OR-DC-014-TN-037 | Tenant gear | access | Tenant-owned | Network stack | — |  |  |  | OR-DC-014-RACK-H | 14 | 4 | Ready | tenant | CUST-9121 | N |  | N
OR-DC-014-TN-038 | OR-DC-014 | OR-DC-014-TN-038 | Tenant gear | access | Tenant-owned | Blade chassis | — |  |  |  | OR-DC-014-RACK-H | 18 | 6 | Ready | tenant | CUST-9121 | N |  | N
OR-DC-014-TN-039 | OR-DC-014 | OR-DC-014-TN-039 | Tenant gear | access | Tenant-owned | Rack servers | — |  |  |  | OR-DC-014-RACK-H | 24 | 4 | Ready | tenant | CUST-9121 | N |  | N
OR-DC-014-TN-040 | OR-DC-014 | OR-DC-014-TN-040 | Tenant gear | access | Tenant-owned | Mixed equipment | — |  |  |  | OR-DC-014-RACK-I | 2 | 8 | Ready | tenant | CUST-6468 | N |  | N
OR-DC-014-TN-041 | OR-DC-014 | OR-DC-014-TN-041 | Tenant gear | access | Tenant-owned | HPC nodes | — |  |  |  | OR-DC-014-RACK-I | 10 | 4 | Ready | tenant | CUST-6468 | N |  | N
OR-DC-014-TN-042 | OR-DC-014 | OR-DC-014-TN-042 | Tenant gear | access | Tenant-owned | Mixed equipment | — |  |  |  | OR-DC-014-RACK-I | 14 | 6 | Ready | tenant | CUST-6468 | N |  | N
CO-DC-015-PE-T4-01 | CO-DC-015 | CO-DC-015-PE-T4-01 | Router | core | JUNIPER | MX204 | 21.4R3-S5.5 | JU0011006 | 172.28.40.20 | A4:5E:60:7F:73:0B | CO-DC-015-RACK-A | 2 | 1 | Ready | operator |  | Y | COL-CO-DC-015-2 | Y
CO-DC-015-PE-T4-02 | CO-DC-015 | CO-DC-015-PE-T4-02 | Router | core | JUNIPER | MX204 | 21.4R3-S5.5 | JU0011011 | 172.28.40.21 | A4:5E:60:D2:93:6F | CO-DC-015-RACK-A | 3 | 1 | Ready | operator |  | Y | COL-CO-DC-015-1 | Y
CO-DC-015-PE-T4-03 | CO-DC-015 | CO-DC-015-PE-T4-03 | Router | core | NOKIA | 7750 SR-1 | SR OS 23.10.R2 | NK0011020 | 172.28.40.22 | A4:5E:60:11:46:A0 | CO-DC-015-RACK-A | 4 | 1 | Ready | operator |  | Y | COL-CO-DC-015-2 | Y
CO-DC-015-PE-T4-04 | CO-DC-015 | CO-DC-015-PE-T4-04 | Router | core | NOKIA | 7750 SR-1 | SR OS 23.10.R2 | NK0011026 | 172.28.40.23 | A4:5E:60:60:F5:69 | CO-DC-015-RACK-A | 5 | 1 | Ready | operator |  | Y | COL-CO-DC-015-1 | Y
CO-DC-015-FW-01 | CO-DC-015 | CO-DC-015-FW-01 | Firewall | core | FORTINET | FortiGate 3700F | FortiOS 7.4.3 | FG0011034 | 172.28.40.24 | A4:5E:60:28:68:E4 | CO-DC-015-RACK-A | 6 | 3 | Ready | operator |  | Y | COL-CO-DC-015-1 | N
CO-DC-015-OLA-01 | CO-DC-015 | CO-DC-015-OLA-01 | DWDM | core | NOKIA | 1830 PSS-16II | R23.6 | NK0011035 | 172.28.40.25 | A4:5E:60:9A:CA:DD | CO-DC-015-RACK-A | 9 | 6 | Ready | operator |  | Y | COL-CO-DC-015-2 | N
CO-DC-015-AGG-R01 | CO-DC-015 | CO-DC-015-AGG-R01 | Router | spine | JUNIPER | MX480 | 22.2R3-S2 | JU0011048 | 172.28.40.26 | A4:5E:60:34:04:AC | CO-DC-015-RACK-A | 15 | 4 | Ready | operator |  | Y | COL-CO-DC-015-1 | N
CO-DC-015-AGG-R02 | CO-DC-015 | CO-DC-015-AGG-R02 | Router | spine | JUNIPER | MX480 | 22.2R3-S2 | JU0011055 | 172.28.40.27 | A4:5E:60:06:E5:95 | CO-DC-015-RACK-A | 19 | 4 | Ready | operator |  | Y | COL-CO-DC-015-2 | N
CO-DC-015-MMR-SW-01 | CO-DC-015 | CO-DC-015-MMR-SW-01 | Switch | leaf | JUNIPER | QFX5120-48Y | 22.2R3 | JU0011057 | 172.28.40.28 | A4:5E:60:9C:D6:60 | CO-DC-015-RACK-A | 23 | 1 | Ready | operator |  | Y | COL-CO-DC-015-1 | N
CO-DC-015-MMR-SW-02 | CO-DC-015 | CO-DC-015-MMR-SW-02 | Switch | leaf | ARISTA | 7050SX3-48YC | EOS 4.31.1F | AR0011067 | 172.28.40.29 | A4:5E:60:CF:22:5C | CO-DC-015-RACK-A | 24 | 1 | Ready | operator |  | Y | COL-CO-DC-015-2 | N
CO-DC-015-MMR-SW-03 | CO-DC-015 | CO-DC-015-MMR-SW-03 | Switch | leaf | JUNIPER | QFX5120-48Y | 22.2R3 | JU0011074 | 172.28.40.30 | A4:5E:60:FF:8E:FA | CO-DC-015-RACK-A | 25 | 1 | Ready | operator |  | Y | COL-CO-DC-015-1 | N
CO-DC-015-MMR-SW-04 | CO-DC-015 | CO-DC-015-MMR-SW-04 | Switch | leaf | CISCO | Nexus 93180YC | NX-OS 10.3(4a) | CS0011078 | 172.28.40.31 | A4:5E:60:78:C3:D7 | CO-DC-015-RACK-A | 26 | 1 | Ready | operator |  | Y | COL-CO-DC-015-2 | N
CO-DC-015-TOR-001 | CO-DC-015 | CO-DC-015-TOR-001 | Switch | access | CISCO | Nexus 93180YC | NX-OS 10.3(4a) | CS0011087 | 172.28.40.32 | A4:5E:60:AC:73:1F | CO-DC-015-RACK-A | 27 | 1 | Ready | operator |  | Y | COL-CO-DC-015-1 | N
CO-DC-015-TOR-002 | CO-DC-015 | CO-DC-015-TOR-002 | Switch | access | JUNIPER | QFX5120-48Y | 22.2R3 | JU0011093 | 172.28.40.33 | A4:5E:60:F6:7A:A0 | CO-DC-015-RACK-A | 28 | 1 | Ready | operator |  | Y | COL-CO-DC-015-2 | N
CO-DC-015-TOR-003 | CO-DC-015 | CO-DC-015-TOR-003 | Switch | access | ARISTA | 7050SX3-48YC | EOS 4.31.1F | AR0011101 | 172.28.40.34 | A4:5E:60:C0:DA:B0 | CO-DC-015-RACK-A | 29 | 1 | Ready | operator |  | Y | COL-CO-DC-015-1 | N
CO-DC-015-TN-001 | CO-DC-015 | CO-DC-015-TN-001 | Tenant gear | access | Tenant-owned | Blade chassis | — |  |  |  | CO-DC-015-RACK-A | 30 | 6 | Ready | tenant |  | N |  | N
CO-DC-015-TN-002 | CO-DC-015 | CO-DC-015-TN-002 | Tenant gear | access | Tenant-owned | HPC nodes | — |  |  |  | CO-DC-015-RACK-B | 2 | 4 | Ready | tenant | CUST-6468 | N |  | N
CO-DC-015-TN-003 | CO-DC-015 | CO-DC-015-TN-003 | Tenant gear | access | Tenant-owned | Blade chassis | — |  |  |  | CO-DC-015-RACK-B | 6 | 8 | Ready | tenant | CUST-6468 | N |  | N
CO-DC-015-TN-004 | CO-DC-015 | CO-DC-015-TN-004 | Tenant gear | access | Tenant-owned | HPC nodes | — |  |  |  | CO-DC-015-RACK-B | 14 | 4 | Ready | tenant | CUST-6468 | N |  | N
CO-DC-015-TN-005 | CO-DC-015 | CO-DC-015-TN-005 | Tenant gear | access | Tenant-owned | Rack servers | — |  |  |  | CO-DC-015-RACK-B | 18 | 4 | Ready | tenant | CUST-6468 | N |  | N
CO-DC-015-TN-006 | CO-DC-015 | CO-DC-015-TN-006 | Tenant gear | access | Tenant-owned | Storage array | — |  |  |  | CO-DC-015-RACK-B | 22 | 4 | Ready | tenant | CUST-6468 | N |  | N
CO-DC-015-TN-007 | CO-DC-015 | CO-DC-015-TN-007 | Tenant gear | access | Tenant-owned | Rack servers | — |  |  |  | CO-DC-015-RACK-B | 26 | 6 | Ready | tenant | CUST-6468 | N |  | N
CO-DC-015-TN-008 | CO-DC-015 | CO-DC-015-TN-008 | Tenant gear | access | Tenant-owned | Blade chassis | — |  |  |  | CO-DC-015-RACK-C | 2 | 4 | Ready | tenant | CUST-2063 | N |  | N
CO-DC-015-TN-009 | CO-DC-015 | CO-DC-015-TN-009 | Tenant gear | access | Tenant-owned | HPC nodes | — |  |  |  | CO-DC-015-RACK-C | 6 | 2 | Ready | tenant | CUST-2063 | N |  | N
CO-DC-015-TN-010 | CO-DC-015 | CO-DC-015-TN-010 | Tenant gear | access | Tenant-owned | HPC nodes | — |  |  |  | CO-DC-015-RACK-C | 8 | 10 | Ready | tenant | CUST-2063 | N |  | N
CO-DC-015-TN-011 | CO-DC-015 | CO-DC-015-TN-011 | Tenant gear | access | Tenant-owned | Storage array | — |  |  |  | CO-DC-015-RACK-C | 18 | 2 | Ready | tenant | CUST-2063 | N |  | N
CO-DC-015-TN-012 | CO-DC-015 | CO-DC-015-TN-012 | Tenant gear | access | Tenant-owned | HPC nodes | — |  |  |  | CO-DC-015-RACK-C | 20 | 8 | Ready | tenant | CUST-2063 | N |  | N
CO-DC-015-TN-013 | CO-DC-015 | CO-DC-015-TN-013 | Tenant gear | access | Tenant-owned | Network stack | — |  |  |  | CO-DC-015-RACK-C | 28 | 6 | Ready | tenant | CUST-2063 | N |  | N
CO-DC-015-TN-014 | CO-DC-015 | CO-DC-015-TN-014 | Tenant gear | access | Tenant-owned | HPC nodes | — |  |  |  | CO-DC-015-RACK-D | 2 | 4 | Ready | tenant | CUST-2063 | N |  | N
CO-DC-015-TN-015 | CO-DC-015 | CO-DC-015-TN-015 | Tenant gear | access | Tenant-owned | Network stack | — |  |  |  | CO-DC-015-RACK-D | 6 | 2 | Ready | tenant | CUST-2063 | N |  | N
CO-DC-015-TN-016 | CO-DC-015 | CO-DC-015-TN-016 | Tenant gear | access | Tenant-owned | Mixed equipment | — |  |  |  | CO-DC-015-RACK-D | 8 | 8 | Ready | tenant | CUST-2063 | N |  | N
CO-DC-015-TN-017 | CO-DC-015 | CO-DC-015-TN-017 | Tenant gear | access | Tenant-owned | HPC nodes | — |  |  |  | CO-DC-015-RACK-D | 16 | 6 | Ready | tenant | CUST-2063 | N |  | N
CO-DC-015-TN-018 | CO-DC-015 | CO-DC-015-TN-018 | Tenant gear | access | Tenant-owned | Network stack | — |  |  |  | CO-DC-015-RACK-D | 22 | 4 | Ready | tenant | CUST-2063 | N |  | N
CO-DC-015-TN-019 | CO-DC-015 | CO-DC-015-TN-019 | Tenant gear | access | Tenant-owned | Blade chassis | — |  |  |  | CO-DC-015-RACK-D | 26 | 6 | Ready | tenant | CUST-2063 | N |  | N
CO-DC-015-TN-020 | CO-DC-015 | CO-DC-015-TN-020 | Tenant gear | access | Tenant-owned | Blade chassis | — |  |  |  | CO-DC-015-RACK-E | 2 | 6 | Ready | tenant | CUST-8230 | N |  | N
CO-DC-015-TN-021 | CO-DC-015 | CO-DC-015-TN-021 | Tenant gear | access | Tenant-owned | Storage array | — |  |  |  | CO-DC-015-RACK-E | 8 | 6 | Ready | tenant | CUST-8230 | N |  | N
CO-DC-015-TN-022 | CO-DC-015 | CO-DC-015-TN-022 | Tenant gear | access | Tenant-owned | Network stack | — |  |  |  | CO-DC-015-RACK-E | 14 | 6 | Ready | tenant | CUST-8230 | N |  | N
CO-DC-015-TN-023 | CO-DC-015 | CO-DC-015-TN-023 | Tenant gear | access | Tenant-owned | Storage array | — |  |  |  | CO-DC-015-RACK-E | 20 | 4 | Ready | tenant | CUST-8230 | N |  | N
CO-DC-015-TN-024 | CO-DC-015 | CO-DC-015-TN-024 | Tenant gear | access | Tenant-owned | Mixed equipment | — |  |  |  | CO-DC-015-RACK-E | 24 | 8 | Ready | tenant | CUST-8230 | N |  | N
CO-DC-015-TN-025 | CO-DC-015 | CO-DC-015-TN-025 | Tenant gear | access | Tenant-owned | Network stack | — |  |  |  | CO-DC-015-RACK-E | 32 | 2 | Ready | tenant | CUST-8230 | N |  | N
CO-DC-015-TN-026 | CO-DC-015 | CO-DC-015-TN-026 | Tenant gear | access | Tenant-owned | Blade chassis | — |  |  |  | CO-DC-015-RACK-F | 2 | 8 | Ready | tenant | CUST-8230 | N |  | N
CO-DC-015-TN-027 | CO-DC-015 | CO-DC-015-TN-027 | Tenant gear | access | Tenant-owned | Rack servers | — |  |  |  | CO-DC-015-RACK-F | 10 | 4 | Ready | tenant | CUST-8230 | N |  | N
OH-DC-016-PE-T4-01 | OH-DC-016 | OH-DC-016-PE-T4-01 | Router | core | JUNIPER | MX204 | 21.4R3-S5.5 | JU0011006 | 172.22.40.20 | A4:5E:60:A7:79:0C | OH-DC-016-RACK-A | 2 | 1 | Ready | operator |  | Y | COL-OH-DC-016-2 | Y
OH-DC-016-PE-T4-02 | OH-DC-016 | OH-DC-016-PE-T4-02 | Router | core | JUNIPER | MX204 | 21.4R3-S5.5 | JU0011013 | 172.22.40.21 | A4:5E:60:37:C2:96 | OH-DC-016-RACK-A | 3 | 1 | Ready | operator |  | Y | COL-OH-DC-016-1 | Y
OH-DC-016-PE-T4-03 | OH-DC-016 | OH-DC-016-PE-T4-03 | Router | core | JUNIPER | MX480 | 22.2R3-S2 | JU0011020 | 172.22.40.22 | A4:5E:60:37:21:65 | OH-DC-016-RACK-A | 4 | 1 | Ready | operator |  | Y | COL-OH-DC-016-2 | Y
OH-DC-016-PE-T4-04 | OH-DC-016 | OH-DC-016-PE-T4-04 | Router | core | JUNIPER | MX480 | 22.2R3-S2 | JU0011022 | 172.22.40.23 | A4:5E:60:23:05:5C | OH-DC-016-RACK-A | 5 | 1 | Ready | operator |  | Y | COL-OH-DC-016-1 | Y
OH-DC-016-FW-01 | OH-DC-016 | OH-DC-016-FW-01 | Firewall | core | FORTINET | FortiGate 3700F | FortiOS 7.4.3 | FG0011029 | 172.22.40.24 | A4:5E:60:80:CE:B9 | OH-DC-016-RACK-A | 6 | 3 | Ready | operator |  | Y | COL-OH-DC-016-1 | N
OH-DC-016-OLA-01 | OH-DC-016 | OH-DC-016-OLA-01 | DWDM | core | NOKIA | 1830 PSS-16II | R23.6 | NK0011039 | 172.22.40.25 | A4:5E:60:30:56:05 | OH-DC-016-RACK-A | 9 | 6 | Ready | operator |  | Y | COL-OH-DC-016-2 | N
OH-DC-016-OLA-02 | OH-DC-016 | OH-DC-016-OLA-02 | DWDM | core | CIENA | 6500 D7 | R16.2 | CI0011048 | 172.22.40.26 | A4:5E:60:91:81:9A | OH-DC-016-RACK-A | 15 | 6 | Ready | operator |  | Y | COL-OH-DC-016-1 | N
OH-DC-016-AGG-R01 | OH-DC-016 | OH-DC-016-AGG-R01 | Router | spine | JUNIPER | MX480 | 22.2R3-S2 | JU0011052 | 172.22.40.27 | A4:5E:60:2D:42:EC | OH-DC-016-RACK-A | 21 | 4 | Ready | operator |  | Y | COL-OH-DC-016-1 | N
OH-DC-016-AGG-R02 | OH-DC-016 | OH-DC-016-AGG-R02 | Router | spine | JUNIPER | MX480 | 22.2R3-S2 | JU0011058 | 172.22.40.28 | A4:5E:60:A5:E9:F3 | OH-DC-016-RACK-A | 25 | 4 | Ready | operator |  | Y | COL-OH-DC-016-2 | N
OH-DC-016-MMR-SW-01 | OH-DC-016 | OH-DC-016-MMR-SW-01 | Switch | leaf | JUNIPER | QFX5120-48Y | 22.2R3 | JU0011068 | 172.22.40.29 | A4:5E:60:DE:32:80 | OH-DC-016-RACK-A | 29 | 1 | Ready | operator |  | Y | COL-OH-DC-016-1 | N
OH-DC-016-MMR-SW-02 | OH-DC-016 | OH-DC-016-MMR-SW-02 | Switch | leaf | ARISTA | 7050SX3-48YC | EOS 4.31.1F | AR0011072 | 172.22.40.30 | A4:5E:60:AC:EA:E2 | OH-DC-016-RACK-A | 30 | 1 | Ready | operator |  | Y | COL-OH-DC-016-2 | N
OH-DC-016-MMR-SW-03 | OH-DC-016 | OH-DC-016-MMR-SW-03 | Switch | leaf | ARISTA | 7050SX3-48YC | EOS 4.31.1F | AR0011077 | 172.22.40.31 | A4:5E:60:74:5F:DD | OH-DC-016-RACK-A | 31 | 1 | Ready | operator |  | Y | COL-OH-DC-016-1 | N
OH-DC-016-MMR-SW-04 | OH-DC-016 | OH-DC-016-MMR-SW-04 | Switch | leaf | CISCO | Nexus 93180YC | NX-OS 10.3(4a) | CS0011087 | 172.22.40.32 | A4:5E:60:0E:AF:4D | OH-DC-016-RACK-A | 32 | 1 | Ready | operator |  | Y | COL-OH-DC-016-2 | N
OH-DC-016-MMR-SW-05 | OH-DC-016 | OH-DC-016-MMR-SW-05 | Switch | leaf | JUNIPER | QFX5120-48Y | 22.2R3 | JU0011096 | 172.22.40.33 | A4:5E:60:6C:6A:8C | OH-DC-016-RACK-A | 33 | 1 | Ready | operator |  | Y | COL-OH-DC-016-1 | N
OH-DC-016-MMR-SW-06 | OH-DC-016 | OH-DC-016-MMR-SW-06 | Switch | leaf | JUNIPER | QFX5120-48Y | 22.2R3 | JU0011099 | 172.22.40.34 | A4:5E:60:3A:6B:06 | OH-DC-016-RACK-A | 34 | 1 | Ready | operator |  | Y | COL-OH-DC-016-2 | N
OH-DC-016-TOR-001 | OH-DC-016 | OH-DC-016-TOR-001 | Switch | access | ARISTA | 7050SX3-48YC | EOS 4.31.1F | AR0011105 | 172.22.40.35 | A4:5E:60:24:ED:79 | OH-DC-016-RACK-A | 35 | 1 | Ready | operator |  | Y | COL-OH-DC-016-1 | N
OH-DC-016-TOR-002 | OH-DC-016 | OH-DC-016-TOR-002 | Switch | access | CISCO | Nexus 93180YC | NX-OS 10.3(4a) | CS0011116 | 172.22.40.36 | A4:5E:60:48:EF:52 | OH-DC-016-RACK-A | 36 | 1 | Ready | operator |  | Y | COL-OH-DC-016-2 | N
OH-DC-016-TOR-003 | OH-DC-016 | OH-DC-016-TOR-003 | Switch | access | CISCO | Nexus 93180YC | NX-OS 10.3(4a) | CS0011125 | 172.22.40.37 | A4:5E:60:09:58:97 | OH-DC-016-RACK-B | 2 | 1 | Ready | operator |  | Y | COL-OH-DC-016-1 | N
OH-DC-016-TOR-004 | OH-DC-016 | OH-DC-016-TOR-004 | Switch | access | JUNIPER | QFX5120-48Y | 22.2R3 | JU0011131 | 172.22.40.38 | A4:5E:60:88:DE:2B | OH-DC-016-RACK-B | 3 | 1 | Ready | operator |  | Y | COL-OH-DC-016-2 | N
OH-DC-016-TOR-005 | OH-DC-016 | OH-DC-016-TOR-005 | Switch | access | CISCO | Nexus 93180YC | NX-OS 10.3(4a) | CS0011135 | 172.22.40.39 | A4:5E:60:15:8E:B3 | OH-DC-016-RACK-B | 4 | 1 | Ready | operator |  | Y | COL-OH-DC-016-1 | N
OH-DC-016-TN-001 | OH-DC-016 | OH-DC-016-TN-001 | Tenant gear | access | Tenant-owned | HPC nodes | — |  |  |  | OH-DC-016-RACK-B | 5 | 10 | Ready | tenant |  | N |  | N
OH-DC-016-TN-002 | OH-DC-016 | OH-DC-016-TN-002 | Tenant gear | access | Tenant-owned | Storage array | — |  |  |  | OH-DC-016-RACK-B | 15 | 4 | Ready | tenant |  | N |  | N
OH-DC-016-TN-003 | OH-DC-016 | OH-DC-016-TN-003 | Tenant gear | access | Tenant-owned | Mixed equipment | — |  |  |  | OH-DC-016-RACK-B | 19 | 2 | Ready | tenant |  | N |  | N
OH-DC-016-TN-004 | OH-DC-016 | OH-DC-016-TN-004 | Tenant gear | access | Tenant-owned | Network stack | — |  |  |  | OH-DC-016-RACK-B | 21 | 6 | Ready | tenant |  | N |  | N
OH-DC-016-TN-005 | OH-DC-016 | OH-DC-016-TN-005 | Tenant gear | access | Tenant-owned | Network stack | — |  |  |  | OH-DC-016-RACK-B | 27 | 4 | Ready | tenant |  | N |  | N
OH-DC-016-TN-006 | OH-DC-016 | OH-DC-016-TN-006 | Tenant gear | access | Tenant-owned | Network stack | — |  |  |  | OH-DC-016-RACK-C | 2 | 4 | Ready | tenant | CUST-9992 | N |  | N
OH-DC-016-TN-007 | OH-DC-016 | OH-DC-016-TN-007 | Tenant gear | access | Tenant-owned | HPC nodes | — |  |  |  | OH-DC-016-RACK-C | 6 | 6 | Ready | tenant | CUST-9992 | N |  | N
OH-DC-016-TN-008 | OH-DC-016 | OH-DC-016-TN-008 | Tenant gear | access | Tenant-owned | Storage array | — |  |  |  | OH-DC-016-RACK-C | 12 | 4 | Ready | tenant | CUST-9992 | N |  | N
OH-DC-016-TN-009 | OH-DC-016 | OH-DC-016-TN-009 | Tenant gear | access | Tenant-owned | HPC nodes | — |  |  |  | OH-DC-016-RACK-C | 16 | 8 | Ready | tenant | CUST-9992 | N |  | N
OH-DC-016-TN-010 | OH-DC-016 | OH-DC-016-TN-010 | Tenant gear | access | Tenant-owned | Blade chassis | — |  |  |  | OH-DC-016-RACK-C | 24 | 8 | Ready | tenant | CUST-9992 | N |  | N
OH-DC-016-TN-011 | OH-DC-016 | OH-DC-016-TN-011 | Tenant gear | access | Tenant-owned | HPC nodes | — |  |  |  | OH-DC-016-RACK-D | 2 | 8 | Ready | tenant | CUST-9992 | N |  | N
OH-DC-016-TN-012 | OH-DC-016 | OH-DC-016-TN-012 | Tenant gear | access | Tenant-owned | Blade chassis | — |  |  |  | OH-DC-016-RACK-D | 10 | 4 | Ready | tenant | CUST-9992 | N |  | N
OH-DC-016-TN-013 | OH-DC-016 | OH-DC-016-TN-013 | Tenant gear | access | Tenant-owned | Network stack | — |  |  |  | OH-DC-016-RACK-D | 14 | 10 | Ready | tenant | CUST-9992 | N |  | N
OH-DC-016-TN-014 | OH-DC-016 | OH-DC-016-TN-014 | Tenant gear | access | Tenant-owned | Storage array | — |  |  |  | OH-DC-016-RACK-D | 24 | 6 | Ready | tenant | CUST-9992 | N |  | N
OH-DC-016-TN-015 | OH-DC-016 | OH-DC-016-TN-015 | Tenant gear | access | Tenant-owned | Blade chassis | — |  |  |  | OH-DC-016-RACK-D | 30 | 4 | Ready | tenant | CUST-9992 | N |  | N
OH-DC-016-TN-016 | OH-DC-016 | OH-DC-016-TN-016 | Tenant gear | access | Tenant-owned | Network stack | — |  |  |  | OH-DC-016-RACK-E | 2 | 4 | Ready | tenant | CUST-7349 | N |  | N
OH-DC-016-TN-017 | OH-DC-016 | OH-DC-016-TN-017 | Tenant gear | access | Tenant-owned | Network stack | — |  |  |  | OH-DC-016-RACK-E | 6 | 4 | Ready | tenant | CUST-7349 | N |  | N
OH-DC-016-TN-018 | OH-DC-016 | OH-DC-016-TN-018 | Tenant gear | access | Tenant-owned | HPC nodes | — |  |  |  | OH-DC-016-RACK-E | 10 | 2 | Ready | tenant | CUST-7349 | N |  | N
OH-DC-016-TN-019 | OH-DC-016 | OH-DC-016-TN-019 | Tenant gear | access | Tenant-owned | Blade chassis | — |  |  |  | OH-DC-016-RACK-E | 12 | 4 | Ready | tenant | CUST-7349 | N |  | N
OH-DC-016-TN-020 | OH-DC-016 | OH-DC-016-TN-020 | Tenant gear | access | Tenant-owned | Blade chassis | — |  |  |  | OH-DC-016-RACK-E | 16 | 10 | Ready | tenant | CUST-7349 | N |  | N
OH-DC-016-TN-021 | OH-DC-016 | OH-DC-016-TN-021 | Tenant gear | access | Tenant-owned | Mixed equipment | — |  |  |  | OH-DC-016-RACK-E | 26 | 4 | Ready | tenant | CUST-7349 | N |  | N
OH-DC-016-TN-022 | OH-DC-016 | OH-DC-016-TN-022 | Tenant gear | access | Tenant-owned | HPC nodes | — |  |  |  | OH-DC-016-RACK-E | 30 | 4 | Ready | tenant | CUST-7349 | N |  | N
OH-DC-016-TN-023 | OH-DC-016 | OH-DC-016-TN-023 | Tenant gear | access | Tenant-owned | Rack servers | — |  |  |  | OH-DC-016-RACK-F | 2 | 4 | Ready | tenant | CUST-4706 | N |  | N
OH-DC-016-TN-024 | OH-DC-016 | OH-DC-016-TN-024 | Tenant gear | access | Tenant-owned | Network stack | — |  |  |  | OH-DC-016-RACK-F | 6 | 6 | Ready | tenant | CUST-4706 | N |  | N
OH-DC-016-TN-025 | OH-DC-016 | OH-DC-016-TN-025 | Tenant gear | access | Tenant-owned | Blade chassis | — |  |  |  | OH-DC-016-RACK-F | 12 | 2 | Ready | tenant | CUST-4706 | N |  | N
OH-DC-016-TN-026 | OH-DC-016 | OH-DC-016-TN-026 | Tenant gear | access | Tenant-owned | Network stack | — |  |  |  | OH-DC-016-RACK-F | 14 | 6 | Ready | tenant | CUST-4706 | N |  | N
OH-DC-016-TN-027 | OH-DC-016 | OH-DC-016-TN-027 | Tenant gear | access | Tenant-owned | Mixed equipment | — |  |  |  | OH-DC-016-RACK-F | 20 | 2 | Ready | tenant | CUST-4706 | N |  | N
OH-DC-016-TN-028 | OH-DC-016 | OH-DC-016-TN-028 | Tenant gear | access | Tenant-owned | Mixed equipment | — |  |  |  | OH-DC-016-RACK-F | 22 | 4 | Ready | tenant | CUST-4706 | N |  | N
OH-DC-016-TN-029 | OH-DC-016 | OH-DC-016-TN-029 | Tenant gear | access | Tenant-owned | Mixed equipment | — |  |  |  | OH-DC-016-RACK-F | 26 | 2 | Ready | tenant | CUST-4706 | N |  | N
OH-DC-016-TN-030 | OH-DC-016 | OH-DC-016-TN-030 | Tenant gear | access | Tenant-owned | Rack servers | — |  |  |  | OH-DC-016-RACK-G | 2 | 10 | Ready | tenant | CUST-2954 | N |  | N
OH-DC-016-TN-031 | OH-DC-016 | OH-DC-016-TN-031 | Tenant gear | access | Tenant-owned | Rack servers | — |  |  |  | OH-DC-016-RACK-G | 12 | 4 | Ready | tenant | CUST-2954 | N |  | N
OH-DC-016-TN-032 | OH-DC-016 | OH-DC-016-TN-032 | Tenant gear | access | Tenant-owned | HPC nodes | — |  |  |  | OH-DC-016-RACK-G | 16 | 10 | Ready | tenant | CUST-2954 | N |  | N
OH-DC-016-TN-033 | OH-DC-016 | OH-DC-016-TN-033 | Tenant gear | access | Tenant-owned | Mixed equipment | — |  |  |  | OH-DC-016-RACK-G | 26 | 8 | Ready | tenant | CUST-2954 | N |  | N
OH-DC-016-TN-034 | OH-DC-016 | OH-DC-016-TN-034 | Tenant gear | access | Tenant-owned | Blade chassis | — |  |  |  | OH-DC-016-RACK-H | 2 | 6 | Ready | tenant | CUST-2063 | N |  | N
OH-DC-016-TN-035 | OH-DC-016 | OH-DC-016-TN-035 | Tenant gear | access | Tenant-owned | Storage array | — |  |  |  | OH-DC-016-RACK-H | 8 | 4 | Ready | tenant | CUST-2063 | N |  | N
OH-DC-016-TN-036 | OH-DC-016 | OH-DC-016-TN-036 | Tenant gear | access | Tenant-owned | Network stack | — |  |  |  | OH-DC-016-RACK-H | 12 | 4 | Ready | tenant | CUST-2063 | N |  | N
OH-DC-016-TN-037 | OH-DC-016 | OH-DC-016-TN-037 | Tenant gear | access | Tenant-owned | HPC nodes | — |  |  |  | OH-DC-016-RACK-H | 16 | 2 | Ready | tenant | CUST-2063 | N |  | N
OH-DC-016-TN-038 | OH-DC-016 | OH-DC-016-TN-038 | Tenant gear | access | Tenant-owned | HPC nodes | — |  |  |  | OH-DC-016-RACK-H | 18 | 2 | Ready | tenant | CUST-2063 | N |  | N
OH-DC-016-TN-039 | OH-DC-016 | OH-DC-016-TN-039 | Tenant gear | access | Tenant-owned | Rack servers | — |  |  |  | OH-DC-016-RACK-H | 20 | 2 | Ready | tenant | CUST-2063 | N |  | N
OH-DC-016-TN-040 | OH-DC-016 | OH-DC-016-TN-040 | Tenant gear | access | Tenant-owned | Storage array | — |  |  |  | OH-DC-016-RACK-H | 22 | 2 | Ready | tenant | CUST-2063 | N |  | N
OH-DC-016-TN-041 | OH-DC-016 | OH-DC-016-TN-041 | Tenant gear | access | Tenant-owned | Network stack | — |  |  |  | OH-DC-016-RACK-H | 24 | 8 | Ready | tenant | CUST-2063 | N |  | N
OH-DC-016-TN-042 | OH-DC-016 | OH-DC-016-TN-042 | Tenant gear | access | Tenant-owned | Mixed equipment | — |  |  |  | OH-DC-016-RACK-I | 2 | 10 | Ready | tenant | CUST-2063 | N |  | N
OH-DC-016-TN-043 | OH-DC-016 | OH-DC-016-TN-043 | Tenant gear | access | Tenant-owned | Mixed equipment | — |  |  |  | OH-DC-016-RACK-I | 12 | 2 | Ready | tenant | CUST-2063 | N |  | N
OH-DC-016-TN-044 | OH-DC-016 | OH-DC-016-TN-044 | Tenant gear | access | Tenant-owned | Storage array | — |  |  |  | OH-DC-016-RACK-I | 14 | 2 | Ready | tenant | CUST-2063 | N |  | N
OH-DC-016-TN-045 | OH-DC-016 | OH-DC-016-TN-045 | Tenant gear | access | Tenant-owned | Mixed equipment | — |  |  |  | OH-DC-016-RACK-I | 16 | 10 | Ready | tenant | CUST-2063 | N |  | N
OH-DC-016-TN-046 | OH-DC-016 | OH-DC-016-TN-046 | Tenant gear | access | Tenant-owned | Network stack | — |  |  |  | OH-DC-016-RACK-I | 26 | 10 | Ready | tenant | CUST-2063 | N |  | N
OH-DC-016-TN-047 | OH-DC-016 | OH-DC-016-TN-047 | Tenant gear | access | Tenant-owned | Rack servers | — |  |  |  | OH-DC-016-RACK-J | 2 | 10 | Ready | tenant | CUST-2944 | N |  | N
OH-DC-016-TN-048 | OH-DC-016 | OH-DC-016-TN-048 | Tenant gear | access | Tenant-owned | Rack servers | — |  |  |  | OH-DC-016-RACK-J | 12 | 10 | Ready | tenant | CUST-2944 | N |  | N
OH-DC-016-TN-049 | OH-DC-016 | OH-DC-016-TN-049 | Tenant gear | access | Tenant-owned | Rack servers | — |  |  |  | OH-DC-016-RACK-J | 22 | 2 | Ready | tenant | CUST-2944 | N |  | N
OH-DC-016-TN-050 | OH-DC-016 | OH-DC-016-TN-050 | Tenant gear | access | Tenant-owned | Rack servers | — |  |  |  | OH-DC-016-RACK-J | 24 | 2 | Ready | tenant | CUST-2944 | N |  | N
OH-DC-016-TN-051 | OH-DC-016 | OH-DC-016-TN-051 | Tenant gear | access | Tenant-owned | HPC nodes | — |  |  |  | OH-DC-016-RACK-J | 26 | 6 | Ready | tenant | CUST-2944 | N |  | N
OH-DC-016-TN-052 | OH-DC-016 | OH-DC-016-TN-052 | Tenant gear | access | Tenant-owned | Network stack | — |  |  |  | OH-DC-016-RACK-K | 2 | 6 | Ready | tenant | CUST-2944 | N |  | N
OH-DC-016-TN-053 | OH-DC-016 | OH-DC-016-TN-053 | Tenant gear | access | Tenant-owned | Blade chassis | — |  |  |  | OH-DC-016-RACK-K | 8 | 4 | Ready | tenant | CUST-2944 | N |  | N
OH-DC-016-TN-054 | OH-DC-016 | OH-DC-016-TN-054 | Tenant gear | access | Tenant-owned | Rack servers | — |  |  |  | OH-DC-016-RACK-K | 12 | 4 | Ready | tenant | CUST-2944 | N |  | N
OH-DC-016-TN-055 | OH-DC-016 | OH-DC-016-TN-055 | Tenant gear | access | Tenant-owned | HPC nodes | — |  |  |  | OH-DC-016-RACK-K | 16 | 10 | Ready | tenant | CUST-2944 | N |  | N
OH-DC-016-TN-056 | OH-DC-016 | OH-DC-016-TN-056 | Tenant gear | access | Tenant-owned | HPC nodes | — |  |  |  | OH-DC-016-RACK-K | 26 | 2 | Ready | tenant | CUST-2944 | N |  | N
OH-DC-016-TN-057 | OH-DC-016 | OH-DC-016-TN-057 | Tenant gear | access | Tenant-owned | Storage array | — |  |  |  | OH-DC-016-RACK-L | 2 | 10 | Ready | tenant | CUST-2944 | N |  | N
OH-DC-016-TN-058 | OH-DC-016 | OH-DC-016-TN-058 | Tenant gear | access | Tenant-owned | Mixed equipment | — |  |  |  | OH-DC-016-RACK-L | 12 | 4 | Ready | tenant | CUST-2944 | N |  | N
OH-DC-016-TN-059 | OH-DC-016 | OH-DC-016-TN-059 | Tenant gear | access | Tenant-owned | Network stack | — |  |  |  | OH-DC-016-RACK-L | 16 | 10 | Ready | tenant | CUST-2944 | N |  | N
OH-DC-017-PE-T4-01 | OH-DC-017 | OH-DC-017-PE-T4-01 | Router | core | JUNIPER | MX204 | 21.4R3-S5.5 | JU0011002 | 172.25.40.20 | A4:5E:60:4E:96:1B | OH-DC-017-RACK-A | 2 | 1 | Ready | operator |  | Y | COL-OH-DC-017-1 | Y
OH-DC-017-PE-T4-02 | OH-DC-017 | OH-DC-017-PE-T4-02 | Router | core | JUNIPER | MX204 | 21.4R3-S5.5 | JU0011013 | 172.25.40.21 | A4:5E:60:23:FC:47 | OH-DC-017-RACK-A | 3 | 1 | Ready | operator |  | Y | COL-OH-DC-017-2 | Y
OH-DC-017-PE-T4-03 | OH-DC-017 | OH-DC-017-PE-T4-03 | Router | core | JUNIPER | MX480 | 22.2R3-S2 | JU0011014 | 172.25.40.22 | A4:5E:60:49:BA:7D | OH-DC-017-RACK-A | 4 | 1 | Ready | operator |  | Y | COL-OH-DC-017-1 | Y
OH-DC-017-PE-T4-04 | OH-DC-017 | OH-DC-017-PE-T4-04 | Router | core | JUNIPER | MX480 | 22.2R3-S2 | JU0011021 | 172.25.40.23 | A4:5E:60:41:8F:5A | OH-DC-017-RACK-A | 5 | 1 | Ready | operator |  | Y | COL-OH-DC-017-2 | Y
OH-DC-017-FW-01 | OH-DC-017 | OH-DC-017-FW-01 | Firewall | core | FORTINET | FortiGate 3700F | FortiOS 7.4.3 | FG0011032 | 172.25.40.24 | A4:5E:60:7F:98:19 | OH-DC-017-RACK-A | 6 | 3 | Ready | operator |  | Y | COL-OH-DC-017-2 | N
OH-DC-017-OLA-01 | OH-DC-017 | OH-DC-017-OLA-01 | DWDM | core | NOKIA | 1830 PSS-16II | R23.6 | NK0011040 | 172.25.40.25 | A4:5E:60:A0:D3:FB | OH-DC-017-RACK-A | 9 | 6 | Ready | operator |  | Y | COL-OH-DC-017-1 | N
OH-DC-017-AGG-R01 | OH-DC-017 | OH-DC-017-AGG-R01 | Router | spine | JUNIPER | MX480 | 22.2R3-S2 | JU0011046 | 172.25.40.26 | A4:5E:60:15:E7:C5 | OH-DC-017-RACK-A | 15 | 4 | Ready | operator |  | Y | COL-OH-DC-017-2 | N
OH-DC-017-AGG-R02 | OH-DC-017 | OH-DC-017-AGG-R02 | Router | spine | JUNIPER | MX480 | 22.2R3-S2 | JU0011055 | 172.25.40.27 | A4:5E:60:F4:26:70 | OH-DC-017-RACK-A | 19 | 4 | Ready | operator |  | Y | COL-OH-DC-017-1 | N
OH-DC-017-MMR-SW-01 | OH-DC-017 | OH-DC-017-MMR-SW-01 | Switch | leaf | CISCO | Nexus 93180YC | NX-OS 10.3(4a) | CS0011060 | 172.25.40.28 | A4:5E:60:14:9D:C0 | OH-DC-017-RACK-A | 23 | 1 | Ready | operator |  | Y | COL-OH-DC-017-2 | N
OH-DC-017-MMR-SW-02 | OH-DC-017 | OH-DC-017-MMR-SW-02 | Switch | leaf | JUNIPER | QFX5120-48Y | 22.2R3 | JU0011067 | 172.25.40.29 | A4:5E:60:91:94:08 | OH-DC-017-RACK-A | 24 | 1 | Ready | operator |  | Y | COL-OH-DC-017-1 | N
OH-DC-017-MMR-SW-03 | OH-DC-017 | OH-DC-017-MMR-SW-03 | Switch | leaf | JUNIPER | QFX5120-48Y | 22.2R3 | JU0011074 | 172.25.40.30 | A4:5E:60:66:97:1D | OH-DC-017-RACK-A | 25 | 1 | Ready | operator |  | Y | COL-OH-DC-017-2 | N
OH-DC-017-MMR-SW-04 | OH-DC-017 | OH-DC-017-MMR-SW-04 | Switch | leaf | CISCO | Nexus 93180YC | NX-OS 10.3(4a) | CS0011079 | 172.25.40.31 | A4:5E:60:1C:8C:06 | OH-DC-017-RACK-A | 26 | 1 | Ready | operator |  | Y | COL-OH-DC-017-1 | N
OH-DC-017-TOR-001 | OH-DC-017 | OH-DC-017-TOR-001 | Switch | access | CISCO | Nexus 93180YC | NX-OS 10.3(4a) | CS0011086 | 172.25.40.32 | A4:5E:60:E0:96:07 | OH-DC-017-RACK-A | 27 | 1 | Ready | operator |  | Y | COL-OH-DC-017-2 | N
OH-DC-017-TOR-002 | OH-DC-017 | OH-DC-017-TOR-002 | Switch | access | JUNIPER | QFX5120-48Y | 22.2R3 | JU0011092 | 172.25.40.33 | A4:5E:60:BF:C9:0B | OH-DC-017-RACK-A | 28 | 1 | Ready | operator |  | Y | COL-OH-DC-017-1 | N
OH-DC-017-TOR-003 | OH-DC-017 | OH-DC-017-TOR-003 | Switch | access | ARISTA | 7050SX3-48YC | EOS 4.31.1F | AR0011102 | 172.25.40.34 | A4:5E:60:A9:ED:5B | OH-DC-017-RACK-A | 29 | 1 | Ready | operator |  | Y | COL-OH-DC-017-2 | N
OH-DC-017-TN-001 | OH-DC-017 | OH-DC-017-TN-001 | Tenant gear | access | Tenant-owned | HPC nodes | — |  |  |  | OH-DC-017-RACK-A | 30 | 6 | Ready | tenant |  | N |  | N
OH-DC-017-TN-002 | OH-DC-017 | OH-DC-017-TN-002 | Tenant gear | access | Tenant-owned | Mixed equipment | — |  |  |  | OH-DC-017-RACK-B | 2 | 4 | Ready | tenant | CUST-8240 | N |  | N
OH-DC-017-TN-003 | OH-DC-017 | OH-DC-017-TN-003 | Tenant gear | access | Tenant-owned | Network stack | — |  |  |  | OH-DC-017-RACK-B | 6 | 2 | Ready | tenant | CUST-8240 | N |  | N
OH-DC-017-TN-004 | OH-DC-017 | OH-DC-017-TN-004 | Tenant gear | access | Tenant-owned | HPC nodes | — |  |  |  | OH-DC-017-RACK-B | 8 | 2 | Ready | tenant | CUST-8240 | N |  | N
OH-DC-017-TN-005 | OH-DC-017 | OH-DC-017-TN-005 | Tenant gear | access | Tenant-owned | HPC nodes | — |  |  |  | OH-DC-017-RACK-B | 10 | 6 | Ready | tenant | CUST-8240 | N |  | N
OH-DC-017-TN-006 | OH-DC-017 | OH-DC-017-TN-006 | Tenant gear | access | Tenant-owned | Storage array | — |  |  |  | OH-DC-017-RACK-B | 16 | 10 | Ready | tenant | CUST-8240 | N |  | N
OH-DC-017-TN-007 | OH-DC-017 | OH-DC-017-TN-007 | Tenant gear | access | Tenant-owned | Blade chassis | — |  |  |  | OH-DC-017-RACK-B | 26 | 6 | Ready | tenant | CUST-8240 | N |  | N
OH-DC-017-TN-008 | OH-DC-017 | OH-DC-017-TN-008 | Tenant gear | access | Tenant-owned | Storage array | — |  |  |  | OH-DC-017-RACK-C | 2 | 6 | Ready | tenant | CUST-8240 | N |  | N
OH-DC-017-TN-009 | OH-DC-017 | OH-DC-017-TN-009 | Tenant gear | access | Tenant-owned | Blade chassis | — |  |  |  | OH-DC-017-RACK-C | 8 | 10 | Ready | tenant | CUST-8240 | N |  | N
OH-DC-017-TN-010 | OH-DC-017 | OH-DC-017-TN-010 | Tenant gear | access | Tenant-owned | HPC nodes | — |  |  |  | OH-DC-017-RACK-C | 18 | 4 | Ready | tenant | CUST-8240 | N |  | N
OH-DC-017-TN-011 | OH-DC-017 | OH-DC-017-TN-011 | Tenant gear | access | Tenant-owned | Rack servers | — |  |  |  | OH-DC-017-RACK-C | 22 | 10 | Ready | tenant | CUST-8240 | N |  | N
OH-DC-017-TN-012 | OH-DC-017 | OH-DC-017-TN-012 | Tenant gear | access | Tenant-owned | Blade chassis | — |  |  |  | OH-DC-017-RACK-D | 2 | 6 | Ready | tenant | CUST-8240 | N |  | N
OH-DC-017-TN-013 | OH-DC-017 | OH-DC-017-TN-013 | Tenant gear | access | Tenant-owned | Mixed equipment | — |  |  |  | OH-DC-017-RACK-D | 8 | 10 | Ready | tenant | CUST-8240 | N |  | N
OH-DC-017-TN-014 | OH-DC-017 | OH-DC-017-TN-014 | Tenant gear | access | Tenant-owned | Blade chassis | — |  |  |  | OH-DC-017-RACK-D | 18 | 10 | Ready | tenant | CUST-8240 | N |  | N
OH-DC-017-TN-015 | OH-DC-017 | OH-DC-017-TN-015 | Tenant gear | access | Tenant-owned | Storage array | — |  |  |  | OH-DC-017-RACK-D | 28 | 4 | Ready | tenant | CUST-8240 | N |  | N
OH-DC-017-TN-016 | OH-DC-017 | OH-DC-017-TN-016 | Tenant gear | access | Tenant-owned | Storage array | — |  |  |  | OH-DC-017-RACK-E | 2 | 8 | Ready | tenant | CUST-3825 | N |  | N
OH-DC-017-TN-017 | OH-DC-017 | OH-DC-017-TN-017 | Tenant gear | access | Tenant-owned | Network stack | — |  |  |  | OH-DC-017-RACK-E | 10 | 2 | Ready | tenant | CUST-3825 | N |  | N
OH-DC-017-TN-018 | OH-DC-017 | OH-DC-017-TN-018 | Tenant gear | access | Tenant-owned | HPC nodes | — |  |  |  | OH-DC-017-RACK-E | 12 | 10 | Ready | tenant | CUST-3825 | N |  | N
OH-DC-017-TN-019 | OH-DC-017 | OH-DC-017-TN-019 | Tenant gear | access | Tenant-owned | Storage array | — |  |  |  | OH-DC-017-RACK-E | 22 | 4 | Ready | tenant | CUST-3825 | N |  | N
OH-DC-017-TN-020 | OH-DC-017 | OH-DC-017-TN-020 | Tenant gear | access | Tenant-owned | HPC nodes | — |  |  |  | OH-DC-017-RACK-E | 26 | 4 | Ready | tenant | CUST-3825 | N |  | N
OH-DC-017-TN-021 | OH-DC-017 | OH-DC-017-TN-021 | Tenant gear | access | Tenant-owned | Mixed equipment | — |  |  |  | OH-DC-017-RACK-F | 2 | 8 | Ready | tenant | CUST-3825 | N |  | N
OH-DC-017-TN-022 | OH-DC-017 | OH-DC-017-TN-022 | Tenant gear | access | Tenant-owned | Network stack | — |  |  |  | OH-DC-017-RACK-F | 10 | 4 | Ready | tenant | CUST-3825 | N |  | N
OH-DC-017-TN-023 | OH-DC-017 | OH-DC-017-TN-023 | Tenant gear | access | Tenant-owned | Storage array | — |  |  |  | OH-DC-017-RACK-F | 14 | 4 | Ready | tenant | CUST-3825 | N |  | N
OH-DC-017-TN-024 | OH-DC-017 | OH-DC-017-TN-024 | Tenant gear | access | Tenant-owned | Rack servers | — |  |  |  | OH-DC-017-RACK-F | 18 | 8 | Ready | tenant | CUST-3825 | N |  | N
OH-DC-017-TN-025 | OH-DC-017 | OH-DC-017-TN-025 | Tenant gear | access | Tenant-owned | Mixed equipment | — |  |  |  | OH-DC-017-RACK-F | 26 | 10 | Ready | tenant | CUST-3825 | N |  | N
OH-DC-017-TN-026 | OH-DC-017 | OH-DC-017-TN-026 | Tenant gear | access | Tenant-owned | Network stack | — |  |  |  | OH-DC-017-RACK-G | 2 | 2 | Ready | tenant | CUST-6468 | N |  | N
OH-DC-017-TN-027 | OH-DC-017 | OH-DC-017-TN-027 | Tenant gear | access | Tenant-owned | Storage array | — |  |  |  | OH-DC-017-RACK-G | 4 | 8 | Ready | tenant | CUST-6468 | N |  | N
OH-DC-017-TN-028 | OH-DC-017 | OH-DC-017-TN-028 | Tenant gear | access | Tenant-owned | Blade chassis | — |  |  |  | OH-DC-017-RACK-G | 12 | 4 | Ready | tenant | CUST-6468 | N |  | N
OH-DC-017-TN-029 | OH-DC-017 | OH-DC-017-TN-029 | Tenant gear | access | Tenant-owned | Rack servers | — |  |  |  | OH-DC-017-RACK-G | 16 | 8 | Ready | tenant | CUST-6468 | N |  | N
OH-DC-017-TN-030 | OH-DC-017 | OH-DC-017-TN-030 | Tenant gear | access | Tenant-owned | Blade chassis | — |  |  |  | OH-DC-017-RACK-G | 24 | 4 | Ready | tenant | CUST-6468 | N |  | N
OH-DC-017-TN-031 | OH-DC-017 | OH-DC-017-TN-031 | Tenant gear | access | Tenant-owned | Blade chassis | — |  |  |  | OH-DC-017-RACK-G | 28 | 4 | Ready | tenant | CUST-6468 | N |  | N
OH-DC-017-TN-032 | OH-DC-017 | OH-DC-017-TN-032 | Tenant gear | access | Tenant-owned | HPC nodes | — |  |  |  | OH-DC-017-RACK-G | 32 | 4 | Ready | tenant | CUST-6468 | N |  | N
OH-DC-017-TN-033 | OH-DC-017 | OH-DC-017-TN-033 | Tenant gear | access | Tenant-owned | Network stack | — |  |  |  | OH-DC-017-RACK-H | 2 | 10 | Ready | tenant | CUST-6468 | N |  | N
OH-DC-017-TN-034 | OH-DC-017 | OH-DC-017-TN-034 | Tenant gear | access | Tenant-owned | Network stack | — |  |  |  | OH-DC-017-RACK-H | 12 | 8 | Ready | tenant | CUST-6468 | N |  | N
OH-DC-017-TN-035 | OH-DC-017 | OH-DC-017-TN-035 | Tenant gear | access | Tenant-owned | Blade chassis | — |  |  |  | OH-DC-017-RACK-H | 20 | 6 | Ready | tenant | CUST-6468 | N |  | N
OH-DC-017-TN-036 | OH-DC-017 | OH-DC-017-TN-036 | Tenant gear | access | Tenant-owned | Rack servers | — |  |  |  | OH-DC-017-RACK-I | 2 | 10 | Ready | tenant | CUST-9121 | N |  | N
OH-DC-017-TN-037 | OH-DC-017 | OH-DC-017-TN-037 | Tenant gear | access | Tenant-owned | Rack servers | — |  |  |  | OH-DC-017-RACK-I | 12 | 10 | Ready | tenant | CUST-9121 | N |  | N
OH-DC-017-TN-038 | OH-DC-017 | OH-DC-017-TN-038 | Tenant gear | access | Tenant-owned | Network stack | — |  |  |  | OH-DC-017-RACK-I | 22 | 8 | Ready | tenant | CUST-9121 | N |  | N
FL-DC-018-PE-T4-01 | FL-DC-018 | FL-DC-018-PE-T4-01 | Router | core | JUNIPER | MX204 | 21.4R3-S5.5 | JU0011002 | 172.19.40.20 | A4:5E:60:A7:28:9C | FL-DC-018-RACK-A | 2 | 1 | Ready | operator |  | Y | COL-FL-DC-018-1 | Y
FL-DC-018-PE-T4-02 | FL-DC-018 | FL-DC-018-PE-T4-02 | Router | core | JUNIPER | MX204 | 21.4R3-S5.5 | JU0011010 | 172.19.40.21 | A4:5E:60:2E:81:8B | FL-DC-018-RACK-A | 3 | 1 | Ready | operator |  | Y | COL-FL-DC-018-2 | Y
FL-DC-018-PE-T4-03 | FL-DC-018 | FL-DC-018-PE-T4-03 | Router | core | JUNIPER | MX480 | 22.2R3-S2 | JU0011018 | 172.19.40.22 | A4:5E:60:69:D1:F2 | FL-DC-018-RACK-A | 4 | 1 | Ready | operator |  | Y | COL-FL-DC-018-1 | Y
FL-DC-018-PE-T4-04 | FL-DC-018 | FL-DC-018-PE-T4-04 | Router | core | JUNIPER | MX480 | 22.2R3-S2 | JU0011025 | 172.19.40.23 | A4:5E:60:C8:85:AD | FL-DC-018-RACK-A | 5 | 1 | Ready | operator |  | Y | COL-FL-DC-018-2 | Y
FL-DC-018-FW-01 | FL-DC-018 | FL-DC-018-FW-01 | Firewall | core | FORTINET | FortiGate 3700F | FortiOS 7.4.3 | FG0011028 | 172.19.40.24 | A4:5E:60:E7:60:F4 | FL-DC-018-RACK-A | 6 | 3 | Ready | operator |  | Y | COL-FL-DC-018-2 | N
FL-DC-018-OLA-01 | FL-DC-018 | FL-DC-018-OLA-01 | DWDM | core | NOKIA | 1830 PSS-16II | R23.6 | NK0011036 | 172.19.40.25 | A4:5E:60:BE:E7:B4 | FL-DC-018-RACK-A | 9 | 6 | Ready | operator |  | Y | COL-FL-DC-018-1 | N
FL-DC-018-AGG-R01 | FL-DC-018 | FL-DC-018-AGG-R01 | Router | spine | JUNIPER | MX480 | 22.2R3-S2 | JU0011042 | 172.19.40.26 | A4:5E:60:5E:9A:F6 | FL-DC-018-RACK-A | 15 | 4 | Ready | operator |  | Y | COL-FL-DC-018-2 | N
FL-DC-018-AGG-R02 | FL-DC-018 | FL-DC-018-AGG-R02 | Router | spine | JUNIPER | MX480 | 22.2R3-S2 | JU0011050 | 172.19.40.27 | A4:5E:60:96:88:3B | FL-DC-018-RACK-A | 19 | 4 | Ready | operator |  | Y | COL-FL-DC-018-1 | N
FL-DC-018-MMR-SW-01 | FL-DC-018 | FL-DC-018-MMR-SW-01 | Switch | leaf | ARISTA | 7050SX3-48YC | EOS 4.31.1F | AR0011062 | 172.19.40.28 | A4:5E:60:18:08:D5 | FL-DC-018-RACK-A | 23 | 1 | Ready | operator |  | Y | COL-FL-DC-018-2 | N
FL-DC-018-MMR-SW-02 | FL-DC-018 | FL-DC-018-MMR-SW-02 | Switch | leaf | ARISTA | 7050SX3-48YC | EOS 4.31.1F | AR0011063 | 172.19.40.29 | A4:5E:60:3C:DD:B2 | FL-DC-018-RACK-A | 24 | 1 | Ready | operator |  | Y | COL-FL-DC-018-1 | N
FL-DC-018-MMR-SW-03 | FL-DC-018 | FL-DC-018-MMR-SW-03 | Switch | leaf | ARISTA | 7050SX3-48YC | EOS 4.31.1F | AR0011073 | 172.19.40.30 | A4:5E:60:5F:C6:E5 | FL-DC-018-RACK-A | 25 | 1 | Ready | operator |  | Y | COL-FL-DC-018-2 | N
FL-DC-018-MMR-SW-04 | FL-DC-018 | FL-DC-018-MMR-SW-04 | Switch | leaf | CISCO | Nexus 93180YC | NX-OS 10.3(4a) | CS0011083 | 172.19.40.31 | A4:5E:60:8E:E4:2F | FL-DC-018-RACK-A | 26 | 1 | Ready | operator |  | Y | COL-FL-DC-018-1 | N
FL-DC-018-TOR-001 | FL-DC-018 | FL-DC-018-TOR-001 | Switch | access | CISCO | Nexus 93180YC | NX-OS 10.3(4a) | CS0011085 | 172.19.40.32 | A4:5E:60:46:7B:1B | FL-DC-018-RACK-A | 27 | 1 | Ready | operator |  | Y | COL-FL-DC-018-2 | N
FL-DC-018-TOR-002 | FL-DC-018 | FL-DC-018-TOR-002 | Switch | access | JUNIPER | QFX5120-48Y | 22.2R3 | JU0011095 | 172.19.40.33 | A4:5E:60:86:66:3E | FL-DC-018-RACK-A | 28 | 1 | Ready | operator |  | Y | COL-FL-DC-018-1 | N
FL-DC-018-TN-001 | FL-DC-018 | FL-DC-018-TN-001 | Tenant gear | access | Tenant-owned | Storage array | — |  |  |  | FL-DC-018-RACK-B | 2 | 10 | Ready | tenant | CUST-8220 | N |  | N
FL-DC-018-TN-002 | FL-DC-018 | FL-DC-018-TN-002 | Tenant gear | access | Tenant-owned | Storage array | — |  |  |  | FL-DC-018-RACK-B | 12 | 8 | Ready | tenant | CUST-8220 | N |  | N
FL-DC-018-TN-003 | FL-DC-018 | FL-DC-018-TN-003 | Tenant gear | access | Tenant-owned | Mixed equipment | — |  |  |  | FL-DC-018-RACK-B | 20 | 8 | Ready | tenant | CUST-8220 | N |  | N
FL-DC-018-TN-004 | FL-DC-018 | FL-DC-018-TN-004 | Tenant gear | access | Tenant-owned | Blade chassis | — |  |  |  | FL-DC-018-RACK-B | 28 | 4 | Ready | tenant | CUST-8220 | N |  | N
FL-DC-018-TN-005 | FL-DC-018 | FL-DC-018-TN-005 | Tenant gear | access | Tenant-owned | HPC nodes | — |  |  |  | FL-DC-018-RACK-C | 2 | 4 | Ready | tenant | CUST-8220 | N |  | N
FL-DC-018-TN-006 | FL-DC-018 | FL-DC-018-TN-006 | Tenant gear | access | Tenant-owned | Blade chassis | — |  |  |  | FL-DC-018-RACK-C | 6 | 6 | Ready | tenant | CUST-8220 | N |  | N
FL-DC-018-TN-007 | FL-DC-018 | FL-DC-018-TN-007 | Tenant gear | access | Tenant-owned | Storage array | — |  |  |  | FL-DC-018-RACK-C | 12 | 2 | Ready | tenant | CUST-8220 | N |  | N
FL-DC-018-TN-008 | FL-DC-018 | FL-DC-018-TN-008 | Tenant gear | access | Tenant-owned | HPC nodes | — |  |  |  | FL-DC-018-RACK-C | 14 | 8 | Ready | tenant | CUST-8220 | N |  | N
FL-DC-018-TN-009 | FL-DC-018 | FL-DC-018-TN-009 | Tenant gear | access | Tenant-owned | Network stack | — |  |  |  | FL-DC-018-RACK-C | 22 | 8 | Ready | tenant | CUST-8220 | N |  | N
FL-DC-018-TN-010 | FL-DC-018 | FL-DC-018-TN-010 | Tenant gear | access | Tenant-owned | Network stack | — |  |  |  | FL-DC-018-RACK-D | 2 | 10 | Ready | tenant | CUST-4706 | N |  | N
FL-DC-018-TN-011 | FL-DC-018 | FL-DC-018-TN-011 | Tenant gear | access | Tenant-owned | Storage array | — |  |  |  | FL-DC-018-RACK-D | 12 | 2 | Ready | tenant | CUST-4706 | N |  | N
FL-DC-018-TN-012 | FL-DC-018 | FL-DC-018-TN-012 | Tenant gear | access | Tenant-owned | HPC nodes | — |  |  |  | FL-DC-018-RACK-D | 14 | 10 | Ready | tenant | CUST-4706 | N |  | N
FL-DC-018-TN-013 | FL-DC-018 | FL-DC-018-TN-013 | Tenant gear | access | Tenant-owned | HPC nodes | — |  |  |  | FL-DC-018-RACK-D | 24 | 10 | Ready | tenant | CUST-4706 | N |  | N
FL-DC-018-TN-014 | FL-DC-018 | FL-DC-018-TN-014 | Tenant gear | access | Tenant-owned | Mixed equipment | — |  |  |  | FL-DC-018-RACK-E | 2 | 4 | Ready | tenant | CUST-4706 | N |  | N
FL-DC-018-TN-015 | FL-DC-018 | FL-DC-018-TN-015 | Tenant gear | access | Tenant-owned | Mixed equipment | — |  |  |  | FL-DC-018-RACK-E | 6 | 10 | Ready | tenant | CUST-4706 | N |  | N
FL-DC-018-TN-016 | FL-DC-018 | FL-DC-018-TN-016 | Tenant gear | access | Tenant-owned | Mixed equipment | — |  |  |  | FL-DC-018-RACK-E | 16 | 4 | Ready | tenant | CUST-4706 | N |  | N
FL-DC-018-TN-017 | FL-DC-018 | FL-DC-018-TN-017 | Tenant gear | access | Tenant-owned | Mixed equipment | — |  |  |  | FL-DC-018-RACK-E | 20 | 4 | Ready | tenant | CUST-4706 | N |  | N
FL-DC-018-TN-018 | FL-DC-018 | FL-DC-018-TN-018 | Tenant gear | access | Tenant-owned | Storage array | — |  |  |  | FL-DC-018-RACK-E | 24 | 4 | Ready | tenant | CUST-4706 | N |  | N
FL-DC-018-TN-019 | FL-DC-018 | FL-DC-018-TN-019 | Tenant gear | access | Tenant-owned | Mixed equipment | — |  |  |  | FL-DC-018-RACK-E | 28 | 6 | Ready | tenant | CUST-4706 | N |  | N
FL-DC-018-TN-020 | FL-DC-018 | FL-DC-018-TN-020 | Tenant gear | access | Tenant-owned | HPC nodes | — |  |  |  | FL-DC-018-RACK-F | 2 | 6 | Ready | tenant | CUST-2954 | N |  | N
FL-DC-018-TN-021 | FL-DC-018 | FL-DC-018-TN-021 | Tenant gear | access | Tenant-owned | Mixed equipment | — |  |  |  | FL-DC-018-RACK-F | 8 | 4 | Ready | tenant | CUST-2954 | N |  | N
FL-DC-018-TN-022 | FL-DC-018 | FL-DC-018-TN-022 | Tenant gear | access | Tenant-owned | Storage array | — |  |  |  | FL-DC-018-RACK-F | 12 | 2 | Ready | tenant | CUST-2954 | N |  | N
FL-DC-018-TN-023 | FL-DC-018 | FL-DC-018-TN-023 | Tenant gear | access | Tenant-owned | Mixed equipment | — |  |  |  | FL-DC-018-RACK-F | 14 | 4 | Ready | tenant | CUST-2954 | N |  | N
UT-DC-019-PE-T4-01 | UT-DC-019 | UT-DC-019-PE-T4-01 | Router | core | JUNIPER | MX204 | 21.4R3-S5.5 | JU0011004 | 172.17.40.20 | A4:5E:60:BF:46:CA | UT-DC-019-RACK-A | 2 | 1 | Ready | operator |  | Y | COL-UT-DC-019-1 | Y
UT-DC-019-PE-T4-02 | UT-DC-019 | UT-DC-019-PE-T4-02 | Router | core | JUNIPER | MX204 | 21.4R3-S5.5 | JU0011013 | 172.17.40.21 | A4:5E:60:63:AF:CB | UT-DC-019-RACK-A | 3 | 1 | Ready | operator |  | Y | COL-UT-DC-019-2 | Y
UT-DC-019-PE-T4-03 | UT-DC-019 | UT-DC-019-PE-T4-03 | Router | core | JUNIPER | MX204 | 21.4R3-S5.5 | JU0011017 | 172.17.40.22 | A4:5E:60:E1:5A:C0 | UT-DC-019-RACK-A | 4 | 1 | Ready | operator |  | Y | COL-UT-DC-019-1 | Y
UT-DC-019-PE-T4-04 | UT-DC-019 | UT-DC-019-PE-T4-04 | Router | core | JUNIPER | MX204 | 21.4R3-S5.5 | JU0011025 | 172.17.40.23 | A4:5E:60:C5:E7:7F | UT-DC-019-RACK-A | 5 | 1 | Ready | operator |  | Y | COL-UT-DC-019-2 | Y
UT-DC-019-FW-01 | UT-DC-019 | UT-DC-019-FW-01 | Firewall | core | FORTINET | FortiGate 3700F | FortiOS 7.4.3 | FG0011034 | 172.17.40.24 | A4:5E:60:6A:DA:04 | UT-DC-019-RACK-A | 6 | 3 | Ready | operator |  | Y | COL-UT-DC-019-2 | N
UT-DC-019-OLA-01 | UT-DC-019 | UT-DC-019-OLA-01 | DWDM | core | CIENA | 6500 D7 | R16.2 | CI0011035 | 172.17.40.25 | A4:5E:60:0F:E5:A3 | UT-DC-019-RACK-A | 9 | 6 | Ready | operator |  | Y | COL-UT-DC-019-1 | N
UT-DC-019-AGG-R01 | UT-DC-019 | UT-DC-019-AGG-R01 | Router | spine | JUNIPER | MX480 | 22.2R3-S2 | JU0011045 | 172.17.40.26 | A4:5E:60:69:12:04 | UT-DC-019-RACK-A | 15 | 4 | Ready | operator |  | Y | COL-UT-DC-019-2 | N
UT-DC-019-AGG-R02 | UT-DC-019 | UT-DC-019-AGG-R02 | Router | spine | JUNIPER | MX480 | 22.2R3-S2 | JU0011050 | 172.17.40.27 | A4:5E:60:38:DE:0C | UT-DC-019-RACK-A | 19 | 4 | Ready | operator |  | Y | COL-UT-DC-019-1 | N
UT-DC-019-MMR-SW-01 | UT-DC-019 | UT-DC-019-MMR-SW-01 | Switch | leaf | CISCO | Nexus 93180YC | NX-OS 10.3(4a) | CS0011058 | 172.17.40.28 | A4:5E:60:CA:D8:C4 | UT-DC-019-RACK-A | 23 | 1 | Ready | operator |  | Y | COL-UT-DC-019-2 | N
UT-DC-019-MMR-SW-02 | UT-DC-019 | UT-DC-019-MMR-SW-02 | Switch | leaf | ARISTA | 7050SX3-48YC | EOS 4.31.1F | AR0011063 | 172.17.40.29 | A4:5E:60:D5:45:68 | UT-DC-019-RACK-A | 24 | 1 | Ready | operator |  | Y | COL-UT-DC-019-1 | N
UT-DC-019-MMR-SW-03 | UT-DC-019 | UT-DC-019-MMR-SW-03 | Switch | leaf | JUNIPER | QFX5120-48Y | 22.2R3 | JU0011074 | 172.17.40.30 | A4:5E:60:BC:4C:12 | UT-DC-019-RACK-A | 25 | 1 | Ready | operator |  | Y | COL-UT-DC-019-2 | N
UT-DC-019-MMR-SW-04 | UT-DC-019 | UT-DC-019-MMR-SW-04 | Switch | leaf | JUNIPER | QFX5120-48Y | 22.2R3 | JU0011079 | 172.17.40.31 | A4:5E:60:D2:DC:D8 | UT-DC-019-RACK-A | 26 | 1 | Ready | operator |  | Y | COL-UT-DC-019-1 | N
UT-DC-019-TOR-001 | UT-DC-019 | UT-DC-019-TOR-001 | Switch | access | CISCO | Nexus 93180YC | NX-OS 10.3(4a) | CS0011086 | 172.17.40.32 | A4:5E:60:F6:B6:2F | UT-DC-019-RACK-A | 27 | 1 | Ready | operator |  | Y | COL-UT-DC-019-2 | N
UT-DC-019-TOR-002 | UT-DC-019 | UT-DC-019-TOR-002 | Switch | access | ARISTA | 7050SX3-48YC | EOS 4.31.1F | AR0011094 | 172.17.40.33 | A4:5E:60:15:AF:E8 | UT-DC-019-RACK-A | 28 | 1 | Ready | operator |  | Y | COL-UT-DC-019-1 | N
UT-DC-019-TN-001 | UT-DC-019 | UT-DC-019-TN-001 | Tenant gear | access | Tenant-owned | Network stack | — |  |  |  | UT-DC-019-RACK-B | 2 | 10 | Ready | tenant | CUST-7359 | N |  | N
UT-DC-019-TN-002 | UT-DC-019 | UT-DC-019-TN-002 | Tenant gear | access | Tenant-owned | Network stack | — |  |  |  | UT-DC-019-RACK-B | 12 | 2 | Ready | tenant | CUST-7359 | N |  | N
UT-DC-019-TN-003 | UT-DC-019 | UT-DC-019-TN-003 | Tenant gear | access | Tenant-owned | Blade chassis | — |  |  |  | UT-DC-019-RACK-B | 14 | 4 | Ready | tenant | CUST-7359 | N |  | N
UT-DC-019-TN-004 | UT-DC-019 | UT-DC-019-TN-004 | Tenant gear | access | Tenant-owned | Rack servers | — |  |  |  | UT-DC-019-RACK-B | 18 | 4 | Ready | tenant | CUST-7359 | N |  | N
UT-DC-019-TN-005 | UT-DC-019 | UT-DC-019-TN-005 | Tenant gear | access | Tenant-owned | HPC nodes | — |  |  |  | UT-DC-019-RACK-B | 22 | 6 | Ready | tenant | CUST-7359 | N |  | N
UT-DC-019-TN-006 | UT-DC-019 | UT-DC-019-TN-006 | Tenant gear | access | Tenant-owned | HPC nodes | — |  |  |  | UT-DC-019-RACK-B | 28 | 4 | Ready | tenant | CUST-7359 | N |  | N
UT-DC-019-TN-007 | UT-DC-019 | UT-DC-019-TN-007 | Tenant gear | access | Tenant-owned | Blade chassis | — |  |  |  | UT-DC-019-RACK-C | 2 | 10 | Ready | tenant | CUST-7359 | N |  | N
UT-DC-019-TN-008 | UT-DC-019 | UT-DC-019-TN-008 | Tenant gear | access | Tenant-owned | Network stack | — |  |  |  | UT-DC-019-RACK-C | 12 | 6 | Ready | tenant | CUST-7359 | N |  | N
UT-DC-019-TN-009 | UT-DC-019 | UT-DC-019-TN-009 | Tenant gear | access | Tenant-owned | Storage array | — |  |  |  | UT-DC-019-RACK-C | 18 | 4 | Ready | tenant | CUST-7359 | N |  | N
UT-DC-019-TN-010 | UT-DC-019 | UT-DC-019-TN-010 | Tenant gear | access | Tenant-owned | Rack servers | — |  |  |  | UT-DC-019-RACK-C | 22 | 2 | Ready | tenant | CUST-7359 | N |  | N
UT-DC-019-TN-011 | UT-DC-019 | UT-DC-019-TN-011 | Tenant gear | access | Tenant-owned | Blade chassis | — |  |  |  | UT-DC-019-RACK-C | 24 | 4 | Ready | tenant | CUST-7359 | N |  | N
UT-DC-019-TN-012 | UT-DC-019 | UT-DC-019-TN-012 | Tenant gear | access | Tenant-owned | Rack servers | — |  |  |  | UT-DC-019-RACK-C | 28 | 4 | Ready | tenant | CUST-7359 | N |  | N
UT-DC-019-TN-013 | UT-DC-019 | UT-DC-019-TN-013 | Tenant gear | access | Tenant-owned | HPC nodes | — |  |  |  | UT-DC-019-RACK-C | 32 | 4 | Ready | tenant | CUST-7359 | N |  | N
UT-DC-019-TN-014 | UT-DC-019 | UT-DC-019-TN-014 | Tenant gear | access | Tenant-owned | Blade chassis | — |  |  |  | UT-DC-019-RACK-D | 2 | 4 | Ready | tenant | CUST-7359 | N |  | N
UT-DC-019-TN-015 | UT-DC-019 | UT-DC-019-TN-015 | Tenant gear | access | Tenant-owned | Network stack | — |  |  |  | UT-DC-019-RACK-D | 6 | 8 | Ready | tenant | CUST-7359 | N |  | N
UT-DC-019-TN-016 | UT-DC-019 | UT-DC-019-TN-016 | Tenant gear | access | Tenant-owned | Rack servers | — |  |  |  | UT-DC-019-RACK-D | 14 | 4 | Ready | tenant | CUST-7359 | N |  | N
UT-DC-019-TN-017 | UT-DC-019 | UT-DC-019-TN-017 | Tenant gear | access | Tenant-owned | Mixed equipment | — |  |  |  | UT-DC-019-RACK-D | 18 | 4 | Ready | tenant | CUST-7359 | N |  | N
UT-DC-019-TN-018 | UT-DC-019 | UT-DC-019-TN-018 | Tenant gear | access | Tenant-owned | Mixed equipment | — |  |  |  | UT-DC-019-RACK-D | 22 | 4 | Ready | tenant | CUST-7359 | N |  | N
UT-DC-019-TN-019 | UT-DC-019 | UT-DC-019-TN-019 | Tenant gear | access | Tenant-owned | Rack servers | — |  |  |  | UT-DC-019-RACK-D | 26 | 10 | Ready | tenant | CUST-7359 | N |  | N
UT-DC-019-TN-020 | UT-DC-019 | UT-DC-019-TN-020 | Tenant gear | access | Tenant-owned | HPC nodes | — |  |  |  | UT-DC-019-RACK-E | 2 | 2 | Ready | tenant | CUST-8240 | N |  | N
UT-DC-019-TN-021 | UT-DC-019 | UT-DC-019-TN-021 | Tenant gear | access | Tenant-owned | HPC nodes | — |  |  |  | UT-DC-019-RACK-E | 4 | 4 | Ready | tenant | CUST-8240 | N |  | N
CA-DC-020-PE-T4-01 | CA-DC-020 | CA-DC-020-PE-T4-01 | Router | core | JUNIPER | MX204 | 21.4R3-S5.5 | JU0011003 | 172.30.40.20 | A4:5E:60:21:6E:E8 | CA-DC-020-RACK-A | 2 | 1 | Ready | operator |  | Y | COL-CA-DC-020-2 | Y
CA-DC-020-PE-T4-02 | CA-DC-020 | CA-DC-020-PE-T4-02 | Router | core | JUNIPER | MX204 | 21.4R3-S5.5 | JU0011010 | 172.30.40.21 | A4:5E:60:45:3C:8F | CA-DC-020-RACK-A | 3 | 1 | Ready | operator |  | Y | COL-CA-DC-020-1 | Y
CA-DC-020-PE-T4-03 | CA-DC-020 | CA-DC-020-PE-T4-03 | Router | core | JUNIPER | MX204 | 21.4R3-S5.5 | JU0011018 | 172.30.40.22 | A4:5E:60:3A:E9:AF | CA-DC-020-RACK-A | 4 | 1 | Ready | operator |  | Y | COL-CA-DC-020-2 | Y
CA-DC-020-PE-T4-04 | CA-DC-020 | CA-DC-020-PE-T4-04 | Router | core | JUNIPER | MX204 | 21.4R3-S5.5 | JU0011024 | 172.30.40.23 | A4:5E:60:2A:BE:8B | CA-DC-020-RACK-A | 5 | 1 | Ready | operator |  | Y | COL-CA-DC-020-1 | Y
CA-DC-020-FW-01 | CA-DC-020 | CA-DC-020-FW-01 | Firewall | core | FORTINET | FortiGate 3700F | FortiOS 7.4.3 | FG0011030 | 172.30.40.24 | A4:5E:60:B7:E7:71 | CA-DC-020-RACK-A | 6 | 3 | Ready | operator |  | Y | COL-CA-DC-020-1 | N
CA-DC-020-FW-02 | CA-DC-020 | CA-DC-020-FW-02 | Firewall | core | FORTINET | FortiGate 3700F | FortiOS 7.4.3 | FG0011038 | 172.30.40.25 | A4:5E:60:62:36:25 | CA-DC-020-RACK-A | 9 | 3 | Ready | operator |  | Y | COL-CA-DC-020-2 | N
CA-DC-020-OLA-01 | CA-DC-020 | CA-DC-020-OLA-01 | DWDM | core | NOKIA | 1830 PSS-16II | R23.6 | NK0011042 | 172.30.40.26 | A4:5E:60:7C:3F:62 | CA-DC-020-RACK-A | 12 | 6 | Ready | operator |  | Y | COL-CA-DC-020-2 | N
CA-DC-020-OLA-02 | CA-DC-020 | CA-DC-020-OLA-02 | DWDM | core | CIENA | 6500 D7 | R16.2 | CI0011051 | 172.30.40.27 | A4:5E:60:B5:AE:F1 | CA-DC-020-RACK-A | 18 | 6 | Ready | operator |  | Y | COL-CA-DC-020-1 | N
CA-DC-020-AGG-R01 | CA-DC-020 | CA-DC-020-AGG-R01 | Router | spine | JUNIPER | MX480 | 22.2R3-S2 | JU0011059 | 172.30.40.28 | A4:5E:60:FC:DB:F2 | CA-DC-020-RACK-A | 24 | 4 | Ready | operator |  | Y | COL-CA-DC-020-1 | N
CA-DC-020-AGG-R02 | CA-DC-020 | CA-DC-020-AGG-R02 | Router | spine | JUNIPER | MX480 | 22.2R3-S2 | JU0011066 | 172.30.40.29 | A4:5E:60:CE:D9:56 | CA-DC-020-RACK-A | 28 | 4 | Ready | operator |  | Y | COL-CA-DC-020-2 | N
CA-DC-020-AGG-R03 | CA-DC-020 | CA-DC-020-AGG-R03 | Router | spine | JUNIPER | MX480 | 22.2R3-S2 | JU0011075 | 172.30.40.30 | A4:5E:60:AA:4A:2C | CA-DC-020-RACK-B | 2 | 4 | Ready | operator |  | Y | COL-CA-DC-020-1 | N
CA-DC-020-MMR-SW-01 | CA-DC-020 | CA-DC-020-MMR-SW-01 | Switch | leaf | ARISTA | 7050SX3-48YC | EOS 4.31.1F | AR0011081 | 172.30.40.31 | A4:5E:60:01:49:38 | CA-DC-020-RACK-B | 6 | 1 | Ready | operator |  | Y | COL-CA-DC-020-1 | N
CA-DC-020-MMR-SW-02 | CA-DC-020 | CA-DC-020-MMR-SW-02 | Switch | leaf | ARISTA | 7050SX3-48YC | EOS 4.31.1F | AR0011088 | 172.30.40.32 | A4:5E:60:C0:02:28 | CA-DC-020-RACK-B | 7 | 1 | Ready | operator |  | Y | COL-CA-DC-020-2 | N
CA-DC-020-MMR-SW-03 | CA-DC-020 | CA-DC-020-MMR-SW-03 | Switch | leaf | ARISTA | 7050SX3-48YC | EOS 4.31.1F | AR0011095 | 172.30.40.33 | A4:5E:60:79:88:CA | CA-DC-020-RACK-B | 8 | 1 | Ready | operator |  | Y | COL-CA-DC-020-1 | N
CA-DC-020-MMR-SW-04 | CA-DC-020 | CA-DC-020-MMR-SW-04 | Switch | leaf | ARISTA | 7050SX3-48YC | EOS 4.31.1F | AR0011099 | 172.30.40.34 | A4:5E:60:A1:E2:03 | CA-DC-020-RACK-B | 9 | 1 | Ready | operator |  | Y | COL-CA-DC-020-2 | N
CA-DC-020-MMR-SW-05 | CA-DC-020 | CA-DC-020-MMR-SW-05 | Switch | leaf | ARISTA | 7050SX3-48YC | EOS 4.31.1F | AR0011106 | 172.30.40.35 | A4:5E:60:0D:4E:35 | CA-DC-020-RACK-B | 10 | 1 | Ready | operator |  | Y | COL-CA-DC-020-1 | N
CA-DC-020-MMR-SW-06 | CA-DC-020 | CA-DC-020-MMR-SW-06 | Switch | leaf | CISCO | Nexus 93180YC | NX-OS 10.3(4a) | CS0011118 | 172.30.40.36 | A4:5E:60:92:ED:0B | CA-DC-020-RACK-B | 11 | 1 | Ready | operator |  | Y | COL-CA-DC-020-2 | N
CA-DC-020-MMR-SW-07 | CA-DC-020 | CA-DC-020-MMR-SW-07 | Switch | leaf | ARISTA | 7050SX3-48YC | EOS 4.31.1F | AR0011121 | 172.30.40.37 | A4:5E:60:EC:81:2C | CA-DC-020-RACK-B | 12 | 1 | Ready | operator |  | Y | COL-CA-DC-020-1 | N
CA-DC-020-MMR-SW-08 | CA-DC-020 | CA-DC-020-MMR-SW-08 | Switch | leaf | CISCO | Nexus 93180YC | NX-OS 10.3(4a) | CS0011131 | 172.30.40.38 | A4:5E:60:0A:BC:99 | CA-DC-020-RACK-B | 13 | 1 | Ready | operator |  | Y | COL-CA-DC-020-2 | N
CA-DC-020-TOR-001 | CA-DC-020 | CA-DC-020-TOR-001 | Switch | access | ARISTA | 7050SX3-48YC | EOS 4.31.1F | AR0011133 | 172.30.40.39 | A4:5E:60:9F:47:AE | CA-DC-020-RACK-B | 14 | 1 | Ready | operator |  | Y | COL-CA-DC-020-1 | N
CA-DC-020-TOR-002 | CA-DC-020 | CA-DC-020-TOR-002 | Switch | access | ARISTA | 7050SX3-48YC | EOS 4.31.1F | AR0011144 | 172.30.40.40 | A4:5E:60:AE:65:03 | CA-DC-020-RACK-B | 15 | 1 | Ready | operator |  | Y | COL-CA-DC-020-2 | N
CA-DC-020-TOR-003 | CA-DC-020 | CA-DC-020-TOR-003 | Switch | access | JUNIPER | QFX5120-48Y | 22.2R3 | JU0011149 | 172.30.40.41 | A4:5E:60:32:BB:31 | CA-DC-020-RACK-B | 16 | 1 | Ready | operator |  | Y | COL-CA-DC-020-1 | N
CA-DC-020-TOR-004 | CA-DC-020 | CA-DC-020-TOR-004 | Switch | access | ARISTA | 7050SX3-48YC | EOS 4.31.1F | AR0011154 | 172.30.40.42 | A4:5E:60:31:47:34 | CA-DC-020-RACK-B | 17 | 1 | Ready | operator |  | Y | COL-CA-DC-020-2 | N
CA-DC-020-TOR-005 | CA-DC-020 | CA-DC-020-TOR-005 | Switch | access | JUNIPER | QFX5120-48Y | 22.2R3 | JU0011162 | 172.30.40.43 | A4:5E:60:61:14:E8 | CA-DC-020-RACK-B | 18 | 1 | Ready | operator |  | Y | COL-CA-DC-020-1 | N
CA-DC-020-TOR-006 | CA-DC-020 | CA-DC-020-TOR-006 | Switch | access | ARISTA | 7050SX3-48YC | EOS 4.31.1F | AR0011173 | 172.30.40.44 | A4:5E:60:66:29:D1 | CA-DC-020-RACK-B | 19 | 1 | Ready | operator |  | Y | COL-CA-DC-020-2 | N
CA-DC-020-TN-001 | CA-DC-020 | CA-DC-020-TN-001 | Tenant gear | access | Tenant-owned | Mixed equipment | — |  |  |  | CA-DC-020-RACK-B | 20 | 4 | Ready | tenant |  | N |  | N
CA-DC-020-TN-002 | CA-DC-020 | CA-DC-020-TN-002 | Tenant gear | access | Tenant-owned | HPC nodes | — |  |  |  | CA-DC-020-RACK-B | 24 | 10 | Ready | tenant |  | N |  | N
CA-DC-020-TN-003 | CA-DC-020 | CA-DC-020-TN-003 | Tenant gear | access | Tenant-owned | Rack servers | — |  |  |  | CA-DC-020-RACK-C | 2 | 4 | Ready | tenant | CUST-2073 | N |  | N
CA-DC-020-TN-004 | CA-DC-020 | CA-DC-020-TN-004 | Tenant gear | access | Tenant-owned | Rack servers | — |  |  |  | CA-DC-020-RACK-C | 6 | 4 | Ready | tenant | CUST-2073 | N |  | N
CA-DC-020-TN-005 | CA-DC-020 | CA-DC-020-TN-005 | Tenant gear | access | Tenant-owned | Rack servers | — |  |  |  | CA-DC-020-RACK-C | 10 | 8 | Ready | tenant | CUST-2073 | N |  | N
CA-DC-020-TN-006 | CA-DC-020 | CA-DC-020-TN-006 | Tenant gear | access | Tenant-owned | Blade chassis | — |  |  |  | CA-DC-020-RACK-C | 18 | 10 | Ready | tenant | CUST-2073 | N |  | N
CA-DC-020-TN-007 | CA-DC-020 | CA-DC-020-TN-007 | Tenant gear | access | Tenant-owned | Storage array | — |  |  |  | CA-DC-020-RACK-D | 2 | 6 | Ready | tenant | CUST-7339 | N |  | N
CA-DC-020-TN-008 | CA-DC-020 | CA-DC-020-TN-008 | Tenant gear | access | Tenant-owned | Network stack | — |  |  |  | CA-DC-020-RACK-D | 8 | 6 | Ready | tenant | CUST-7339 | N |  | N
CA-DC-020-TN-009 | CA-DC-020 | CA-DC-020-TN-009 | Tenant gear | access | Tenant-owned | Storage array | — |  |  |  | CA-DC-020-RACK-D | 14 | 4 | Ready | tenant | CUST-7339 | N |  | N
CA-DC-020-TN-010 | CA-DC-020 | CA-DC-020-TN-010 | Tenant gear | access | Tenant-owned | Rack servers | — |  |  |  | CA-DC-020-RACK-D | 18 | 4 | Ready | tenant | CUST-7339 | N |  | N
CA-DC-020-TN-011 | CA-DC-020 | CA-DC-020-TN-011 | Tenant gear | access | Tenant-owned | HPC nodes | — |  |  |  | CA-DC-020-RACK-D | 22 | 2 | Ready | tenant | CUST-7339 | N |  | N
CA-DC-020-TN-012 | CA-DC-020 | CA-DC-020-TN-012 | Tenant gear | access | Tenant-owned | Rack servers | — |  |  |  | CA-DC-020-RACK-E | 2 | 6 | Ready | tenant | CUST-9982 | N |  | N
CA-DC-020-TN-013 | CA-DC-020 | CA-DC-020-TN-013 | Tenant gear | access | Tenant-owned | Network stack | — |  |  |  | CA-DC-020-RACK-E | 8 | 2 | Ready | tenant | CUST-9982 | N |  | N
CA-DC-020-TN-014 | CA-DC-020 | CA-DC-020-TN-014 | Tenant gear | access | Tenant-owned | Network stack | — |  |  |  | CA-DC-020-RACK-E | 10 | 4 | Ready | tenant | CUST-9982 | N |  | N
CA-DC-020-TN-015 | CA-DC-020 | CA-DC-020-TN-015 | Tenant gear | access | Tenant-owned | Network stack | — |  |  |  | CA-DC-020-RACK-E | 14 | 2 | Ready | tenant | CUST-9982 | N |  | N
CA-DC-020-TN-016 | CA-DC-020 | CA-DC-020-TN-016 | Tenant gear | access | Tenant-owned | Rack servers | — |  |  |  | CA-DC-020-RACK-E | 16 | 8 | Ready | tenant | CUST-9982 | N |  | N
CA-DC-020-TN-017 | CA-DC-020 | CA-DC-020-TN-017 | Tenant gear | access | Tenant-owned | Mixed equipment | — |  |  |  | CA-DC-020-RACK-E | 24 | 2 | Ready | tenant | CUST-9982 | N |  | N
CA-DC-020-TN-018 | CA-DC-020 | CA-DC-020-TN-018 | Tenant gear | access | Tenant-owned | Mixed equipment | — |  |  |  | CA-DC-020-RACK-E | 26 | 8 | Ready | tenant | CUST-9982 | N |  | N
CA-DC-020-TN-019 | CA-DC-020 | CA-DC-020-TN-019 | Tenant gear | access | Tenant-owned | Mixed equipment | — |  |  |  | CA-DC-020-RACK-F | 2 | 10 | Ready | tenant | CUST-8220 | N |  | N
CA-DC-020-TN-020 | CA-DC-020 | CA-DC-020-TN-020 | Tenant gear | access | Tenant-owned | Storage array | — |  |  |  | CA-DC-020-RACK-F | 12 | 4 | Ready | tenant | CUST-8220 | N |  | N
CA-DC-020-TN-021 | CA-DC-020 | CA-DC-020-TN-021 | Tenant gear | access | Tenant-owned | Rack servers | — |  |  |  | CA-DC-020-RACK-F | 16 | 8 | Ready | tenant | CUST-8220 | N |  | N
CA-DC-020-TN-022 | CA-DC-020 | CA-DC-020-TN-022 | Tenant gear | access | Tenant-owned | Rack servers | — |  |  |  | CA-DC-020-RACK-G | 2 | 10 | Ready | tenant | CUST-5597 | N |  | N
CA-DC-020-TN-023 | CA-DC-020 | CA-DC-020-TN-023 | Tenant gear | access | Tenant-owned | Mixed equipment | — |  |  |  | CA-DC-020-RACK-G | 12 | 10 | Ready | tenant | CUST-5597 | N |  | N
CA-DC-020-TN-024 | CA-DC-020 | CA-DC-020-TN-024 | Tenant gear | access | Tenant-owned | HPC nodes | — |  |  |  | CA-DC-020-RACK-G | 22 | 10 | Ready | tenant | CUST-5597 | N |  | N
CA-DC-020-TN-025 | CA-DC-020 | CA-DC-020-TN-025 | Tenant gear | access | Tenant-owned | HPC nodes | — |  |  |  | CA-DC-020-RACK-H | 2 | 6 | Ready | tenant | CUST-8230 | N |  | N
CA-DC-020-TN-026 | CA-DC-020 | CA-DC-020-TN-026 | Tenant gear | access | Tenant-owned | Mixed equipment | — |  |  |  | CA-DC-020-RACK-H | 8 | 6 | Ready | tenant | CUST-8230 | N |  | N
CA-DC-020-TN-027 | CA-DC-020 | CA-DC-020-TN-027 | Tenant gear | access | Tenant-owned | Blade chassis | — |  |  |  | CA-DC-020-RACK-H | 14 | 8 | Ready | tenant | CUST-8230 | N |  | N
CA-DC-020-TN-028 | CA-DC-020 | CA-DC-020-TN-028 | Tenant gear | access | Tenant-owned | Storage array | — |  |  |  | CA-DC-020-RACK-H | 22 | 4 | Ready | tenant | CUST-8230 | N |  | N
CA-DC-020-TN-029 | CA-DC-020 | CA-DC-020-TN-029 | Tenant gear | access | Tenant-owned | Rack servers | — |  |  |  | CA-DC-020-RACK-I | 2 | 4 | Ready | tenant | CUST-8230 | N |  | N
CA-DC-020-TN-030 | CA-DC-020 | CA-DC-020-TN-030 | Tenant gear | access | Tenant-owned | Blade chassis | — |  |  |  | CA-DC-020-RACK-I | 6 | 4 | Ready | tenant | CUST-8230 | N |  | N
CA-DC-020-TN-031 | CA-DC-020 | CA-DC-020-TN-031 | Tenant gear | access | Tenant-owned | Blade chassis | — |  |  |  | CA-DC-020-RACK-I | 10 | 4 | Ready | tenant | CUST-8230 | N |  | N
CA-DC-020-TN-032 | CA-DC-020 | CA-DC-020-TN-032 | Tenant gear | access | Tenant-owned | Storage array | — |  |  |  | CA-DC-020-RACK-I | 14 | 2 | Ready | tenant | CUST-8230 | N |  | N
CA-DC-020-TN-033 | CA-DC-020 | CA-DC-020-TN-033 | Tenant gear | access | Tenant-owned | Storage array | — |  |  |  | CA-DC-020-RACK-I | 16 | 4 | Ready | tenant | CUST-8230 | N |  | N
CA-DC-020-TN-034 | CA-DC-020 | CA-DC-020-TN-034 | Tenant gear | access | Tenant-owned | Storage array | — |  |  |  | CA-DC-020-RACK-I | 20 | 4 | Ready | tenant | CUST-8230 | N |  | N
CA-DC-020-TN-035 | CA-DC-020 | CA-DC-020-TN-035 | Tenant gear | access | Tenant-owned | Storage array | — |  |  |  | CA-DC-020-RACK-I | 24 | 6 | Ready | tenant | CUST-8230 | N |  | N
CA-DC-020-TN-036 | CA-DC-020 | CA-DC-020-TN-036 | Tenant gear | access | Tenant-owned | Storage array | — |  |  |  | CA-DC-020-RACK-J | 2 | 4 | Ready | tenant | CUST-8230 | N |  | N
CA-DC-020-TN-037 | CA-DC-020 | CA-DC-020-TN-037 | Tenant gear | access | Tenant-owned | Rack servers | — |  |  |  | CA-DC-020-RACK-J | 6 | 10 | Ready | tenant | CUST-8230 | N |  | N
CA-DC-020-TN-038 | CA-DC-020 | CA-DC-020-TN-038 | Tenant gear | access | Tenant-owned | Mixed equipment | — |  |  |  | CA-DC-020-RACK-J | 16 | 10 | Ready | tenant | CUST-8230 | N |  | N
CA-DC-020-TN-039 | CA-DC-020 | CA-DC-020-TN-039 | Tenant gear | access | Tenant-owned | Storage array | — |  |  |  | CA-DC-020-RACK-J | 26 | 10 | Ready | tenant | CUST-8230 | N |  | N
CA-DC-020-TN-040 | CA-DC-020 | CA-DC-020-TN-040 | Tenant gear | access | Tenant-owned | Storage array | — |  |  |  | CA-DC-020-RACK-K | 2 | 10 | Ready | tenant | CUST-9992 | N |  | N
CA-DC-020-TN-041 | CA-DC-020 | CA-DC-020-TN-041 | Tenant gear | access | Tenant-owned | HPC nodes | — |  |  |  | CA-DC-020-RACK-K | 12 | 2 | Ready | tenant | CUST-9992 | N |  | N
CA-DC-020-TN-042 | CA-DC-020 | CA-DC-020-TN-042 | Tenant gear | access | Tenant-owned | Storage array | — |  |  |  | CA-DC-020-RACK-K | 14 | 2 | Ready | tenant | CUST-9992 | N |  | N
CA-DC-020-TN-043 | CA-DC-020 | CA-DC-020-TN-043 | Tenant gear | access | Tenant-owned | Mixed equipment | — |  |  |  | CA-DC-020-RACK-K | 16 | 4 | Ready | tenant | CUST-9992 | N |  | N
CA-DC-020-TN-044 | CA-DC-020 | CA-DC-020-TN-044 | Tenant gear | access | Tenant-owned | Rack servers | — |  |  |  | CA-DC-020-RACK-K | 20 | 2 | Ready | tenant | CUST-9992 | N |  | N
CA-DC-020-TN-045 | CA-DC-020 | CA-DC-020-TN-045 | Tenant gear | access | Tenant-owned | Blade chassis | — |  |  |  | CA-DC-020-RACK-L | 2 | 4 | Ready | tenant | CUST-9121 | N |  | N
CA-DC-020-TN-046 | CA-DC-020 | CA-DC-020-TN-046 | Tenant gear | access | Tenant-owned | HPC nodes | — |  |  |  | CA-DC-020-RACK-L | 6 | 2 | Ready | tenant | CUST-9121 | N |  | N
CA-DC-020-TN-047 | CA-DC-020 | CA-DC-020-TN-047 | Tenant gear | access | Tenant-owned | Blade chassis | — |  |  |  | CA-DC-020-RACK-L | 8 | 8 | Ready | tenant | CUST-9121 | N |  | N
CA-DC-020-TN-048 | CA-DC-020 | CA-DC-020-TN-048 | Tenant gear | access | Tenant-owned | Mixed equipment | — |  |  |  | CA-DC-020-RACK-L | 16 | 8 | Ready | tenant | CUST-9121 | N |  | N
CA-DC-020-TN-049 | CA-DC-020 | CA-DC-020-TN-049 | Tenant gear | access | Tenant-owned | Network stack | — |  |  |  | CA-DC-020-RACK-L | 24 | 4 | Ready | tenant | CUST-9121 | N |  | N
CA-DC-020-TN-050 | CA-DC-020 | CA-DC-020-TN-050 | Tenant gear | access | Tenant-owned | Mixed equipment | — |  |  |  | CA-DC-020-RACK-M | 2 | 2 | Ready | tenant | CUST-9121 | N |  | N
CA-DC-020-TN-051 | CA-DC-020 | CA-DC-020-TN-051 | Tenant gear | access | Tenant-owned | Network stack | — |  |  |  | CA-DC-020-RACK-M | 4 | 6 | Ready | tenant | CUST-9121 | N |  | N
CA-DC-020-TN-052 | CA-DC-020 | CA-DC-020-TN-052 | Tenant gear | access | Tenant-owned | Storage array | — |  |  |  | CA-DC-020-RACK-M | 10 | 4 | Ready | tenant | CUST-9121 | N |  | N
CA-DC-020-TN-053 | CA-DC-020 | CA-DC-020-TN-053 | Tenant gear | access | Tenant-owned | Blade chassis | — |  |  |  | CA-DC-020-RACK-M | 14 | 4 | Ready | tenant | CUST-9121 | N |  | N
CA-DC-020-TN-054 | CA-DC-020 | CA-DC-020-TN-054 | Tenant gear | access | Tenant-owned | Rack servers | — |  |  |  | CA-DC-020-RACK-M | 18 | 4 | Ready | tenant | CUST-9121 | N |  | N
CA-DC-020-TN-055 | CA-DC-020 | CA-DC-020-TN-055 | Tenant gear | access | Tenant-owned | Network stack | — |  |  |  | CA-DC-020-RACK-M | 22 | 10 | Ready | tenant | CUST-9121 | N |  | N
CA-DC-020-TN-056 | CA-DC-020 | CA-DC-020-TN-056 | Tenant gear | access | Tenant-owned | Rack servers | — |  |  |  | CA-DC-020-RACK-N | 2 | 8 | Ready | tenant | CUST-9121 | N |  | N
CA-DC-020-TN-057 | CA-DC-020 | CA-DC-020-TN-057 | Tenant gear | access | Tenant-owned | Storage array | — |  |  |  | CA-DC-020-RACK-N | 10 | 4 | Ready | tenant | CUST-9121 | N |  | N
CA-DC-020-TN-058 | CA-DC-020 | CA-DC-020-TN-058 | Tenant gear | access | Tenant-owned | Mixed equipment | — |  |  |  | CA-DC-020-RACK-N | 14 | 4 | Ready | tenant | CUST-9121 | N |  | N
CA-DC-020-TN-059 | CA-DC-020 | CA-DC-020-TN-059 | Tenant gear | access | Tenant-owned | Network stack | — |  |  |  | CA-DC-020-RACK-N | 18 | 10 | Ready | tenant | CUST-9121 | N |  | N
CA-DC-020-TN-060 | CA-DC-020 | CA-DC-020-TN-060 | Tenant gear | access | Tenant-owned | Storage array | — |  |  |  | CA-DC-020-RACK-O | 2 | 10 | Ready | tenant | CUST-9121 | N |  | N
CA-DC-020-TN-061 | CA-DC-020 | CA-DC-020-TN-061 | Tenant gear | access | Tenant-owned | Blade chassis | — |  |  |  | CA-DC-020-RACK-O | 12 | 2 | Ready | tenant | CUST-9121 | N |  | N
CA-DC-020-TN-062 | CA-DC-020 | CA-DC-020-TN-062 | Tenant gear | access | Tenant-owned | Network stack | — |  |  |  | CA-DC-020-RACK-O | 14 | 10 | Ready | tenant | CUST-9121 | N |  | N
CA-DC-020-TN-063 | CA-DC-020 | CA-DC-020-TN-063 | Tenant gear | access | Tenant-owned | Blade chassis | — |  |  |  | CA-DC-020-RACK-O | 24 | 4 | Ready | tenant | CUST-9121 | N |  | N
CA-DC-020-TN-064 | CA-DC-020 | CA-DC-020-TN-064 | Tenant gear | access | Tenant-owned | HPC nodes | — |  |  |  | CA-DC-020-RACK-P | 2 | 4 | Ready | tenant | CUST-9101 | N |  | N
CA-DC-020-TN-065 | CA-DC-020 | CA-DC-020-TN-065 | Tenant gear | access | Tenant-owned | Rack servers | — |  |  |  | CA-DC-020-RACK-P | 6 | 2 | Ready | tenant | CUST-9101 | N |  | N
CA-DC-020-TN-066 | CA-DC-020 | CA-DC-020-TN-066 | Tenant gear | access | Tenant-owned | HPC nodes | — |  |  |  | CA-DC-020-RACK-P | 8 | 10 | Ready | tenant | CUST-9101 | N |  | N
CA-DC-020-TN-067 | CA-DC-020 | CA-DC-020-TN-067 | Tenant gear | access | Tenant-owned | Blade chassis | — |  |  |  | CA-DC-020-RACK-P | 18 | 8 | Ready | tenant | CUST-9101 | N |  | N
CA-DC-020-TN-068 | CA-DC-020 | CA-DC-020-TN-068 | Tenant gear | access | Tenant-owned | Blade chassis | — |  |  |  | CA-DC-020-RACK-P | 26 | 2 | Ready | tenant | CUST-9101 | N |  | N
CA-DC-020-TN-069 | CA-DC-020 | CA-DC-020-TN-069 | Tenant gear | access | Tenant-owned | Storage array | — |  |  |  | CA-DC-020-RACK-Q | 2 | 4 | Ready | tenant | CUST-9101 | N |  | N
CA-DC-020-TN-070 | CA-DC-020 | CA-DC-020-TN-070 | Tenant gear | access | Tenant-owned | Rack servers | — |  |  |  | CA-DC-020-RACK-Q | 6 | 6 | Ready | tenant | CUST-9101 | N |  | N
CA-DC-020-TN-071 | CA-DC-020 | CA-DC-020-TN-071 | Tenant gear | access | Tenant-owned | Mixed equipment | — |  |  |  | CA-DC-020-RACK-Q | 12 | 4 | Ready | tenant | CUST-9101 | N |  | N
CA-DC-020-TN-072 | CA-DC-020 | CA-DC-020-TN-072 | Tenant gear | access | Tenant-owned | Mixed equipment | — |  |  |  | CA-DC-020-RACK-Q | 16 | 6 | Ready | tenant | CUST-9101 | N |  | N
CA-DC-020-TN-073 | CA-DC-020 | CA-DC-020-TN-073 | Tenant gear | access | Tenant-owned | HPC nodes | — |  |  |  | CA-DC-020-RACK-Q | 22 | 10 | Ready | tenant | CUST-9101 | N |  | N
CA-DC-020-TN-074 | CA-DC-020 | CA-DC-020-TN-074 | Tenant gear | access | Tenant-owned | HPC nodes | — |  |  |  | CA-DC-020-RACK-R | 2 | 4 | Ready | tenant | CUST-7349 | N |  | N
CA-DC-020-TN-075 | CA-DC-020 | CA-DC-020-TN-075 | Tenant gear | access | Tenant-owned | Rack servers | — |  |  |  | CA-DC-020-RACK-R | 6 | 8 | Ready | tenant | CUST-7349 | N |  | N
CA-DC-020-TN-076 | CA-DC-020 | CA-DC-020-TN-076 | Tenant gear | access | Tenant-owned | Mixed equipment | — |  |  |  | CA-DC-020-RACK-R | 14 | 4 | Ready | tenant | CUST-7349 | N |  | N
CA-DC-020-TN-077 | CA-DC-020 | CA-DC-020-TN-077 | Tenant gear | access | Tenant-owned | Mixed equipment | — |  |  |  | CA-DC-020-RACK-R | 18 | 4 | Ready | tenant | CUST-7349 | N |  | N
CA-DC-020-TN-078 | CA-DC-020 | CA-DC-020-TN-078 | Tenant gear | access | Tenant-owned | Storage array | — |  |  |  | CA-DC-020-RACK-R | 22 | 4 | Ready | tenant | CUST-7349 | N |  | N
CA-DC-021-PE-T4-01 | CA-DC-021 | CA-DC-021-PE-T4-01 | Router | core | JUNIPER | MX204 | 21.4R3-S5.5 | JU0011003 | 172.17.40.20 | A4:5E:60:D5:51:51 | CA-DC-021-RACK-A | 2 | 1 | Ready | operator |  | Y | COL-CA-DC-021-1 | Y
CA-DC-021-PE-T4-02 | CA-DC-021 | CA-DC-021-PE-T4-02 | Router | core | JUNIPER | MX204 | 21.4R3-S5.5 | JU0011013 | 172.17.40.21 | A4:5E:60:A5:BF:89 | CA-DC-021-RACK-A | 3 | 1 | Ready | operator |  | Y | COL-CA-DC-021-2 | Y
CA-DC-021-PE-T4-03 | CA-DC-021 | CA-DC-021-PE-T4-03 | Router | core | NOKIA | 7750 SR-1 | SR OS 23.10.R2 | NK0011018 | 172.17.40.22 | A4:5E:60:2F:8A:5C | CA-DC-021-RACK-A | 4 | 1 | Ready | operator |  | Y | COL-CA-DC-021-1 | Y
CA-DC-021-PE-T4-04 | CA-DC-021 | CA-DC-021-PE-T4-04 | Router | core | NOKIA | 7750 SR-1 | SR OS 23.10.R2 | NK0011021 | 172.17.40.23 | A4:5E:60:B0:D4:40 | CA-DC-021-RACK-A | 5 | 1 | Ready | operator |  | Y | COL-CA-DC-021-2 | Y
CA-DC-021-FW-01 | CA-DC-021 | CA-DC-021-FW-01 | Firewall | core | FORTINET | FortiGate 3700F | FortiOS 7.4.3 | FG0011033 | 172.17.40.24 | A4:5E:60:0B:33:5D | CA-DC-021-RACK-A | 6 | 3 | Ready | operator |  | Y | COL-CA-DC-021-2 | N
CA-DC-021-OLA-01 | CA-DC-021 | CA-DC-021-OLA-01 | DWDM | core | CIENA | 6500 D7 | R16.2 | CI0011041 | 172.17.40.25 | A4:5E:60:C3:A1:E2 | CA-DC-021-RACK-A | 9 | 6 | Ready | operator |  | Y | COL-CA-DC-021-1 | N
CA-DC-021-OLA-02 | CA-DC-021 | CA-DC-021-OLA-02 | DWDM | core | CIENA | 6500 D7 | R16.2 | CI0011042 | 172.17.40.26 | A4:5E:60:73:58:E2 | CA-DC-021-RACK-A | 15 | 6 | Ready | operator |  | Y | COL-CA-DC-021-2 | N
CA-DC-021-AGG-R01 | CA-DC-021 | CA-DC-021-AGG-R01 | Router | spine | JUNIPER | MX480 | 22.2R3-S2 | JU0011054 | 172.17.40.27 | A4:5E:60:F9:78:57 | CA-DC-021-RACK-A | 21 | 4 | Ready | operator |  | Y | COL-CA-DC-021-2 | N
CA-DC-021-AGG-R02 | CA-DC-021 | CA-DC-021-AGG-R02 | Router | spine | JUNIPER | MX480 | 22.2R3-S2 | JU0011060 | 172.17.40.28 | A4:5E:60:F7:80:D3 | CA-DC-021-RACK-A | 25 | 4 | Ready | operator |  | Y | COL-CA-DC-021-1 | N
CA-DC-021-MMR-SW-01 | CA-DC-021 | CA-DC-021-MMR-SW-01 | Switch | leaf | JUNIPER | QFX5120-48Y | 22.2R3 | JU0011064 | 172.17.40.29 | A4:5E:60:67:CE:A8 | CA-DC-021-RACK-A | 29 | 1 | Ready | operator |  | Y | COL-CA-DC-021-2 | N
CA-DC-021-MMR-SW-02 | CA-DC-021 | CA-DC-021-MMR-SW-02 | Switch | leaf | JUNIPER | QFX5120-48Y | 22.2R3 | JU0011075 | 172.17.40.30 | A4:5E:60:BF:E2:B8 | CA-DC-021-RACK-A | 30 | 1 | Ready | operator |  | Y | COL-CA-DC-021-1 | N
CA-DC-021-MMR-SW-03 | CA-DC-021 | CA-DC-021-MMR-SW-03 | Switch | leaf | ARISTA | 7050SX3-48YC | EOS 4.31.1F | AR0011077 | 172.17.40.31 | A4:5E:60:DE:20:A2 | CA-DC-021-RACK-A | 31 | 1 | Ready | operator |  | Y | COL-CA-DC-021-2 | N
CA-DC-021-MMR-SW-04 | CA-DC-021 | CA-DC-021-MMR-SW-04 | Switch | leaf | JUNIPER | QFX5120-48Y | 22.2R3 | JU0011085 | 172.17.40.32 | A4:5E:60:6E:61:70 | CA-DC-021-RACK-A | 32 | 1 | Ready | operator |  | Y | COL-CA-DC-021-1 | N
CA-DC-021-MMR-SW-05 | CA-DC-021 | CA-DC-021-MMR-SW-05 | Switch | leaf | JUNIPER | QFX5120-48Y | 22.2R3 | JU0011092 | 172.17.40.33 | A4:5E:60:9F:16:C8 | CA-DC-021-RACK-A | 33 | 1 | Ready | operator |  | Y | COL-CA-DC-021-2 | N
CA-DC-021-MMR-SW-06 | CA-DC-021 | CA-DC-021-MMR-SW-06 | Switch | leaf | CISCO | Nexus 93180YC | NX-OS 10.3(4a) | CS0011104 | 172.17.40.34 | A4:5E:60:03:56:E4 | CA-DC-021-RACK-A | 34 | 1 | Ready | operator |  | Y | COL-CA-DC-021-1 | N
CA-DC-021-TOR-001 | CA-DC-021 | CA-DC-021-TOR-001 | Switch | access | CISCO | Nexus 93180YC | NX-OS 10.3(4a) | CS0011106 | 172.17.40.35 | A4:5E:60:0B:F7:73 | CA-DC-021-RACK-A | 35 | 1 | Ready | operator |  | Y | COL-CA-DC-021-2 | N
CA-DC-021-TOR-002 | CA-DC-021 | CA-DC-021-TOR-002 | Switch | access | ARISTA | 7050SX3-48YC | EOS 4.31.1F | AR0011117 | 172.17.40.36 | A4:5E:60:C6:CF:7A | CA-DC-021-RACK-A | 36 | 1 | Ready | operator |  | Y | COL-CA-DC-021-1 | N
CA-DC-021-TOR-003 | CA-DC-021 | CA-DC-021-TOR-003 | Switch | access | CISCO | Nexus 93180YC | NX-OS 10.3(4a) | CS0011121 | 172.17.40.37 | A4:5E:60:02:74:DD | CA-DC-021-RACK-B | 2 | 1 | Ready | operator |  | Y | COL-CA-DC-021-2 | N
CA-DC-021-TOR-004 | CA-DC-021 | CA-DC-021-TOR-004 | Switch | access | ARISTA | 7050SX3-48YC | EOS 4.31.1F | AR0011132 | 172.17.40.38 | A4:5E:60:91:F4:32 | CA-DC-021-RACK-B | 3 | 1 | Ready | operator |  | Y | COL-CA-DC-021-1 | N
CA-DC-021-TN-001 | CA-DC-021 | CA-DC-021-TN-001 | Tenant gear | access | Tenant-owned | Storage array | — |  |  |  | CA-DC-021-RACK-B | 4 | 8 | Ready | tenant |  | N |  | N
CA-DC-021-TN-002 | CA-DC-021 | CA-DC-021-TN-002 | Tenant gear | access | Tenant-owned | Mixed equipment | — |  |  |  | CA-DC-021-RACK-B | 12 | 8 | Ready | tenant |  | N |  | N
CA-DC-021-TN-003 | CA-DC-021 | CA-DC-021-TN-003 | Tenant gear | access | Tenant-owned | HPC nodes | — |  |  |  | CA-DC-021-RACK-B | 20 | 4 | Ready | tenant |  | N |  | N
CA-DC-021-TN-004 | CA-DC-021 | CA-DC-021-TN-004 | Tenant gear | access | Tenant-owned | HPC nodes | — |  |  |  | CA-DC-021-RACK-B | 24 | 4 | Ready | tenant |  | N |  | N
CA-DC-021-TN-005 | CA-DC-021 | CA-DC-021-TN-005 | Tenant gear | access | Tenant-owned | Mixed equipment | — |  |  |  | CA-DC-021-RACK-B | 28 | 6 | Ready | tenant |  | N |  | N
CA-DC-021-TN-006 | CA-DC-021 | CA-DC-021-TN-006 | Tenant gear | access | Tenant-owned | Rack servers | — |  |  |  | CA-DC-021-RACK-C | 2 | 4 | Ready | tenant | CUST-9992 | N |  | N
CA-DC-021-TN-007 | CA-DC-021 | CA-DC-021-TN-007 | Tenant gear | access | Tenant-owned | Rack servers | — |  |  |  | CA-DC-021-RACK-C | 6 | 8 | Ready | tenant | CUST-9992 | N |  | N
CA-DC-021-TN-008 | CA-DC-021 | CA-DC-021-TN-008 | Tenant gear | access | Tenant-owned | Network stack | — |  |  |  | CA-DC-021-RACK-C | 14 | 8 | Ready | tenant | CUST-9992 | N |  | N
CA-DC-021-TN-009 | CA-DC-021 | CA-DC-021-TN-009 | Tenant gear | access | Tenant-owned | HPC nodes | — |  |  |  | CA-DC-021-RACK-C | 22 | 4 | Ready | tenant | CUST-9992 | N |  | N
CA-DC-021-TN-010 | CA-DC-021 | CA-DC-021-TN-010 | Tenant gear | access | Tenant-owned | Mixed equipment | — |  |  |  | CA-DC-021-RACK-C | 26 | 8 | Ready | tenant | CUST-9992 | N |  | N
CA-DC-021-TN-011 | CA-DC-021 | CA-DC-021-TN-011 | Tenant gear | access | Tenant-owned | Storage array | — |  |  |  | CA-DC-021-RACK-D | 2 | 4 | Ready | tenant | CUST-9992 | N |  | N
CA-DC-021-TN-012 | CA-DC-021 | CA-DC-021-TN-012 | Tenant gear | access | Tenant-owned | Blade chassis | — |  |  |  | CA-DC-021-RACK-D | 6 | 6 | Ready | tenant | CUST-9992 | N |  | N
CA-DC-021-TN-013 | CA-DC-021 | CA-DC-021-TN-013 | Tenant gear | access | Tenant-owned | HPC nodes | — |  |  |  | CA-DC-021-RACK-D | 12 | 4 | Ready | tenant | CUST-9992 | N |  | N
CA-DC-021-TN-014 | CA-DC-021 | CA-DC-021-TN-014 | Tenant gear | access | Tenant-owned | Network stack | — |  |  |  | CA-DC-021-RACK-D | 16 | 6 | Ready | tenant | CUST-9992 | N |  | N
CA-DC-021-TN-015 | CA-DC-021 | CA-DC-021-TN-015 | Tenant gear | access | Tenant-owned | HPC nodes | — |  |  |  | CA-DC-021-RACK-D | 22 | 4 | Ready | tenant | CUST-9992 | N |  | N
CA-DC-021-TN-016 | CA-DC-021 | CA-DC-021-TN-016 | Tenant gear | access | Tenant-owned | Mixed equipment | — |  |  |  | CA-DC-021-RACK-D | 26 | 8 | Ready | tenant | CUST-9992 | N |  | N
CA-DC-021-TN-017 | CA-DC-021 | CA-DC-021-TN-017 | Tenant gear | access | Tenant-owned | HPC nodes | — |  |  |  | CA-DC-021-RACK-D | 34 | 2 | Ready | tenant | CUST-9992 | N |  | N
CA-DC-021-TN-018 | CA-DC-021 | CA-DC-021-TN-018 | Tenant gear | access | Tenant-owned | Rack servers | — |  |  |  | CA-DC-021-RACK-E | 2 | 8 | Ready | tenant | CUST-2073 | N |  | N
CA-DC-021-TN-019 | CA-DC-021 | CA-DC-021-TN-019 | Tenant gear | access | Tenant-owned | Blade chassis | — |  |  |  | CA-DC-021-RACK-E | 10 | 2 | Ready | tenant | CUST-2073 | N |  | N
CA-DC-021-TN-020 | CA-DC-021 | CA-DC-021-TN-020 | Tenant gear | access | Tenant-owned | HPC nodes | — |  |  |  | CA-DC-021-RACK-E | 12 | 2 | Ready | tenant | CUST-2073 | N |  | N
CA-DC-021-TN-021 | CA-DC-021 | CA-DC-021-TN-021 | Tenant gear | access | Tenant-owned | Storage array | — |  |  |  | CA-DC-021-RACK-E | 14 | 8 | Ready | tenant | CUST-2073 | N |  | N
CA-DC-021-TN-022 | CA-DC-021 | CA-DC-021-TN-022 | Tenant gear | access | Tenant-owned | Mixed equipment | — |  |  |  | CA-DC-021-RACK-E | 22 | 2 | Ready | tenant | CUST-2073 | N |  | N
CA-DC-021-TN-023 | CA-DC-021 | CA-DC-021-TN-023 | Tenant gear | access | Tenant-owned | HPC nodes | — |  |  |  | CA-DC-021-RACK-E | 24 | 10 | Ready | tenant | CUST-2073 | N |  | N
CA-DC-021-TN-024 | CA-DC-021 | CA-DC-021-TN-024 | Tenant gear | access | Tenant-owned | HPC nodes | — |  |  |  | CA-DC-021-RACK-F | 2 | 2 | Ready | tenant | CUST-2073 | N |  | N
CA-DC-021-TN-025 | CA-DC-021 | CA-DC-021-TN-025 | Tenant gear | access | Tenant-owned | Mixed equipment | — |  |  |  | CA-DC-021-RACK-F | 4 | 10 | Ready | tenant | CUST-2073 | N |  | N
CA-DC-021-TN-026 | CA-DC-021 | CA-DC-021-TN-026 | Tenant gear | access | Tenant-owned | Blade chassis | — |  |  |  | CA-DC-021-RACK-F | 14 | 2 | Ready | tenant | CUST-2073 | N |  | N
CA-DC-021-TN-027 | CA-DC-021 | CA-DC-021-TN-027 | Tenant gear | access | Tenant-owned | Mixed equipment | — |  |  |  | CA-DC-021-RACK-F | 16 | 6 | Ready | tenant | CUST-2073 | N |  | N
CA-DC-021-TN-028 | CA-DC-021 | CA-DC-021-TN-028 | Tenant gear | access | Tenant-owned | Rack servers | — |  |  |  | CA-DC-021-RACK-F | 22 | 4 | Ready | tenant | CUST-2073 | N |  | N
CA-DC-021-TN-029 | CA-DC-021 | CA-DC-021-TN-029 | Tenant gear | access | Tenant-owned | Blade chassis | — |  |  |  | CA-DC-021-RACK-F | 26 | 10 | Ready | tenant | CUST-2073 | N |  | N
CA-DC-021-TN-030 | CA-DC-021 | CA-DC-021-TN-030 | Tenant gear | access | Tenant-owned | Blade chassis | — |  |  |  | CA-DC-021-RACK-G | 2 | 10 | Ready | tenant | CUST-2063 | N |  | N
CA-DC-021-TN-031 | CA-DC-021 | CA-DC-021-TN-031 | Tenant gear | access | Tenant-owned | Storage array | — |  |  |  | CA-DC-021-RACK-G | 12 | 8 | Ready | tenant | CUST-2063 | N |  | N
CA-DC-021-TN-032 | CA-DC-021 | CA-DC-021-TN-032 | Tenant gear | access | Tenant-owned | Network stack | — |  |  |  | CA-DC-021-RACK-G | 20 | 4 | Ready | tenant | CUST-2063 | N |  | N
CA-DC-021-TN-033 | CA-DC-021 | CA-DC-021-TN-033 | Tenant gear | access | Tenant-owned | HPC nodes | — |  |  |  | CA-DC-021-RACK-G | 24 | 8 | Ready | tenant | CUST-2063 | N |  | N
CA-DC-021-TN-034 | CA-DC-021 | CA-DC-021-TN-034 | Tenant gear | access | Tenant-owned | Storage array | — |  |  |  | CA-DC-021-RACK-H | 2 | 8 | Ready | tenant | CUST-2063 | N |  | N
CA-DC-021-TN-035 | CA-DC-021 | CA-DC-021-TN-035 | Tenant gear | access | Tenant-owned | Mixed equipment | — |  |  |  | CA-DC-021-RACK-H | 10 | 4 | Ready | tenant | CUST-2063 | N |  | N
CA-DC-021-TN-036 | CA-DC-021 | CA-DC-021-TN-036 | Tenant gear | access | Tenant-owned | Rack servers | — |  |  |  | CA-DC-021-RACK-H | 14 | 4 | Ready | tenant | CUST-2063 | N |  | N
CA-DC-021-TN-037 | CA-DC-021 | CA-DC-021-TN-037 | Tenant gear | access | Tenant-owned | Network stack | — |  |  |  | CA-DC-021-RACK-H | 18 | 6 | Ready | tenant | CUST-2063 | N |  | N
CA-DC-021-TN-038 | CA-DC-021 | CA-DC-021-TN-038 | Tenant gear | access | Tenant-owned | Storage array | — |  |  |  | CA-DC-021-RACK-H | 24 | 4 | Ready | tenant | CUST-2063 | N |  | N
CA-DC-021-TN-039 | CA-DC-021 | CA-DC-021-TN-039 | Tenant gear | access | Tenant-owned | HPC nodes | — |  |  |  | CA-DC-021-RACK-H | 28 | 4 | Ready | tenant | CUST-2063 | N |  | N
CA-DC-021-TN-040 | CA-DC-021 | CA-DC-021-TN-040 | Tenant gear | access | Tenant-owned | Rack servers | — |  |  |  | CA-DC-021-RACK-I | 2 | 8 | Ready | tenant | CUST-1202 | N |  | N
CA-DC-021-TN-041 | CA-DC-021 | CA-DC-021-TN-041 | Tenant gear | access | Tenant-owned | HPC nodes | — |  |  |  | CA-DC-021-RACK-I | 10 | 2 | Ready | tenant | CUST-1202 | N |  | N
CA-DC-021-TN-042 | CA-DC-021 | CA-DC-021-TN-042 | Tenant gear | access | Tenant-owned | Blade chassis | — |  |  |  | CA-DC-021-RACK-I | 12 | 8 | Ready | tenant | CUST-1202 | N |  | N
CA-DC-021-TN-043 | CA-DC-021 | CA-DC-021-TN-043 | Tenant gear | access | Tenant-owned | Storage array | — |  |  |  | CA-DC-021-RACK-I | 20 | 2 | Ready | tenant | CUST-1202 | N |  | N
CA-DC-021-TN-044 | CA-DC-021 | CA-DC-021-TN-044 | Tenant gear | access | Tenant-owned | Network stack | — |  |  |  | CA-DC-021-RACK-I | 22 | 2 | Ready | tenant | CUST-1202 | N |  | N
CA-DC-021-TN-045 | CA-DC-021 | CA-DC-021-TN-045 | Tenant gear | access | Tenant-owned | Network stack | — |  |  |  | CA-DC-021-RACK-I | 24 | 4 | Ready | tenant | CUST-1202 | N |  | N
CA-DC-021-TN-046 | CA-DC-021 | CA-DC-021-TN-046 | Tenant gear | access | Tenant-owned | Blade chassis | — |  |  |  | CA-DC-021-RACK-I | 28 | 6 | Ready | tenant | CUST-1202 | N |  | N
CA-DC-021-TN-047 | CA-DC-021 | CA-DC-021-TN-047 | Tenant gear | access | Tenant-owned | Network stack | — |  |  |  | CA-DC-021-RACK-I | 34 | 2 | Ready | tenant | CUST-1202 | N |  | N
CA-DC-021-TN-048 | CA-DC-021 | CA-DC-021-TN-048 | Tenant gear | access | Tenant-owned | Network stack | — |  |  |  | CA-DC-021-RACK-J | 2 | 2 | Ready | tenant | CUST-1202 | N |  | N
CA-DC-021-TN-049 | CA-DC-021 | CA-DC-021-TN-049 | Tenant gear | access | Tenant-owned | HPC nodes | — |  |  |  | CA-DC-021-RACK-J | 4 | 4 | Ready | tenant | CUST-1202 | N |  | N
CA-DC-021-TN-050 | CA-DC-021 | CA-DC-021-TN-050 | Tenant gear | access | Tenant-owned | Storage array | — |  |  |  | CA-DC-021-RACK-J | 8 | 8 | Ready | tenant | CUST-1202 | N |  | N
CA-DC-021-TN-051 | CA-DC-021 | CA-DC-021-TN-051 | Tenant gear | access | Tenant-owned | Network stack | — |  |  |  | CA-DC-021-RACK-J | 16 | 8 | Ready | tenant | CUST-1202 | N |  | N
CA-DC-021-TN-052 | CA-DC-021 | CA-DC-021-TN-052 | Tenant gear | access | Tenant-owned | Network stack | — |  |  |  | CA-DC-021-RACK-J | 24 | 6 | Ready | tenant | CUST-1202 | N |  | N
TX-DC-022-PE-T4-01 | TX-DC-022 | TX-DC-022-PE-T4-01 | Router | core | JUNIPER | MX204 | 21.4R3-S5.5 | JU0011004 | 172.16.40.20 | A4:5E:60:0F:08:6B | TX-DC-022-RACK-A | 2 | 1 | Ready | operator |  | Y | COL-TX-DC-022-2 | Y
TX-DC-022-PE-T4-02 | TX-DC-022 | TX-DC-022-PE-T4-02 | Router | core | JUNIPER | MX204 | 21.4R3-S5.5 | JU0011010 | 172.16.40.21 | A4:5E:60:AE:A7:BA | TX-DC-022-RACK-A | 3 | 1 | Ready | operator |  | Y | COL-TX-DC-022-1 | Y
TX-DC-022-PE-T4-03 | TX-DC-022 | TX-DC-022-PE-T4-03 | Router | core | JUNIPER | MX204 | 21.4R3-S5.5 | JU0011015 | 172.16.40.22 | A4:5E:60:82:55:91 | TX-DC-022-RACK-A | 4 | 1 | Ready | operator |  | Y | COL-TX-DC-022-2 | Y
TX-DC-022-PE-T4-04 | TX-DC-022 | TX-DC-022-PE-T4-04 | Router | core | JUNIPER | MX204 | 21.4R3-S5.5 | JU0011026 | 172.16.40.23 | A4:5E:60:C2:8D:D2 | TX-DC-022-RACK-A | 5 | 1 | Ready | operator |  | Y | COL-TX-DC-022-1 | Y
TX-DC-022-FW-01 | TX-DC-022 | TX-DC-022-FW-01 | Firewall | core | FORTINET | FortiGate 3700F | FortiOS 7.4.3 | FG0011029 | 172.16.40.24 | A4:5E:60:B7:26:52 | TX-DC-022-RACK-A | 6 | 3 | Ready | operator |  | Y | COL-TX-DC-022-1 | N
TX-DC-022-OLA-01 | TX-DC-022 | TX-DC-022-OLA-01 | DWDM | core | CIENA | 6500 D7 | R16.2 | CI0011036 | 172.16.40.25 | A4:5E:60:50:C3:A6 | TX-DC-022-RACK-A | 9 | 6 | Ready | operator |  | Y | COL-TX-DC-022-2 | N
TX-DC-022-OLA-02 | TX-DC-022 | TX-DC-022-OLA-02 | DWDM | core | NOKIA | 1830 PSS-16II | R23.6 | NK0011044 | 172.16.40.26 | A4:5E:60:2C:14:B5 | TX-DC-022-RACK-A | 15 | 6 | Ready | operator |  | Y | COL-TX-DC-022-1 | N
TX-DC-022-AGG-R01 | TX-DC-022 | TX-DC-022-AGG-R01 | Router | spine | JUNIPER | MX480 | 22.2R3-S2 | JU0011054 | 172.16.40.27 | A4:5E:60:2F:8D:B5 | TX-DC-022-RACK-A | 21 | 4 | Ready | operator |  | Y | COL-TX-DC-022-1 | N
TX-DC-022-AGG-R02 | TX-DC-022 | TX-DC-022-AGG-R02 | Router | spine | JUNIPER | MX480 | 22.2R3-S2 | JU0011061 | 172.16.40.28 | A4:5E:60:42:D9:F1 | TX-DC-022-RACK-A | 25 | 4 | Ready | operator |  | Y | COL-TX-DC-022-2 | N
TX-DC-022-AGG-R03 | TX-DC-022 | TX-DC-022-AGG-R03 | Router | spine | JUNIPER | MX480 | 22.2R3-S2 | JU0011068 | 172.16.40.29 | A4:5E:60:4B:E5:20 | TX-DC-022-RACK-A | 29 | 4 | Ready | operator |  | Y | COL-TX-DC-022-1 | N
TX-DC-022-MMR-SW-01 | TX-DC-022 | TX-DC-022-MMR-SW-01 | Switch | leaf | ARISTA | 7050SX3-48YC | EOS 4.31.1F | AR0011076 | 172.16.40.30 | A4:5E:60:9C:B5:CA | TX-DC-022-RACK-A | 33 | 1 | Ready | operator |  | Y | COL-TX-DC-022-1 | N
TX-DC-022-MMR-SW-02 | TX-DC-022 | TX-DC-022-MMR-SW-02 | Switch | leaf | JUNIPER | QFX5120-48Y | 22.2R3 | JU0011078 | 172.16.40.31 | A4:5E:60:CA:7D:E0 | TX-DC-022-RACK-A | 34 | 1 | Ready | operator |  | Y | COL-TX-DC-022-2 | N
TX-DC-022-MMR-SW-03 | TX-DC-022 | TX-DC-022-MMR-SW-03 | Switch | leaf | ARISTA | 7050SX3-48YC | EOS 4.31.1F | AR0011088 | 172.16.40.32 | A4:5E:60:95:1F:34 | TX-DC-022-RACK-A | 35 | 1 | Ready | operator |  | Y | COL-TX-DC-022-1 | N
TX-DC-022-MMR-SW-04 | TX-DC-022 | TX-DC-022-MMR-SW-04 | Switch | leaf | JUNIPER | QFX5120-48Y | 22.2R3 | JU0011091 | 172.16.40.33 | A4:5E:60:64:9E:C4 | TX-DC-022-RACK-A | 36 | 1 | Ready | operator |  | Y | COL-TX-DC-022-2 | N
TX-DC-022-MMR-SW-05 | TX-DC-022 | TX-DC-022-MMR-SW-05 | Switch | leaf | ARISTA | 7050SX3-48YC | EOS 4.31.1F | AR0011101 | 172.16.40.34 | A4:5E:60:F3:90:B2 | TX-DC-022-RACK-B | 2 | 1 | Ready | operator |  | Y | COL-TX-DC-022-1 | N
TX-DC-022-MMR-SW-06 | TX-DC-022 | TX-DC-022-MMR-SW-06 | Switch | leaf | JUNIPER | QFX5120-48Y | 22.2R3 | JU0011110 | 172.16.40.35 | A4:5E:60:C2:4B:84 | TX-DC-022-RACK-B | 3 | 1 | Ready | operator |  | Y | COL-TX-DC-022-2 | N
TX-DC-022-MMR-SW-07 | TX-DC-022 | TX-DC-022-MMR-SW-07 | Switch | leaf | CISCO | Nexus 93180YC | NX-OS 10.3(4a) | CS0011118 | 172.16.40.36 | A4:5E:60:89:11:D4 | TX-DC-022-RACK-B | 4 | 1 | Ready | operator |  | Y | COL-TX-DC-022-1 | N
TX-DC-022-TOR-001 | TX-DC-022 | TX-DC-022-TOR-001 | Switch | access | JUNIPER | QFX5120-48Y | 22.2R3 | JU0011124 | 172.16.40.37 | A4:5E:60:7C:D7:CC | TX-DC-022-RACK-B | 5 | 1 | Ready | operator |  | Y | COL-TX-DC-022-1 | N
TX-DC-022-TOR-002 | TX-DC-022 | TX-DC-022-TOR-002 | Switch | access | ARISTA | 7050SX3-48YC | EOS 4.31.1F | AR0011130 | 172.16.40.38 | A4:5E:60:47:46:41 | TX-DC-022-RACK-B | 6 | 1 | Ready | operator |  | Y | COL-TX-DC-022-2 | N
TX-DC-022-TOR-003 | TX-DC-022 | TX-DC-022-TOR-003 | Switch | access | ARISTA | 7050SX3-48YC | EOS 4.31.1F | AR0011137 | 172.16.40.39 | A4:5E:60:EB:6B:C1 | TX-DC-022-RACK-B | 7 | 1 | Ready | operator |  | Y | COL-TX-DC-022-1 | N
TX-DC-022-TOR-004 | TX-DC-022 | TX-DC-022-TOR-004 | Switch | access | CISCO | Nexus 93180YC | NX-OS 10.3(4a) | CS0011145 | 172.16.40.40 | A4:5E:60:86:7F:95 | TX-DC-022-RACK-B | 8 | 1 | Ready | operator |  | Y | COL-TX-DC-022-2 | N
TX-DC-022-TOR-005 | TX-DC-022 | TX-DC-022-TOR-005 | Switch | access | ARISTA | 7050SX3-48YC | EOS 4.31.1F | AR0011151 | 172.16.40.41 | A4:5E:60:88:03:E8 | TX-DC-022-RACK-B | 9 | 1 | Ready | operator |  | Y | COL-TX-DC-022-1 | N
TX-DC-022-TN-001 | TX-DC-022 | TX-DC-022-TN-001 | Tenant gear | access | Tenant-owned | Network stack | — |  |  |  | TX-DC-022-RACK-B | 10 | 4 | Ready | tenant |  | N |  | N
TX-DC-022-TN-002 | TX-DC-022 | TX-DC-022-TN-002 | Tenant gear | access | Tenant-owned | Network stack | — |  |  |  | TX-DC-022-RACK-B | 14 | 6 | Ready | tenant |  | N |  | N
TX-DC-022-TN-003 | TX-DC-022 | TX-DC-022-TN-003 | Tenant gear | access | Tenant-owned | Network stack | — |  |  |  | TX-DC-022-RACK-B | 20 | 10 | Ready | tenant |  | N |  | N
TX-DC-022-TN-004 | TX-DC-022 | TX-DC-022-TN-004 | Tenant gear | access | Tenant-owned | HPC nodes | — |  |  |  | TX-DC-022-RACK-C | 2 | 10 | Ready | tenant | CUST-4706 | N |  | N
TX-DC-022-TN-005 | TX-DC-022 | TX-DC-022-TN-005 | Tenant gear | access | Tenant-owned | Storage array | — |  |  |  | TX-DC-022-RACK-C | 12 | 4 | Ready | tenant | CUST-4706 | N |  | N
TX-DC-022-TN-006 | TX-DC-022 | TX-DC-022-TN-006 | Tenant gear | access | Tenant-owned | Storage array | — |  |  |  | TX-DC-022-RACK-C | 16 | 10 | Ready | tenant | CUST-4706 | N |  | N
TX-DC-022-TN-007 | TX-DC-022 | TX-DC-022-TN-007 | Tenant gear | access | Tenant-owned | Network stack | — |  |  |  | TX-DC-022-RACK-C | 26 | 8 | Ready | tenant | CUST-4706 | N |  | N
TX-DC-022-TN-008 | TX-DC-022 | TX-DC-022-TN-008 | Tenant gear | access | Tenant-owned | Blade chassis | — |  |  |  | TX-DC-022-RACK-D | 2 | 4 | Ready | tenant | CUST-4706 | N |  | N
TX-DC-022-TN-009 | TX-DC-022 | TX-DC-022-TN-009 | Tenant gear | access | Tenant-owned | Blade chassis | — |  |  |  | TX-DC-022-RACK-D | 6 | 8 | Ready | tenant | CUST-4706 | N |  | N
TX-DC-022-TN-010 | TX-DC-022 | TX-DC-022-TN-010 | Tenant gear | access | Tenant-owned | Mixed equipment | — |  |  |  | TX-DC-022-RACK-D | 14 | 4 | Ready | tenant | CUST-4706 | N |  | N
TX-DC-022-TN-011 | TX-DC-022 | TX-DC-022-TN-011 | Tenant gear | access | Tenant-owned | Mixed equipment | — |  |  |  | TX-DC-022-RACK-D | 18 | 10 | Ready | tenant | CUST-4706 | N |  | N
TX-DC-022-TN-012 | TX-DC-022 | TX-DC-022-TN-012 | Tenant gear | access | Tenant-owned | Mixed equipment | — |  |  |  | TX-DC-022-RACK-D | 28 | 6 | Ready | tenant | CUST-4706 | N |  | N
TX-DC-022-TN-013 | TX-DC-022 | TX-DC-022-TN-013 | Tenant gear | access | Tenant-owned | Rack servers | — |  |  |  | TX-DC-022-RACK-E | 2 | 8 | Ready | tenant | CUST-7339 | N |  | N
TX-DC-022-TN-014 | TX-DC-022 | TX-DC-022-TN-014 | Tenant gear | access | Tenant-owned | Rack servers | — |  |  |  | TX-DC-022-RACK-E | 10 | 4 | Ready | tenant | CUST-7339 | N |  | N
TX-DC-022-TN-015 | TX-DC-022 | TX-DC-022-TN-015 | Tenant gear | access | Tenant-owned | Blade chassis | — |  |  |  | TX-DC-022-RACK-E | 14 | 4 | Ready | tenant | CUST-7339 | N |  | N
TX-DC-022-TN-016 | TX-DC-022 | TX-DC-022-TN-016 | Tenant gear | access | Tenant-owned | HPC nodes | — |  |  |  | TX-DC-022-RACK-E | 18 | 4 | Ready | tenant | CUST-7339 | N |  | N
TX-DC-022-TN-017 | TX-DC-022 | TX-DC-022-TN-017 | Tenant gear | access | Tenant-owned | HPC nodes | — |  |  |  | TX-DC-022-RACK-E | 22 | 6 | Ready | tenant | CUST-7339 | N |  | N
TX-DC-022-TN-018 | TX-DC-022 | TX-DC-022-TN-018 | Tenant gear | access | Tenant-owned | Rack servers | — |  |  |  | TX-DC-022-RACK-E | 28 | 4 | Ready | tenant | CUST-7339 | N |  | N
TX-DC-022-TN-019 | TX-DC-022 | TX-DC-022-TN-019 | Tenant gear | access | Tenant-owned | HPC nodes | — |  |  |  | TX-DC-022-RACK-F | 2 | 4 | Ready | tenant | CUST-7339 | N |  | N
TX-DC-022-TN-020 | TX-DC-022 | TX-DC-022-TN-020 | Tenant gear | access | Tenant-owned | Storage array | — |  |  |  | TX-DC-022-RACK-F | 6 | 4 | Ready | tenant | CUST-7339 | N |  | N
TX-DC-022-TN-021 | TX-DC-022 | TX-DC-022-TN-021 | Tenant gear | access | Tenant-owned | HPC nodes | — |  |  |  | TX-DC-022-RACK-F | 10 | 10 | Ready | tenant | CUST-7339 | N |  | N
TX-DC-022-TN-022 | TX-DC-022 | TX-DC-022-TN-022 | Tenant gear | access | Tenant-owned | Network stack | — |  |  |  | TX-DC-022-RACK-F | 20 | 10 | Ready | tenant | CUST-7339 | N |  | N
TX-DC-022-TN-023 | TX-DC-022 | TX-DC-022-TN-023 | Tenant gear | access | Tenant-owned | Network stack | — |  |  |  | TX-DC-022-RACK-G | 2 | 10 | Ready | tenant | CUST-1202 | N |  | N
TX-DC-022-TN-024 | TX-DC-022 | TX-DC-022-TN-024 | Tenant gear | access | Tenant-owned | Blade chassis | — |  |  |  | TX-DC-022-RACK-G | 12 | 10 | Ready | tenant | CUST-1202 | N |  | N
TX-DC-022-TN-025 | TX-DC-022 | TX-DC-022-TN-025 | Tenant gear | access | Tenant-owned | HPC nodes | — |  |  |  | TX-DC-022-RACK-G | 22 | 10 | Ready | tenant | CUST-1202 | N |  | N
TX-DC-022-TN-026 | TX-DC-022 | TX-DC-022-TN-026 | Tenant gear | access | Tenant-owned | HPC nodes | — |  |  |  | TX-DC-022-RACK-G | 32 | 4 | Ready | tenant | CUST-1202 | N |  | N
TX-DC-022-TN-027 | TX-DC-022 | TX-DC-022-TN-027 | Tenant gear | access | Tenant-owned | Storage array | — |  |  |  | TX-DC-022-RACK-H | 2 | 2 | Ready | tenant | CUST-1202 | N |  | N
TX-DC-022-TN-028 | TX-DC-022 | TX-DC-022-TN-028 | Tenant gear | access | Tenant-owned | HPC nodes | — |  |  |  | TX-DC-022-RACK-H | 4 | 6 | Ready | tenant | CUST-1202 | N |  | N
TX-DC-022-TN-029 | TX-DC-022 | TX-DC-022-TN-029 | Tenant gear | access | Tenant-owned | Blade chassis | — |  |  |  | TX-DC-022-RACK-H | 10 | 8 | Ready | tenant | CUST-1202 | N |  | N
TX-DC-022-TN-030 | TX-DC-022 | TX-DC-022-TN-030 | Tenant gear | access | Tenant-owned | Network stack | — |  |  |  | TX-DC-022-RACK-H | 18 | 4 | Ready | tenant | CUST-1202 | N |  | N
TX-DC-022-TN-031 | TX-DC-022 | TX-DC-022-TN-031 | Tenant gear | access | Tenant-owned | Network stack | — |  |  |  | TX-DC-022-RACK-H | 22 | 4 | Ready | tenant | CUST-1202 | N |  | N
TX-DC-022-TN-032 | TX-DC-022 | TX-DC-022-TN-032 | Tenant gear | access | Tenant-owned | Rack servers | — |  |  |  | TX-DC-022-RACK-H | 26 | 2 | Ready | tenant | CUST-1202 | N |  | N
TX-DC-022-TN-033 | TX-DC-022 | TX-DC-022-TN-033 | Tenant gear | access | Tenant-owned | Network stack | — |  |  |  | TX-DC-022-RACK-H | 28 | 6 | Ready | tenant | CUST-1202 | N |  | N
TX-DC-022-TN-034 | TX-DC-022 | TX-DC-022-TN-034 | Tenant gear | access | Tenant-owned | Blade chassis | — |  |  |  | TX-DC-022-RACK-I | 2 | 2 | Ready | tenant | CUST-1202 | N |  | N
TX-DC-022-TN-035 | TX-DC-022 | TX-DC-022-TN-035 | Tenant gear | access | Tenant-owned | Storage array | — |  |  |  | TX-DC-022-RACK-I | 4 | 4 | Ready | tenant | CUST-1202 | N |  | N
TX-DC-022-TN-036 | TX-DC-022 | TX-DC-022-TN-036 | Tenant gear | access | Tenant-owned | Network stack | — |  |  |  | TX-DC-022-RACK-I | 8 | 10 | Ready | tenant | CUST-1202 | N |  | N
TX-DC-022-TN-037 | TX-DC-022 | TX-DC-022-TN-037 | Tenant gear | access | Tenant-owned | Network stack | — |  |  |  | TX-DC-022-RACK-I | 18 | 10 | Ready | tenant | CUST-1202 | N |  | N
TX-DC-022-TN-038 | TX-DC-022 | TX-DC-022-TN-038 | Tenant gear | access | Tenant-owned | Blade chassis | — |  |  |  | TX-DC-022-RACK-J | 2 | 10 | Ready | tenant | CUST-1202 | N |  | N
TX-DC-022-TN-039 | TX-DC-022 | TX-DC-022-TN-039 | Tenant gear | access | Tenant-owned | HPC nodes | — |  |  |  | TX-DC-022-RACK-J | 12 | 8 | Ready | tenant | CUST-1202 | N |  | N
TX-DC-022-TN-040 | TX-DC-022 | TX-DC-022-TN-040 | Tenant gear | access | Tenant-owned | HPC nodes | — |  |  |  | TX-DC-022-RACK-J | 20 | 2 | Ready | tenant | CUST-1202 | N |  | N
TX-DC-022-TN-041 | TX-DC-022 | TX-DC-022-TN-041 | Tenant gear | access | Tenant-owned | Rack servers | — |  |  |  | TX-DC-022-RACK-J | 22 | 6 | Ready | tenant | CUST-1202 | N |  | N
TX-DC-022-TN-042 | TX-DC-022 | TX-DC-022-TN-042 | Tenant gear | access | Tenant-owned | Rack servers | — |  |  |  | TX-DC-022-RACK-K | 2 | 10 | Ready | tenant | CUST-1202 | N |  | N
TX-DC-022-TN-043 | TX-DC-022 | TX-DC-022-TN-043 | Tenant gear | access | Tenant-owned | Storage array | — |  |  |  | TX-DC-022-RACK-K | 12 | 10 | Ready | tenant | CUST-1202 | N |  | N
TX-DC-022-TN-044 | TX-DC-022 | TX-DC-022-TN-044 | Tenant gear | access | Tenant-owned | Mixed equipment | — |  |  |  | TX-DC-022-RACK-K | 22 | 4 | Ready | tenant | CUST-1202 | N |  | N
TX-DC-022-TN-045 | TX-DC-022 | TX-DC-022-TN-045 | Tenant gear | access | Tenant-owned | Network stack | — |  |  |  | TX-DC-022-RACK-K | 26 | 2 | Ready | tenant | CUST-1202 | N |  | N
TX-DC-022-TN-046 | TX-DC-022 | TX-DC-022-TN-046 | Tenant gear | access | Tenant-owned | Mixed equipment | — |  |  |  | TX-DC-022-RACK-L | 2 | 8 | Ready | tenant | CUST-2954 | N |  | N
TX-DC-022-TN-047 | TX-DC-022 | TX-DC-022-TN-047 | Tenant gear | access | Tenant-owned | Storage array | — |  |  |  | TX-DC-022-RACK-L | 10 | 8 | Ready | tenant | CUST-2954 | N |  | N
TX-DC-022-TN-048 | TX-DC-022 | TX-DC-022-TN-048 | Tenant gear | access | Tenant-owned | Network stack | — |  |  |  | TX-DC-022-RACK-L | 18 | 4 | Ready | tenant | CUST-2954 | N |  | N
TX-DC-022-TN-049 | TX-DC-022 | TX-DC-022-TN-049 | Tenant gear | access | Tenant-owned | Storage array | — |  |  |  | TX-DC-022-RACK-L | 22 | 4 | Ready | tenant | CUST-2954 | N |  | N
TX-DC-022-TN-050 | TX-DC-022 | TX-DC-022-TN-050 | Tenant gear | access | Tenant-owned | Mixed equipment | — |  |  |  | TX-DC-022-RACK-L | 26 | 10 | Ready | tenant | CUST-2954 | N |  | N
TX-DC-022-TN-051 | TX-DC-022 | TX-DC-022-TN-051 | Tenant gear | access | Tenant-owned | Blade chassis | — |  |  |  | TX-DC-022-RACK-M | 2 | 10 | Ready | tenant | CUST-4716 | N |  | N
TX-DC-022-TN-052 | TX-DC-022 | TX-DC-022-TN-052 | Tenant gear | access | Tenant-owned | Storage array | — |  |  |  | TX-DC-022-RACK-M | 12 | 4 | Ready | tenant | CUST-4716 | N |  | N
TX-DC-022-TN-053 | TX-DC-022 | TX-DC-022-TN-053 | Tenant gear | access | Tenant-owned | Blade chassis | — |  |  |  | TX-DC-022-RACK-M | 16 | 10 | Ready | tenant | CUST-4716 | N |  | N
TX-DC-022-TN-054 | TX-DC-022 | TX-DC-022-TN-054 | Tenant gear | access | Tenant-owned | Rack servers | — |  |  |  | TX-DC-022-RACK-M | 26 | 10 | Ready | tenant | CUST-4716 | N |  | N
TX-DC-022-TN-055 | TX-DC-022 | TX-DC-022-TN-055 | Tenant gear | access | Tenant-owned | Blade chassis | — |  |  |  | TX-DC-022-RACK-N | 2 | 8 | Ready | tenant | CUST-4716 | N |  | N
TX-DC-022-TN-056 | TX-DC-022 | TX-DC-022-TN-056 | Tenant gear | access | Tenant-owned | Mixed equipment | — |  |  |  | TX-DC-022-RACK-N | 10 | 4 | Ready | tenant | CUST-4716 | N |  | N
TX-DC-022-TN-057 | TX-DC-022 | TX-DC-022-TN-057 | Tenant gear | access | Tenant-owned | Rack servers | — |  |  |  | TX-DC-022-RACK-N | 14 | 6 | Ready | tenant | CUST-4716 | N |  | N
TX-DC-022-TN-058 | TX-DC-022 | TX-DC-022-TN-058 | Tenant gear | access | Tenant-owned | HPC nodes | — |  |  |  | TX-DC-022-RACK-N | 20 | 4 | Ready | tenant | CUST-4716 | N |  | N
TX-DC-022-TN-059 | TX-DC-022 | TX-DC-022-TN-059 | Tenant gear | access | Tenant-owned | Network stack | — |  |  |  | TX-DC-022-RACK-N | 24 | 6 | Ready | tenant | CUST-4716 | N |  | N
TX-DC-022-TN-060 | TX-DC-022 | TX-DC-022-TN-060 | Tenant gear | access | Tenant-owned | Mixed equipment | — |  |  |  | TX-DC-022-RACK-O | 2 | 6 | Ready | tenant | CUST-9111 | N |  | N
TX-DC-022-TN-061 | TX-DC-022 | TX-DC-022-TN-061 | Tenant gear | access | Tenant-owned | Network stack | — |  |  |  | TX-DC-022-RACK-O | 8 | 6 | Ready | tenant | CUST-9111 | N |  | N
TX-DC-022-TN-062 | TX-DC-022 | TX-DC-022-TN-062 | Tenant gear | access | Tenant-owned | Storage array | — |  |  |  | TX-DC-022-RACK-O | 14 | 10 | Ready | tenant | CUST-9111 | N |  | N
TX-DC-022-TN-063 | TX-DC-022 | TX-DC-022-TN-063 | Tenant gear | access | Tenant-owned | Mixed equipment | — |  |  |  | TX-DC-022-RACK-O | 24 | 4 | Ready | tenant | CUST-9111 | N |  | N
TX-DC-022-TN-064 | TX-DC-022 | TX-DC-022-TN-064 | Tenant gear | access | Tenant-owned | Network stack | — |  |  |  | TX-DC-022-RACK-O | 28 | 8 | Ready | tenant | CUST-9111 | N |  | N
TX-DC-022-TN-065 | TX-DC-022 | TX-DC-022-TN-065 | Tenant gear | access | Tenant-owned | Network stack | — |  |  |  | TX-DC-022-RACK-P | 2 | 4 | Ready | tenant | CUST-9111 | N |  | N
TX-DC-022-TN-066 | TX-DC-022 | TX-DC-022-TN-066 | Tenant gear | access | Tenant-owned | Mixed equipment | — |  |  |  | TX-DC-022-RACK-P | 6 | 6 | Ready | tenant | CUST-9111 | N |  | N
TX-DC-022-TN-067 | TX-DC-022 | TX-DC-022-TN-067 | Tenant gear | access | Tenant-owned | Network stack | — |  |  |  | TX-DC-022-RACK-P | 12 | 2 | Ready | tenant | CUST-9111 | N |  | N
TX-DC-022-TN-068 | TX-DC-022 | TX-DC-022-TN-068 | Tenant gear | access | Tenant-owned | Blade chassis | — |  |  |  | TX-DC-022-RACK-P | 14 | 6 | Ready | tenant | CUST-9111 | N |  | N
NC-DC-023-PE-T4-01 | NC-DC-023 | NC-DC-023-PE-T4-01 | Router | core | JUNIPER | MX204 | 21.4R3-S5.5 | JU0011004 | 172.30.40.20 | A4:5E:60:1A:70:1B | NC-DC-023-RACK-A | 2 | 1 | Ready | operator |  | Y | COL-NC-DC-023-2 | Y
NC-DC-023-PE-T4-02 | NC-DC-023 | NC-DC-023-PE-T4-02 | Router | core | JUNIPER | MX204 | 21.4R3-S5.5 | JU0011013 | 172.30.40.21 | A4:5E:60:42:19:89 | NC-DC-023-RACK-A | 3 | 1 | Ready | operator |  | Y | COL-NC-DC-023-1 | Y
NC-DC-023-PE-T4-03 | NC-DC-023 | NC-DC-023-PE-T4-03 | Router | core | NOKIA | 7750 SR-1 | SR OS 23.10.R2 | NK0011017 | 172.30.40.22 | A4:5E:60:58:D0:BC | NC-DC-023-RACK-A | 4 | 1 | Ready | operator |  | Y | COL-NC-DC-023-2 | Y
NC-DC-023-PE-T4-04 | NC-DC-023 | NC-DC-023-PE-T4-04 | Router | core | NOKIA | 7750 SR-1 | SR OS 23.10.R2 | NK0011023 | 172.30.40.23 | A4:5E:60:4E:6A:08 | NC-DC-023-RACK-A | 5 | 1 | Ready | operator |  | Y | COL-NC-DC-023-1 | Y
NC-DC-023-FW-01 | NC-DC-023 | NC-DC-023-FW-01 | Firewall | core | FORTINET | FortiGate 3700F | FortiOS 7.4.3 | FG0011029 | 172.30.40.24 | A4:5E:60:D0:12:52 | NC-DC-023-RACK-A | 6 | 3 | Ready | operator |  | Y | COL-NC-DC-023-1 | N
NC-DC-023-OLA-01 | NC-DC-023 | NC-DC-023-OLA-01 | DWDM | core | NOKIA | 1830 PSS-16II | R23.6 | NK0011040 | 172.30.40.25 | A4:5E:60:AF:80:E9 | NC-DC-023-RACK-A | 9 | 6 | Ready | operator |  | Y | COL-NC-DC-023-2 | N
NC-DC-023-OLA-02 | NC-DC-023 | NC-DC-023-OLA-02 | DWDM | core | CIENA | 6500 D7 | R16.2 | CI0011048 | 172.30.40.26 | A4:5E:60:7F:C1:68 | NC-DC-023-RACK-A | 15 | 6 | Ready | operator |  | Y | COL-NC-DC-023-1 | N
NC-DC-023-AGG-R01 | NC-DC-023 | NC-DC-023-AGG-R01 | Router | spine | JUNIPER | MX480 | 22.2R3-S2 | JU0011051 | 172.30.40.27 | A4:5E:60:75:12:4B | NC-DC-023-RACK-A | 21 | 4 | Ready | operator |  | Y | COL-NC-DC-023-1 | N
NC-DC-023-AGG-R02 | NC-DC-023 | NC-DC-023-AGG-R02 | Router | spine | JUNIPER | MX480 | 22.2R3-S2 | JU0011058 | 172.30.40.28 | A4:5E:60:26:55:75 | NC-DC-023-RACK-A | 25 | 4 | Ready | operator |  | Y | COL-NC-DC-023-2 | N
NC-DC-023-MMR-SW-01 | NC-DC-023 | NC-DC-023-MMR-SW-01 | Switch | leaf | CISCO | Nexus 93180YC | NX-OS 10.3(4a) | CS0011067 | 172.30.40.29 | A4:5E:60:93:48:3D | NC-DC-023-RACK-A | 29 | 1 | Ready | operator |  | Y | COL-NC-DC-023-1 | N
NC-DC-023-MMR-SW-02 | NC-DC-023 | NC-DC-023-MMR-SW-02 | Switch | leaf | ARISTA | 7050SX3-48YC | EOS 4.31.1F | AR0011076 | 172.30.40.30 | A4:5E:60:29:3C:D1 | NC-DC-023-RACK-A | 30 | 1 | Ready | operator |  | Y | COL-NC-DC-023-2 | N
NC-DC-023-MMR-SW-03 | NC-DC-023 | NC-DC-023-MMR-SW-03 | Switch | leaf | CISCO | Nexus 93180YC | NX-OS 10.3(4a) | CS0011077 | 172.30.40.31 | A4:5E:60:97:5B:E3 | NC-DC-023-RACK-A | 31 | 1 | Ready | operator |  | Y | COL-NC-DC-023-1 | N
NC-DC-023-MMR-SW-04 | NC-DC-023 | NC-DC-023-MMR-SW-04 | Switch | leaf | JUNIPER | QFX5120-48Y | 22.2R3 | JU0011089 | 172.30.40.32 | A4:5E:60:D4:A2:77 | NC-DC-023-RACK-A | 32 | 1 | Ready | operator |  | Y | COL-NC-DC-023-2 | N
NC-DC-023-MMR-SW-05 | NC-DC-023 | NC-DC-023-MMR-SW-05 | Switch | leaf | ARISTA | 7050SX3-48YC | EOS 4.31.1F | AR0011094 | 172.30.40.33 | A4:5E:60:B6:39:44 | NC-DC-023-RACK-A | 33 | 1 | Ready | operator |  | Y | COL-NC-DC-023-1 | N
NC-DC-023-MMR-SW-06 | NC-DC-023 | NC-DC-023-MMR-SW-06 | Switch | leaf | CISCO | Nexus 93180YC | NX-OS 10.3(4a) | CS0011104 | 172.30.40.34 | A4:5E:60:8F:F9:69 | NC-DC-023-RACK-A | 34 | 1 | Ready | operator |  | Y | COL-NC-DC-023-2 | N
NC-DC-023-MMR-SW-07 | NC-DC-023 | NC-DC-023-MMR-SW-07 | Switch | leaf | ARISTA | 7050SX3-48YC | EOS 4.31.1F | AR0011108 | 172.30.40.35 | A4:5E:60:51:46:56 | NC-DC-023-RACK-A | 35 | 1 | Ready | operator |  | Y | COL-NC-DC-023-1 | N
NC-DC-023-TOR-001 | NC-DC-023 | NC-DC-023-TOR-001 | Switch | access | ARISTA | 7050SX3-48YC | EOS 4.31.1F | AR0011117 | 172.30.40.36 | A4:5E:60:FC:99:19 | NC-DC-023-RACK-A | 36 | 1 | Ready | operator |  | Y | COL-NC-DC-023-1 | N
NC-DC-023-TOR-002 | NC-DC-023 | NC-DC-023-TOR-002 | Switch | access | CISCO | Nexus 93180YC | NX-OS 10.3(4a) | CS0011123 | 172.30.40.37 | A4:5E:60:E5:E3:21 | NC-DC-023-RACK-B | 2 | 1 | Ready | operator |  | Y | COL-NC-DC-023-2 | N
NC-DC-023-TOR-003 | NC-DC-023 | NC-DC-023-TOR-003 | Switch | access | ARISTA | 7050SX3-48YC | EOS 4.31.1F | AR0011129 | 172.30.40.38 | A4:5E:60:77:64:25 | NC-DC-023-RACK-B | 3 | 1 | Ready | operator |  | Y | COL-NC-DC-023-1 | N
NC-DC-023-TOR-004 | NC-DC-023 | NC-DC-023-TOR-004 | Switch | access | ARISTA | 7050SX3-48YC | EOS 4.31.1F | AR0011133 | 172.30.40.39 | A4:5E:60:47:C3:E3 | NC-DC-023-RACK-B | 4 | 1 | Ready | operator |  | Y | COL-NC-DC-023-2 | N
NC-DC-023-TOR-005 | NC-DC-023 | NC-DC-023-TOR-005 | Switch | access | CISCO | Nexus 93180YC | NX-OS 10.3(4a) | CS0011144 | 172.30.40.40 | A4:5E:60:0A:74:A2 | NC-DC-023-RACK-B | 5 | 1 | Ready | operator |  | Y | COL-NC-DC-023-1 | N
NC-DC-023-TN-001 | NC-DC-023 | NC-DC-023-TN-001 | Tenant gear | access | Tenant-owned | HPC nodes | — |  |  |  | NC-DC-023-RACK-B | 6 | 8 | Ready | tenant |  | N |  | N
NC-DC-023-TN-002 | NC-DC-023 | NC-DC-023-TN-002 | Tenant gear | access | Tenant-owned | Network stack | — |  |  |  | NC-DC-023-RACK-B | 14 | 4 | Ready | tenant |  | N |  | N
NC-DC-023-TN-003 | NC-DC-023 | NC-DC-023-TN-003 | Tenant gear | access | Tenant-owned | Rack servers | — |  |  |  | NC-DC-023-RACK-B | 18 | 8 | Ready | tenant |  | N |  | N
NC-DC-023-TN-004 | NC-DC-023 | NC-DC-023-TN-004 | Tenant gear | access | Tenant-owned | Network stack | — |  |  |  | NC-DC-023-RACK-C | 2 | 10 | Ready | tenant | CUST-6478 | N |  | N
NC-DC-023-TN-005 | NC-DC-023 | NC-DC-023-TN-005 | Tenant gear | access | Tenant-owned | Storage array | — |  |  |  | NC-DC-023-RACK-C | 12 | 6 | Ready | tenant | CUST-6478 | N |  | N
NC-DC-023-TN-006 | NC-DC-023 | NC-DC-023-TN-006 | Tenant gear | access | Tenant-owned | HPC nodes | — |  |  |  | NC-DC-023-RACK-C | 18 | 6 | Ready | tenant | CUST-6478 | N |  | N
NC-DC-023-TN-007 | NC-DC-023 | NC-DC-023-TN-007 | Tenant gear | access | Tenant-owned | Network stack | — |  |  |  | NC-DC-023-RACK-C | 24 | 4 | Ready | tenant | CUST-6478 | N |  | N
NC-DC-023-TN-008 | NC-DC-023 | NC-DC-023-TN-008 | Tenant gear | access | Tenant-owned | Blade chassis | — |  |  |  | NC-DC-023-RACK-C | 28 | 2 | Ready | tenant | CUST-6478 | N |  | N
NC-DC-023-TN-009 | NC-DC-023 | NC-DC-023-TN-009 | Tenant gear | access | Tenant-owned | HPC nodes | — |  |  |  | NC-DC-023-RACK-C | 30 | 4 | Ready | tenant | CUST-6478 | N |  | N
NC-DC-023-TN-010 | NC-DC-023 | NC-DC-023-TN-010 | Tenant gear | access | Tenant-owned | Network stack | — |  |  |  | NC-DC-023-RACK-D | 2 | 4 | Ready | tenant | CUST-6478 | N |  | N
NC-DC-023-TN-011 | NC-DC-023 | NC-DC-023-TN-011 | Tenant gear | access | Tenant-owned | Rack servers | — |  |  |  | NC-DC-023-RACK-D | 6 | 4 | Ready | tenant | CUST-6478 | N |  | N
NC-DC-023-TN-012 | NC-DC-023 | NC-DC-023-TN-012 | Tenant gear | access | Tenant-owned | Storage array | — |  |  |  | NC-DC-023-RACK-D | 10 | 4 | Ready | tenant | CUST-6478 | N |  | N
NC-DC-023-TN-013 | NC-DC-023 | NC-DC-023-TN-013 | Tenant gear | access | Tenant-owned | HPC nodes | — |  |  |  | NC-DC-023-RACK-D | 14 | 8 | Ready | tenant | CUST-6478 | N |  | N
NC-DC-023-TN-014 | NC-DC-023 | NC-DC-023-TN-014 | Tenant gear | access | Tenant-owned | Mixed equipment | — |  |  |  | NC-DC-023-RACK-D | 22 | 4 | Ready | tenant | CUST-6478 | N |  | N
NC-DC-023-TN-015 | NC-DC-023 | NC-DC-023-TN-015 | Tenant gear | access | Tenant-owned | Rack servers | — |  |  |  | NC-DC-023-RACK-D | 26 | 4 | Ready | tenant | CUST-6478 | N |  | N
NC-DC-023-TN-016 | NC-DC-023 | NC-DC-023-TN-016 | Tenant gear | access | Tenant-owned | HPC nodes | — |  |  |  | NC-DC-023-RACK-D | 30 | 6 | Ready | tenant | CUST-6478 | N |  | N
NC-DC-023-TN-017 | NC-DC-023 | NC-DC-023-TN-017 | Tenant gear | access | Tenant-owned | Mixed equipment | — |  |  |  | NC-DC-023-RACK-E | 2 | 8 | Ready | tenant | CUST-2954 | N |  | N
NC-DC-023-TN-018 | NC-DC-023 | NC-DC-023-TN-018 | Tenant gear | access | Tenant-owned | Blade chassis | — |  |  |  | NC-DC-023-RACK-E | 10 | 4 | Ready | tenant | CUST-2954 | N |  | N
NC-DC-023-TN-019 | NC-DC-023 | NC-DC-023-TN-019 | Tenant gear | access | Tenant-owned | Network stack | — |  |  |  | NC-DC-023-RACK-E | 14 | 10 | Ready | tenant | CUST-2954 | N |  | N
NC-DC-023-TN-020 | NC-DC-023 | NC-DC-023-TN-020 | Tenant gear | access | Tenant-owned | HPC nodes | — |  |  |  | NC-DC-023-RACK-E | 24 | 8 | Ready | tenant | CUST-2954 | N |  | N
NC-DC-023-TN-021 | NC-DC-023 | NC-DC-023-TN-021 | Tenant gear | access | Tenant-owned | Network stack | — |  |  |  | NC-DC-023-RACK-F | 2 | 4 | Ready | tenant | CUST-9121 | N |  | N
NC-DC-023-TN-022 | NC-DC-023 | NC-DC-023-TN-022 | Tenant gear | access | Tenant-owned | Network stack | — |  |  |  | NC-DC-023-RACK-F | 6 | 10 | Ready | tenant | CUST-9121 | N |  | N
NC-DC-023-TN-023 | NC-DC-023 | NC-DC-023-TN-023 | Tenant gear | access | Tenant-owned | Storage array | — |  |  |  | NC-DC-023-RACK-F | 16 | 10 | Ready | tenant | CUST-9121 | N |  | N
NC-DC-023-TN-024 | NC-DC-023 | NC-DC-023-TN-024 | Tenant gear | access | Tenant-owned | Storage array | — |  |  |  | NC-DC-023-RACK-F | 26 | 6 | Ready | tenant | CUST-9121 | N |  | N
NC-DC-023-TN-025 | NC-DC-023 | NC-DC-023-TN-025 | Tenant gear | access | Tenant-owned | Mixed equipment | — |  |  |  | NC-DC-023-RACK-G | 2 | 8 | Ready | tenant | CUST-9121 | N |  | N
NC-DC-023-TN-026 | NC-DC-023 | NC-DC-023-TN-026 | Tenant gear | access | Tenant-owned | Blade chassis | — |  |  |  | NC-DC-023-RACK-G | 10 | 4 | Ready | tenant | CUST-9121 | N |  | N
NC-DC-023-TN-027 | NC-DC-023 | NC-DC-023-TN-027 | Tenant gear | access | Tenant-owned | HPC nodes | — |  |  |  | NC-DC-023-RACK-G | 14 | 6 | Ready | tenant | CUST-9121 | N |  | N
NC-DC-023-TN-028 | NC-DC-023 | NC-DC-023-TN-028 | Tenant gear | access | Tenant-owned | HPC nodes | — |  |  |  | NC-DC-023-RACK-G | 20 | 4 | Ready | tenant | CUST-9121 | N |  | N
NC-DC-023-TN-029 | NC-DC-023 | NC-DC-023-TN-029 | Tenant gear | access | Tenant-owned | HPC nodes | — |  |  |  | NC-DC-023-RACK-G | 24 | 2 | Ready | tenant | CUST-9121 | N |  | N
NC-DC-023-TN-030 | NC-DC-023 | NC-DC-023-TN-030 | Tenant gear | access | Tenant-owned | Network stack | — |  |  |  | NC-DC-023-RACK-G | 26 | 10 | Ready | tenant | CUST-9121 | N |  | N
NC-DC-023-TN-031 | NC-DC-023 | NC-DC-023-TN-031 | Tenant gear | access | Tenant-owned | HPC nodes | — |  |  |  | NC-DC-023-RACK-H | 2 | 4 | Ready | tenant | CUST-9121 | N |  | N
NC-DC-023-TN-032 | NC-DC-023 | NC-DC-023-TN-032 | Tenant gear | access | Tenant-owned | Blade chassis | — |  |  |  | NC-DC-023-RACK-H | 6 | 8 | Ready | tenant | CUST-9121 | N |  | N
NC-DC-023-TN-033 | NC-DC-023 | NC-DC-023-TN-033 | Tenant gear | access | Tenant-owned | HPC nodes | — |  |  |  | NC-DC-023-RACK-H | 14 | 2 | Ready | tenant | CUST-9121 | N |  | N
NC-DC-023-TN-034 | NC-DC-023 | NC-DC-023-TN-034 | Tenant gear | access | Tenant-owned | HPC nodes | — |  |  |  | NC-DC-023-RACK-H | 16 | 8 | Ready | tenant | CUST-9121 | N |  | N
NC-DC-023-TN-035 | NC-DC-023 | NC-DC-023-TN-035 | Tenant gear | access | Tenant-owned | Rack servers | — |  |  |  | NC-DC-023-RACK-H | 24 | 10 | Ready | tenant | CUST-9121 | N |  | N
NC-DC-023-TN-036 | NC-DC-023 | NC-DC-023-TN-036 | Tenant gear | access | Tenant-owned | Rack servers | — |  |  |  | NC-DC-023-RACK-I | 2 | 8 | Ready | tenant | CUST-9121 | N |  | N
NC-DC-023-TN-037 | NC-DC-023 | NC-DC-023-TN-037 | Tenant gear | access | Tenant-owned | Blade chassis | — |  |  |  | NC-DC-023-RACK-I | 10 | 10 | Ready | tenant | CUST-9121 | N |  | N
NC-DC-023-TN-038 | NC-DC-023 | NC-DC-023-TN-038 | Tenant gear | access | Tenant-owned | Blade chassis | — |  |  |  | NC-DC-023-RACK-I | 20 | 8 | Ready | tenant | CUST-9121 | N |  | N
NC-DC-023-TN-039 | NC-DC-023 | NC-DC-023-TN-039 | Tenant gear | access | Tenant-owned | Network stack | — |  |  |  | NC-DC-023-RACK-I | 28 | 8 | Ready | tenant | CUST-9121 | N |  | N
NC-DC-023-TN-040 | NC-DC-023 | NC-DC-023-TN-040 | Tenant gear | access | Tenant-owned | Storage array | — |  |  |  | NC-DC-023-RACK-J | 2 | 8 | Ready | tenant | CUST-9121 | N |  | N
NC-DC-023-TN-041 | NC-DC-023 | NC-DC-023-TN-041 | Tenant gear | access | Tenant-owned | Rack servers | — |  |  |  | NC-DC-023-RACK-J | 10 | 4 | Ready | tenant | CUST-9121 | N |  | N
NC-DC-023-TN-042 | NC-DC-023 | NC-DC-023-TN-042 | Tenant gear | access | Tenant-owned | Blade chassis | — |  |  |  | NC-DC-023-RACK-J | 14 | 6 | Ready | tenant | CUST-9121 | N |  | N
NC-DC-023-TN-043 | NC-DC-023 | NC-DC-023-TN-043 | Tenant gear | access | Tenant-owned | Rack servers | — |  |  |  | NC-DC-023-RACK-J | 20 | 4 | Ready | tenant | CUST-9121 | N |  | N
NC-DC-023-TN-044 | NC-DC-023 | NC-DC-023-TN-044 | Tenant gear | access | Tenant-owned | Storage array | — |  |  |  | NC-DC-023-RACK-J | 24 | 10 | Ready | tenant | CUST-9121 | N |  | N
NC-DC-023-TN-045 | NC-DC-023 | NC-DC-023-TN-045 | Tenant gear | access | Tenant-owned | Rack servers | — |  |  |  | NC-DC-023-RACK-K | 2 | 8 | Ready | tenant | CUST-5597 | N |  | N
NC-DC-023-TN-046 | NC-DC-023 | NC-DC-023-TN-046 | Tenant gear | access | Tenant-owned | Mixed equipment | — |  |  |  | NC-DC-023-RACK-K | 10 | 4 | Ready | tenant | CUST-5597 | N |  | N
NC-DC-023-TN-047 | NC-DC-023 | NC-DC-023-TN-047 | Tenant gear | access | Tenant-owned | Storage array | — |  |  |  | NC-DC-023-RACK-K | 14 | 4 | Ready | tenant | CUST-5597 | N |  | N
NC-DC-023-TN-048 | NC-DC-023 | NC-DC-023-TN-048 | Tenant gear | access | Tenant-owned | Storage array | — |  |  |  | NC-DC-023-RACK-K | 18 | 2 | Ready | tenant | CUST-5597 | N |  | N
NC-DC-023-TN-049 | NC-DC-023 | NC-DC-023-TN-049 | Tenant gear | access | Tenant-owned | Storage array | — |  |  |  | NC-DC-023-RACK-K | 20 | 8 | Ready | tenant | CUST-5597 | N |  | N
NC-DC-023-TN-050 | NC-DC-023 | NC-DC-023-TN-050 | Tenant gear | access | Tenant-owned | Network stack | — |  |  |  | NC-DC-023-RACK-K | 28 | 4 | Ready | tenant | CUST-5597 | N |  | N
NC-DC-023-TN-051 | NC-DC-023 | NC-DC-023-TN-051 | Tenant gear | access | Tenant-owned | HPC nodes | — |  |  |  | NC-DC-023-RACK-L | 2 | 6 | Ready | tenant | CUST-2063 | N |  | N
NC-DC-023-TN-052 | NC-DC-023 | NC-DC-023-TN-052 | Tenant gear | access | Tenant-owned | Storage array | — |  |  |  | NC-DC-023-RACK-L | 8 | 10 | Ready | tenant | CUST-2063 | N |  | N
NC-DC-023-TN-053 | NC-DC-023 | NC-DC-023-TN-053 | Tenant gear | access | Tenant-owned | HPC nodes | — |  |  |  | NC-DC-023-RACK-L | 18 | 4 | Ready | tenant | CUST-2063 | N |  | N
NC-DC-023-TN-054 | NC-DC-023 | NC-DC-023-TN-054 | Tenant gear | access | Tenant-owned | HPC nodes | — |  |  |  | NC-DC-023-RACK-L | 22 | 10 | Ready | tenant | CUST-2063 | N |  | N
NC-DC-023-TN-055 | NC-DC-023 | NC-DC-023-TN-055 | Tenant gear | access | Tenant-owned | Storage array | — |  |  |  | NC-DC-023-RACK-L | 32 | 4 | Ready | tenant | CUST-2063 | N |  | N
NC-DC-023-TN-056 | NC-DC-023 | NC-DC-023-TN-056 | Tenant gear | access | Tenant-owned | Storage array | — |  |  |  | NC-DC-023-RACK-M | 2 | 4 | Ready | tenant | CUST-8230 | N |  | N
NC-DC-023-TN-057 | NC-DC-023 | NC-DC-023-TN-057 | Tenant gear | access | Tenant-owned | Mixed equipment | — |  |  |  | NC-DC-023-RACK-M | 6 | 10 | Ready | tenant | CUST-8230 | N |  | N
NC-DC-023-TN-058 | NC-DC-023 | NC-DC-023-TN-058 | Tenant gear | access | Tenant-owned | Rack servers | — |  |  |  | NC-DC-023-RACK-M | 16 | 8 | Ready | tenant | CUST-8230 | N |  | N
NC-DC-023-TN-059 | NC-DC-023 | NC-DC-023-TN-059 | Tenant gear | access | Tenant-owned | Mixed equipment | — |  |  |  | NC-DC-023-RACK-M | 24 | 4 | Ready | tenant | CUST-8230 | N |  | N
NC-DC-023-TN-060 | NC-DC-023 | NC-DC-023-TN-060 | Tenant gear | access | Tenant-owned | Network stack | — |  |  |  | NC-DC-023-RACK-M | 28 | 4 | Ready | tenant | CUST-8230 | N |  | N
NC-DC-023-TN-061 | NC-DC-023 | NC-DC-023-TN-061 | Tenant gear | access | Tenant-owned | Blade chassis | — |  |  |  | NC-DC-023-RACK-M | 32 | 4 | Ready | tenant | CUST-8230 | N |  | N
WA-DC-024-PE-T4-01 | WA-DC-024 | WA-DC-024-PE-T4-01 | Router | core | JUNIPER | MX204 | 21.4R3-S5.5 | JU0011006 | 172.30.40.20 | A4:5E:60:0C:D6:66 | WA-DC-024-RACK-A | 2 | 1 | Ready | operator |  | Y | COL-WA-DC-024-2 | Y
WA-DC-024-PE-T4-02 | WA-DC-024 | WA-DC-024-PE-T4-02 | Router | core | JUNIPER | MX204 | 21.4R3-S5.5 | JU0011012 | 172.30.40.21 | A4:5E:60:83:62:E7 | WA-DC-024-RACK-A | 3 | 1 | Ready | operator |  | Y | COL-WA-DC-024-1 | Y
WA-DC-024-PE-T4-03 | WA-DC-024 | WA-DC-024-PE-T4-03 | Router | core | CISCO | ASR 9006 | IOS XR 7.9.2 | CS0011017 | 172.30.40.22 | A4:5E:60:D4:35:66 | WA-DC-024-RACK-A | 4 | 1 | Ready | operator |  | Y | COL-WA-DC-024-2 | Y
WA-DC-024-PE-T4-04 | WA-DC-024 | WA-DC-024-PE-T4-04 | Router | core | CISCO | ASR 9006 | IOS XR 7.9.2 | CS0011024 | 172.30.40.23 | A4:5E:60:19:F1:E5 | WA-DC-024-RACK-A | 5 | 1 | Ready | operator |  | Y | COL-WA-DC-024-1 | Y
WA-DC-024-FW-01 | WA-DC-024 | WA-DC-024-FW-01 | Firewall | core | FORTINET | FortiGate 3700F | FortiOS 7.4.3 | FG0011032 | 172.30.40.24 | A4:5E:60:EB:8B:98 | WA-DC-024-RACK-A | 6 | 3 | Ready | operator |  | Y | COL-WA-DC-024-1 | N
WA-DC-024-OLA-01 | WA-DC-024 | WA-DC-024-OLA-01 | DWDM | core | NOKIA | 1830 PSS-16II | R23.6 | NK0011038 | 172.30.40.25 | A4:5E:60:4A:CD:A5 | WA-DC-024-RACK-A | 9 | 6 | Ready | operator |  | Y | COL-WA-DC-024-2 | N
WA-DC-024-AGG-R01 | WA-DC-024 | WA-DC-024-AGG-R01 | Router | spine | JUNIPER | MX480 | 22.2R3-S2 | JU0011048 | 172.30.40.26 | A4:5E:60:FC:A4:0A | WA-DC-024-RACK-A | 15 | 4 | Ready | operator |  | Y | COL-WA-DC-024-1 | N
WA-DC-024-AGG-R02 | WA-DC-024 | WA-DC-024-AGG-R02 | Router | spine | JUNIPER | MX480 | 22.2R3-S2 | JU0011052 | 172.30.40.27 | A4:5E:60:1E:B4:31 | WA-DC-024-RACK-A | 19 | 4 | Ready | operator |  | Y | COL-WA-DC-024-2 | N
WA-DC-024-MMR-SW-01 | WA-DC-024 | WA-DC-024-MMR-SW-01 | Switch | leaf | JUNIPER | QFX5120-48Y | 22.2R3 | JU0011061 | 172.30.40.28 | A4:5E:60:42:CE:54 | WA-DC-024-RACK-A | 23 | 1 | Ready | operator |  | Y | COL-WA-DC-024-1 | N
WA-DC-024-MMR-SW-02 | WA-DC-024 | WA-DC-024-MMR-SW-02 | Switch | leaf | JUNIPER | QFX5120-48Y | 22.2R3 | JU0011063 | 172.30.40.29 | A4:5E:60:95:BC:06 | WA-DC-024-RACK-A | 24 | 1 | Ready | operator |  | Y | COL-WA-DC-024-2 | N
WA-DC-024-MMR-SW-03 | WA-DC-024 | WA-DC-024-MMR-SW-03 | Switch | leaf | ARISTA | 7050SX3-48YC | EOS 4.31.1F | AR0011070 | 172.30.40.30 | A4:5E:60:F1:4A:09 | WA-DC-024-RACK-A | 25 | 1 | Ready | operator |  | Y | COL-WA-DC-024-1 | N
WA-DC-024-MMR-SW-04 | WA-DC-024 | WA-DC-024-MMR-SW-04 | Switch | leaf | JUNIPER | QFX5120-48Y | 22.2R3 | JU0011081 | 172.30.40.31 | A4:5E:60:94:88:4C | WA-DC-024-RACK-A | 26 | 1 | Ready | operator |  | Y | COL-WA-DC-024-2 | N
WA-DC-024-TOR-001 | WA-DC-024 | WA-DC-024-TOR-001 | Switch | access | JUNIPER | QFX5120-48Y | 22.2R3 | JU0011090 | 172.30.40.32 | A4:5E:60:5A:2F:69 | WA-DC-024-RACK-A | 27 | 1 | Ready | operator |  | Y | COL-WA-DC-024-1 | N
WA-DC-024-TOR-002 | WA-DC-024 | WA-DC-024-TOR-002 | Switch | access | ARISTA | 7050SX3-48YC | EOS 4.31.1F | AR0011097 | 172.30.40.33 | A4:5E:60:51:1B:1E | WA-DC-024-RACK-A | 28 | 1 | Ready | operator |  | Y | COL-WA-DC-024-2 | N
WA-DC-024-TOR-003 | WA-DC-024 | WA-DC-024-TOR-003 | Switch | access | JUNIPER | QFX5120-48Y | 22.2R3 | JU0011098 | 172.30.40.34 | A4:5E:60:E3:9F:4C | WA-DC-024-RACK-A | 29 | 1 | Ready | operator |  | Y | COL-WA-DC-024-1 | N
WA-DC-024-TN-001 | WA-DC-024 | WA-DC-024-TN-001 | Tenant gear | access | Tenant-owned | Mixed equipment | — |  |  |  | WA-DC-024-RACK-B | 2 | 10 | Ready | tenant | CUST-2954 | N |  | N
WA-DC-024-TN-002 | WA-DC-024 | WA-DC-024-TN-002 | Tenant gear | access | Tenant-owned | Mixed equipment | — |  |  |  | WA-DC-024-RACK-B | 12 | 10 | Ready | tenant | CUST-2954 | N |  | N
WA-DC-024-TN-003 | WA-DC-024 | WA-DC-024-TN-003 | Tenant gear | access | Tenant-owned | Storage array | — |  |  |  | WA-DC-024-RACK-B | 22 | 4 | Ready | tenant | CUST-2954 | N |  | N
WA-DC-024-TN-004 | WA-DC-024 | WA-DC-024-TN-004 | Tenant gear | access | Tenant-owned | Network stack | — |  |  |  | WA-DC-024-RACK-B | 26 | 2 | Ready | tenant | CUST-2954 | N |  | N
WA-DC-024-TN-005 | WA-DC-024 | WA-DC-024-TN-005 | Tenant gear | access | Tenant-owned | HPC nodes | — |  |  |  | WA-DC-024-RACK-B | 28 | 4 | Ready | tenant | CUST-2954 | N |  | N
WA-DC-024-TN-006 | WA-DC-024 | WA-DC-024-TN-006 | Tenant gear | access | Tenant-owned | HPC nodes | — |  |  |  | WA-DC-024-RACK-C | 2 | 6 | Ready | tenant | CUST-2954 | N |  | N
WA-DC-024-TN-007 | WA-DC-024 | WA-DC-024-TN-007 | Tenant gear | access | Tenant-owned | Storage array | — |  |  |  | WA-DC-024-RACK-C | 8 | 8 | Ready | tenant | CUST-2954 | N |  | N
WA-DC-024-TN-008 | WA-DC-024 | WA-DC-024-TN-008 | Tenant gear | access | Tenant-owned | HPC nodes | — |  |  |  | WA-DC-024-RACK-C | 16 | 4 | Ready | tenant | CUST-2954 | N |  | N
WA-DC-024-TN-009 | WA-DC-024 | WA-DC-024-TN-009 | Tenant gear | access | Tenant-owned | Rack servers | — |  |  |  | WA-DC-024-RACK-C | 20 | 6 | Ready | tenant | CUST-2954 | N |  | N
WA-DC-024-TN-010 | WA-DC-024 | WA-DC-024-TN-010 | Tenant gear | access | Tenant-owned | Mixed equipment | — |  |  |  | WA-DC-024-RACK-C | 26 | 4 | Ready | tenant | CUST-2954 | N |  | N
WA-DC-024-TN-011 | WA-DC-024 | WA-DC-024-TN-011 | Tenant gear | access | Tenant-owned | Blade chassis | — |  |  |  | WA-DC-024-RACK-C | 30 | 4 | Ready | tenant | CUST-2954 | N |  | N
WA-DC-024-TN-012 | WA-DC-024 | WA-DC-024-TN-012 | Tenant gear | access | Tenant-owned | Blade chassis | — |  |  |  | WA-DC-024-RACK-D | 2 | 4 | Ready | tenant | CUST-8220 | N |  | N
WA-DC-024-TN-013 | WA-DC-024 | WA-DC-024-TN-013 | Tenant gear | access | Tenant-owned | Network stack | — |  |  |  | WA-DC-024-RACK-D | 6 | 2 | Planned | tenant | CUST-8220 | N |  | N
WA-DC-024-TN-014 | WA-DC-024 | WA-DC-024-TN-014 | Tenant gear | access | Tenant-owned | Mixed equipment | — |  |  |  | WA-DC-024-RACK-D | 8 | 4 | Planned | tenant | CUST-8220 | N |  | N
WA-DC-024-TN-015 | WA-DC-024 | WA-DC-024-TN-015 | Tenant gear | access | Tenant-owned | Rack servers | — |  |  |  | WA-DC-024-RACK-D | 12 | 2 | Ready | tenant | CUST-8220 | N |  | N
WA-DC-024-TN-016 | WA-DC-024 | WA-DC-024-TN-016 | Tenant gear | access | Tenant-owned | Storage array | — |  |  |  | WA-DC-024-RACK-D | 14 | 10 | Ready | tenant | CUST-8220 | N |  | N
WA-DC-024-TN-017 | WA-DC-024 | WA-DC-024-TN-017 | Tenant gear | access | Tenant-owned | Blade chassis | — |  |  |  | WA-DC-024-RACK-D | 24 | 10 | Ready | tenant | CUST-8220 | N |  | N
WA-DC-024-TN-018 | WA-DC-024 | WA-DC-024-TN-018 | Tenant gear | access | Tenant-owned | Mixed equipment | — |  |  |  | WA-DC-024-RACK-D | 34 | 2 | Ready | tenant | CUST-8220 | N |  | N
WA-DC-024-TN-019 | WA-DC-024 | WA-DC-024-TN-019 | Tenant gear | access | Tenant-owned | HPC nodes | — |  |  |  | WA-DC-024-RACK-E | 2 | 10 | Planned | tenant | CUST-8220 | N |  | N
WA-DC-024-TN-020 | WA-DC-024 | WA-DC-024-TN-020 | Tenant gear | access | Tenant-owned | Storage array | — |  |  |  | WA-DC-024-RACK-E | 12 | 8 | Ready | tenant | CUST-8220 | N |  | N
WA-DC-024-TN-021 | WA-DC-024 | WA-DC-024-TN-021 | Tenant gear | access | Tenant-owned | Blade chassis | — |  |  |  | WA-DC-024-RACK-E | 20 | 4 | Planned | tenant | CUST-8220 | N |  | N
WA-DC-024-TN-022 | WA-DC-024 | WA-DC-024-TN-022 | Tenant gear | access | Tenant-owned | HPC nodes | — |  |  |  | WA-DC-024-RACK-E | 24 | 10 | Planned | tenant | CUST-8220 | N |  | N
WA-DC-024-TN-023 | WA-DC-024 | WA-DC-024-TN-023 | Tenant gear | access | Tenant-owned | Blade chassis | — |  |  |  | WA-DC-024-RACK-F | 2 | 10 | Ready | tenant | CUST-9121 | N |  | N
WA-DC-024-TN-024 | WA-DC-024 | WA-DC-024-TN-024 | Tenant gear | access | Tenant-owned | HPC nodes | — |  |  |  | WA-DC-024-RACK-F | 12 | 4 | Planned | tenant | CUST-9121 | N |  | N
WA-DC-024-TN-025 | WA-DC-024 | WA-DC-024-TN-025 | Tenant gear | access | Tenant-owned | Network stack | — |  |  |  | WA-DC-024-RACK-F | 16 | 4 | Ready | tenant | CUST-9121 | N |  | N
WA-DC-024-TN-026 | WA-DC-024 | WA-DC-024-TN-026 | Tenant gear | access | Tenant-owned | HPC nodes | — |  |  |  | WA-DC-024-RACK-F | 20 | 4 | Planned | tenant | CUST-9121 | N |  | N
WA-DC-024-TN-027 | WA-DC-024 | WA-DC-024-TN-027 | Tenant gear | access | Tenant-owned | Blade chassis | — |  |  |  | WA-DC-024-RACK-F | 24 | 6 | Ready | tenant | CUST-9121 | N |  | N
WA-DC-024-TN-028 | WA-DC-024 | WA-DC-024-TN-028 | Tenant gear | access | Tenant-owned | Storage array | — |  |  |  | WA-DC-024-RACK-F | 30 | 6 | Ready | tenant | CUST-9121 | N |  | N
Note on A1: Unique, for example MP-DC-001-BDR-01. Required: yes Type: text System field: NetworkElement.id
Note on B1: Required: yes Type: ref (from Sites) System field: NetworkElement.dcId
Note on C1: As configured on the device (used to match SNMP / LLDP). Required: yes Type: text System field: NetworkElement.name
Note on D1: Tenant gear = an opaque block of customer equipment (never polled). Required: yes Type: list (from device_role) System field: NetworkElement.role
Note on E1: core / spine / leaf / access. For hosts use access. Required: yes Type: list (from layer) System field: NetworkElement.layer
Note on F1: Tenant gear: "Tenant". Required: yes Type: text System field: NetworkElement.vendor
Note on G1: Required: yes Type: text System field: NetworkElement.model
Note on H1: Required: no Type: text System field: NetworkElement.os
Note on I1: Required for operator devices; must be unique. Required: in some cases Type: text System field: NetworkElement.serial
Note on J1: Required for monitored devices. Required: in some cases Type: ip System field: NetworkElement.ip
Note on K1: Required: no Type: text System field: NetworkElement.mac
Note on L1: Required: yes Type: ref (from Racks) System field: NetworkElement.rackId
Note on M1: Lowest U the device occupies (1 = bottom). Required: yes Type: integer System field: NetworkElement.u
Note on N1: Height in U. Required: yes Type: integer System field: NetworkElement.uSize
Note on O1: Planned = reserved rack space, not installed. Required: yes Type: list (from lifecycle) System field: NetworkElement.lifecycle
Note on P1: Required: yes Type: list (from owner) System field: OpsState tenant-owned
Note on Q1: Required when owner = tenant. Required: in some cases Type: ref (from Customers) System field: NetworkElement.tenantId
Note on R1: N = in the rack but not polled. Required: yes Type: list (from yes_no) System field: OpsState in-service / unmonitored
Note on S1: Required when monitored = Y. Required: in some cases Type: ref (from Collectors) System field: NetworkElement.collector
Note on T1: Y = border / PE router carrying the site's backhaul. Required: no Type: list (from yes_no) System field: NetworkElement.isPe

## Modules
device_id * | slot * | name * | serial
VA-DC-001-PE-T4-01 | RE0 | Routing Engine | JU0011000-RE0
VA-DC-001-PE-T4-01 | FPC0 | MPC (fixed) | JU0011000-F0
VA-DC-001-PE-T4-01 | PEM0 | Power supply AC | JU0011000-P0
VA-DC-001-PE-T4-01 | PEM1 | Power supply AC | JU0011000-P1
VA-DC-001-PE-T4-01 | FAN0 | Fan tray | JU0011000-FT
VA-DC-001-PE-T4-02 | RE0 | Routing Engine | JU0011008-RE0
VA-DC-001-PE-T4-02 | FPC0 | MPC (fixed) | JU0011008-F0
VA-DC-001-PE-T4-02 | PEM0 | Power supply AC | JU0011008-P0
VA-DC-001-PE-T4-02 | PEM1 | Power supply AC | JU0011008-P1
VA-DC-001-PE-T4-02 | FAN0 | Fan tray | JU0011008-FT
VA-DC-001-PE-T4-03 | RE0 | Routing Engine | JU0011016-RE0
VA-DC-001-PE-T4-03 | FPC0 | MPC7E-MRATE | JU0011016-F0
VA-DC-001-PE-T4-03 | PEM0 | Power supply AC | JU0011016-P0
VA-DC-001-PE-T4-03 | PEM1 | Power supply AC | JU0011016-P1
VA-DC-001-PE-T4-03 | FAN0 | Fan tray | JU0011016-FT
VA-DC-001-PE-T4-04 | RE0 | Routing Engine | JU0011023-RE0
VA-DC-001-PE-T4-04 | FPC0 | MPC7E-MRATE | JU0011023-F0
VA-DC-001-PE-T4-04 | PEM0 | Power supply AC | JU0011023-P0
VA-DC-001-PE-T4-04 | PEM1 | Power supply AC | JU0011023-P1
VA-DC-001-PE-T4-04 | FAN0 | Fan tray | JU0011023-FT
VA-DC-001-FW-01 | PSU1 | Power supply | FG0011028-P1
VA-DC-001-FW-01 | PSU2 | Power supply | FG0011028-P2
VA-DC-001-FW-01 | FAN | Fan module | FG0011028-FN
VA-DC-001-FW-02 | PSU1 | Power supply | FG0011039-P1
VA-DC-001-FW-02 | PSU2 | Power supply | FG0011039-P2
VA-DC-001-FW-02 | FAN | Fan module | FG0011039-FN
VA-DC-001-OLA-01 | PSU1 | Power supply | NK0011046-P1
VA-DC-001-OLA-01 | PSU2 | Power supply | NK0011046-P2
VA-DC-001-OLA-01 | FAN | Fan module | NK0011046-FN
VA-DC-001-OLA-02 | PSU1 | Power supply | NK0011054-P1
VA-DC-001-OLA-02 | PSU2 | Power supply | NK0011054-P2
VA-DC-001-OLA-02 | FAN | Fan module | NK0011054-FN
VA-DC-001-AGG-R01 | RE0 | Routing Engine | JU0011057-RE0
VA-DC-001-AGG-R01 | FPC0 | MPC7E-MRATE | JU0011057-F0
VA-DC-001-AGG-R01 | PEM0 | Power supply AC | JU0011057-P0
VA-DC-001-AGG-R01 | PEM1 | Power supply AC | JU0011057-P1
VA-DC-001-AGG-R01 | FAN0 | Fan tray | JU0011057-FT
VA-DC-001-AGG-R02 | RE0 | Routing Engine | JU0011063-RE0
VA-DC-001-AGG-R02 | FPC0 | MPC7E-MRATE | JU0011063-F0
VA-DC-001-AGG-R02 | PEM0 | Power supply AC | JU0011063-P0
VA-DC-001-AGG-R02 | PEM1 | Power supply AC | JU0011063-P1
VA-DC-001-AGG-R02 | FAN0 | Fan tray | JU0011063-FT
VA-DC-001-AGG-R03 | RE0 | Routing Engine | JU0011070-RE0
VA-DC-001-AGG-R03 | FPC0 | MPC7E-MRATE | JU0011070-F0
VA-DC-001-AGG-R03 | PEM0 | Power supply AC | JU0011070-P0
VA-DC-001-AGG-R03 | PEM1 | Power supply AC | JU0011070-P1
VA-DC-001-AGG-R03 | FAN0 | Fan tray | JU0011070-FT
VA-DC-001-MMR-SW-01 | PSU1 | Power supply | JU0011080-P1
VA-DC-001-MMR-SW-01 | PSU2 | Power supply | JU0011080-P2
VA-DC-001-MMR-SW-01 | FAN | Fan module | JU0011080-FN
VA-DC-001-MMR-SW-02 | PSU1 | Power supply | AR0011089-P1
VA-DC-001-MMR-SW-02 | PSU2 | Power supply | AR0011089-P2
VA-DC-001-MMR-SW-02 | FAN | Fan module | AR0011089-FN
VA-DC-001-MMR-SW-03 | PSU1 | Power supply | AR0011092-P1
VA-DC-001-MMR-SW-03 | PSU2 | Power supply | AR0011092-P2
VA-DC-001-MMR-SW-03 | FAN | Fan module | AR0011092-FN
VA-DC-001-MMR-SW-04 | PSU1 | Power supply | JU0011098-P1
VA-DC-001-MMR-SW-04 | PSU2 | Power supply | JU0011098-P2
VA-DC-001-MMR-SW-04 | FAN | Fan module | JU0011098-FN
VA-DC-001-MMR-SW-05 | PSU1 | Power supply | AR0011107-P1
VA-DC-001-MMR-SW-05 | PSU2 | Power supply | AR0011107-P2
VA-DC-001-MMR-SW-05 | FAN | Fan module | AR0011107-FN
VA-DC-001-MMR-SW-06 | PSU1 | Power supply | JU0011115-P1
VA-DC-001-MMR-SW-06 | PSU2 | Power supply | JU0011115-P2
VA-DC-001-MMR-SW-06 | FAN | Fan module | JU0011115-FN
VA-DC-001-MMR-SW-07 | PSU1 | Power supply | JU0011125-P1
VA-DC-001-MMR-SW-07 | PSU2 | Power supply | JU0011125-P2
VA-DC-001-MMR-SW-07 | FAN | Fan module | JU0011125-FN
VA-DC-001-MMR-SW-08 | PSU1 | Power supply | JU0011129-P1
VA-DC-001-MMR-SW-08 | PSU2 | Power supply | JU0011129-P2
VA-DC-001-MMR-SW-08 | FAN | Fan module | JU0011129-FN
VA-DC-001-MMR-SW-09 | PSU1 | Power supply | AR0011133-P1
VA-DC-001-MMR-SW-09 | PSU2 | Power supply | AR0011133-P2
VA-DC-001-MMR-SW-09 | FAN | Fan module | AR0011133-FN
VA-DC-001-TOR-001 | PSU1 | Power supply | AR0011145-P1
VA-DC-001-TOR-001 | PSU2 | Power supply | AR0011145-P2
VA-DC-001-TOR-001 | FAN | Fan module | AR0011145-FN
VA-DC-001-TOR-002 | PSU1 | Power supply | CS0011153-P1
VA-DC-001-TOR-002 | PSU2 | Power supply | CS0011153-P2
VA-DC-001-TOR-002 | FAN | Fan module | CS0011153-FN
VA-DC-001-TOR-003 | PSU1 | Power supply | CS0011160-P1
VA-DC-001-TOR-003 | PSU2 | Power supply | CS0011160-P2
VA-DC-001-TOR-003 | FAN | Fan module | CS0011160-FN
VA-DC-001-TOR-004 | PSU1 | Power supply | JU0011162-P1
VA-DC-001-TOR-004 | PSU2 | Power supply | JU0011162-P2
VA-DC-001-TOR-004 | FAN | Fan module | JU0011162-FN
VA-DC-001-TOR-005 | PSU1 | Power supply | JU0011172-P1
VA-DC-001-TOR-005 | PSU2 | Power supply | JU0011172-P2
VA-DC-001-TOR-005 | FAN | Fan module | JU0011172-FN
VA-DC-001-TOR-006 | PSU1 | Power supply | JU0011179-P1
VA-DC-001-TOR-006 | PSU2 | Power supply | JU0011179-P2
VA-DC-001-TOR-006 | FAN | Fan module | JU0011179-FN
VA-DC-002-PE-T4-01 | RE0 | Routing Engine | JU0011003-RE0
VA-DC-002-PE-T4-01 | FPC0 | MPC (fixed) | JU0011003-F0
VA-DC-002-PE-T4-01 | PEM0 | Power supply AC | JU0011003-P0
VA-DC-002-PE-T4-01 | PEM1 | Power supply AC | JU0011003-P1
VA-DC-002-PE-T4-01 | FAN0 | Fan tray | JU0011003-FT
VA-DC-002-PE-T4-02 | RE0 | Routing Engine | JU0011012-RE0
VA-DC-002-PE-T4-02 | FPC0 | MPC (fixed) | JU0011012-F0
VA-DC-002-PE-T4-02 | PEM0 | Power supply AC | JU0011012-P0
VA-DC-002-PE-T4-02 | PEM1 | Power supply AC | JU0011012-P1
VA-DC-002-PE-T4-02 | FAN0 | Fan tray | JU0011012-FT
VA-DC-002-PE-T4-03 | RE0 | Routing Engine | JU0011016-RE0
VA-DC-002-PE-T4-03 | FPC0 | MPC7E-MRATE | JU0011016-F0
VA-DC-002-PE-T4-03 | PEM0 | Power supply AC | JU0011016-P0
VA-DC-002-PE-T4-03 | PEM1 | Power supply AC | JU0011016-P1
VA-DC-002-PE-T4-03 | FAN0 | Fan tray | JU0011016-FT
VA-DC-002-PE-T4-04 | RE0 | Routing Engine | JU0011024-RE0
VA-DC-002-PE-T4-04 | FPC0 | MPC7E-MRATE | JU0011024-F0
VA-DC-002-PE-T4-04 | PEM0 | Power supply AC | JU0011024-P0
VA-DC-002-PE-T4-04 | PEM1 | Power supply AC | JU0011024-P1
VA-DC-002-PE-T4-04 | FAN0 | Fan tray | JU0011024-FT
VA-DC-002-FW-01 | PSU1 | Power supply | FG0011032-P1
VA-DC-002-FW-01 | PSU2 | Power supply | FG0011032-P2
VA-DC-002-FW-01 | FAN | Fan module | FG0011032-FN
VA-DC-002-OLA-01 | PSU1 | Power supply | NK0011036-P1
VA-DC-002-OLA-01 | PSU2 | Power supply | NK0011036-P2
VA-DC-002-OLA-01 | FAN | Fan module | NK0011036-FN
VA-DC-002-AGG-R01 | RE0 | Routing Engine | JU0011043-RE0
VA-DC-002-AGG-R01 | FPC0 | MPC7E-MRATE | JU0011043-F0
VA-DC-002-AGG-R01 | PEM0 | Power supply AC | JU0011043-P0
VA-DC-002-AGG-R01 | PEM1 | Power supply AC | JU0011043-P1
VA-DC-002-AGG-R01 | FAN0 | Fan tray | JU0011043-FT
VA-DC-002-AGG-R02 | RE0 | Routing Engine | JU0011051-RE0
VA-DC-002-AGG-R02 | FPC0 | MPC7E-MRATE | JU0011051-F0
VA-DC-002-AGG-R02 | PEM0 | Power supply AC | JU0011051-P0
VA-DC-002-AGG-R02 | PEM1 | Power supply AC | JU0011051-P1
VA-DC-002-AGG-R02 | FAN0 | Fan tray | JU0011051-FT
VA-DC-002-MMR-SW-01 | PSU1 | Power supply | AR0011057-P1
VA-DC-002-MMR-SW-01 | PSU2 | Power supply | AR0011057-P2
VA-DC-002-MMR-SW-01 | FAN | Fan module | AR0011057-FN
VA-DC-002-MMR-SW-02 | PSU1 | Power supply | AR0011064-P1
VA-DC-002-MMR-SW-02 | PSU2 | Power supply | AR0011064-P2
VA-DC-002-MMR-SW-02 | FAN | Fan module | AR0011064-FN
VA-DC-002-MMR-SW-03 | PSU1 | Power supply | AR0011070-P1
VA-DC-002-MMR-SW-03 | PSU2 | Power supply | AR0011070-P2
VA-DC-002-MMR-SW-03 | FAN | Fan module | AR0011070-FN
VA-DC-002-MMR-SW-04 | PSU1 | Power supply | JU0011078-P1
VA-DC-002-MMR-SW-04 | PSU2 | Power supply | JU0011078-P2
VA-DC-002-MMR-SW-04 | FAN | Fan module | JU0011078-FN
VA-DC-002-TOR-001 | PSU1 | Power supply | CS0011087-P1
VA-DC-002-TOR-001 | PSU2 | Power supply | CS0011087-P2
VA-DC-002-TOR-001 | FAN | Fan module | CS0011087-FN
VA-DC-002-TOR-002 | PSU1 | Power supply | CS0011095-P1
VA-DC-002-TOR-002 | PSU2 | Power supply | CS0011095-P2
VA-DC-002-TOR-002 | FAN | Fan module | CS0011095-FN
VA-DC-002-TOR-003 | PSU1 | Power supply | CS0011103-P1
VA-DC-002-TOR-003 | PSU2 | Power supply | CS0011103-P2
VA-DC-002-TOR-003 | FAN | Fan module | CS0011103-FN
VA-DC-003-PE-T4-01 | RE0 | Routing Engine | JU0011005-RE0
VA-DC-003-PE-T4-01 | FPC0 | MPC (fixed) | JU0011005-F0
VA-DC-003-PE-T4-01 | PEM0 | Power supply AC | JU0011005-P0
VA-DC-003-PE-T4-01 | PEM1 | Power supply AC | JU0011005-P1
VA-DC-003-PE-T4-01 | FAN0 | Fan tray | JU0011005-FT
VA-DC-003-PE-T4-02 | RE0 | Routing Engine | JU0011011-RE0
VA-DC-003-PE-T4-02 | FPC0 | MPC (fixed) | JU0011011-F0
VA-DC-003-PE-T4-02 | PEM0 | Power supply AC | JU0011011-P0
VA-DC-003-PE-T4-02 | PEM1 | Power supply AC | JU0011011-P1
VA-DC-003-PE-T4-02 | FAN0 | Fan tray | JU0011011-FT
VA-DC-003-PE-T4-03 | RE0 | Routing Engine | JU0011015-RE0
VA-DC-003-PE-T4-03 | FPC0 | MPC7E-MRATE | JU0011015-F0
VA-DC-003-PE-T4-03 | PEM0 | Power supply AC | JU0011015-P0
VA-DC-003-PE-T4-03 | PEM1 | Power supply AC | JU0011015-P1
VA-DC-003-PE-T4-03 | FAN0 | Fan tray | JU0011015-FT
VA-DC-003-PE-T4-04 | RE0 | Routing Engine | JU0011021-RE0
VA-DC-003-PE-T4-04 | FPC0 | MPC7E-MRATE | JU0011021-F0
VA-DC-003-PE-T4-04 | PEM0 | Power supply AC | JU0011021-P0
VA-DC-003-PE-T4-04 | PEM1 | Power supply AC | JU0011021-P1
VA-DC-003-PE-T4-04 | FAN0 | Fan tray | JU0011021-FT
VA-DC-003-FW-01 | PSU1 | Power supply | FG0011030-P1
VA-DC-003-FW-01 | PSU2 | Power supply | FG0011030-P2
VA-DC-003-FW-01 | FAN | Fan module | FG0011030-FN
VA-DC-003-OLA-01 | PSU1 | Power supply | NK0011037-P1
VA-DC-003-OLA-01 | PSU2 | Power supply | NK0011037-P2
VA-DC-003-OLA-01 | FAN | Fan module | NK0011037-FN
VA-DC-003-OLA-02 | PSU1 | Power supply | CI0011044-P1
VA-DC-003-OLA-02 | PSU2 | Power supply | CI0011044-P2
VA-DC-003-OLA-02 | FAN | Fan module | CI0011044-FN
VA-DC-003-AGG-R01 | RE0 | Routing Engine | JU0011055-RE0
VA-DC-003-AGG-R01 | FPC0 | MPC7E-MRATE | JU0011055-F0
VA-DC-003-AGG-R01 | PEM0 | Power supply AC | JU0011055-P0
VA-DC-003-AGG-R01 | PEM1 | Power supply AC | JU0011055-P1
VA-DC-003-AGG-R01 | FAN0 | Fan tray | JU0011055-FT
VA-DC-003-AGG-R02 | RE0 | Routing Engine | JU0011062-RE0
VA-DC-003-AGG-R02 | FPC0 | MPC7E-MRATE | JU0011062-F0
VA-DC-003-AGG-R02 | PEM0 | Power supply AC | JU0011062-P0
VA-DC-003-AGG-R02 | PEM1 | Power supply AC | JU0011062-P1
VA-DC-003-AGG-R02 | FAN0 | Fan tray | JU0011062-FT
VA-DC-003-MMR-SW-01 | PSU1 | Power supply | AR0011065-P1
VA-DC-003-MMR-SW-01 | PSU2 | Power supply | AR0011065-P2
VA-DC-003-MMR-SW-01 | FAN | Fan module | AR0011065-FN
VA-DC-003-MMR-SW-02 | PSU1 | Power supply | JU0011071-P1
VA-DC-003-MMR-SW-02 | PSU2 | Power supply | JU0011071-P2
VA-DC-003-MMR-SW-02 | FAN | Fan module | JU0011071-FN
VA-DC-003-MMR-SW-03 | PSU1 | Power supply | AR0011078-P1
VA-DC-003-MMR-SW-03 | PSU2 | Power supply | AR0011078-P2
VA-DC-003-MMR-SW-03 | FAN | Fan module | AR0011078-FN
VA-DC-003-MMR-SW-04 | PSU1 | Power supply | AR0011084-P1
VA-DC-003-MMR-SW-04 | PSU2 | Power supply | AR0011084-P2
VA-DC-003-MMR-SW-04 | FAN | Fan module | AR0011084-FN
VA-DC-003-MMR-SW-05 | PSU1 | Power supply | JU0011094-P1
VA-DC-003-MMR-SW-05 | PSU2 | Power supply | JU0011094-P2
VA-DC-003-MMR-SW-05 | FAN | Fan module | JU0011094-FN
VA-DC-003-TOR-001 | PSU1 | Power supply | AR0011103-P1
VA-DC-003-TOR-001 | PSU2 | Power supply | AR0011103-P2
VA-DC-003-TOR-001 | FAN | Fan module | AR0011103-FN
VA-DC-003-TOR-002 | PSU1 | Power supply | AR0011107-P1
VA-DC-003-TOR-002 | PSU2 | Power supply | AR0011107-P2
VA-DC-003-TOR-002 | FAN | Fan module | AR0011107-FN
VA-DC-003-TOR-003 | PSU1 | Power supply | AR0011112-P1
VA-DC-003-TOR-003 | PSU2 | Power supply | AR0011112-P2
VA-DC-003-TOR-003 | FAN | Fan module | AR0011112-FN
VA-DC-003-TOR-004 | PSU1 | Power supply | CS0011125-P1
VA-DC-003-TOR-004 | PSU2 | Power supply | CS0011125-P2
VA-DC-003-TOR-004 | FAN | Fan module | CS0011125-FN
VA-DC-004-PE-T4-01 | RE0 | Routing Engine | JU0011005-RE0
VA-DC-004-PE-T4-01 | FPC0 | MPC (fixed) | JU0011005-F0
VA-DC-004-PE-T4-01 | PEM0 | Power supply AC | JU0011005-P0
VA-DC-004-PE-T4-01 | PEM1 | Power supply AC | JU0011005-P1
VA-DC-004-PE-T4-01 | FAN0 | Fan tray | JU0011005-FT
VA-DC-004-PE-T4-02 | RE0 | Routing Engine | JU0011013-RE0
VA-DC-004-PE-T4-02 | FPC0 | MPC (fixed) | JU0011013-F0
VA-DC-004-PE-T4-02 | PEM0 | Power supply AC | JU0011013-P0
VA-DC-004-PE-T4-02 | PEM1 | Power supply AC | JU0011013-P1
VA-DC-004-PE-T4-02 | FAN0 | Fan tray | JU0011013-FT
VA-DC-004-PE-T4-03 | RE0 | Routing Engine | NK0011018-RE0
VA-DC-004-PE-T4-03 | FPC0 | MPC7E-MRATE | NK0011018-F0
VA-DC-004-PE-T4-03 | PEM0 | Power supply AC | NK0011018-P0
VA-DC-004-PE-T4-03 | PEM1 | Power supply AC | NK0011018-P1
VA-DC-004-PE-T4-03 | FAN0 | Fan tray | NK0011018-FT
VA-DC-004-PE-T4-04 | RE0 | Routing Engine | NK0011024-RE0
VA-DC-004-PE-T4-04 | FPC0 | MPC7E-MRATE | NK0011024-F0
VA-DC-004-PE-T4-04 | PEM0 | Power supply AC | NK0011024-P0
VA-DC-004-PE-T4-04 | PEM1 | Power supply AC | NK0011024-P1
VA-DC-004-PE-T4-04 | FAN0 | Fan tray | NK0011024-FT
VA-DC-004-FW-01 | PSU1 | Power supply | FG0011032-P1
VA-DC-004-FW-01 | PSU2 | Power supply | FG0011032-P2
VA-DC-004-FW-01 | FAN | Fan module | FG0011032-FN
VA-DC-004-OLA-01 | PSU1 | Power supply | CI0011035-P1
VA-DC-004-OLA-01 | PSU2 | Power supply | CI0011035-P2
VA-DC-004-OLA-01 | FAN | Fan module | CI0011035-FN
VA-DC-004-AGG-R01 | RE0 | Routing Engine | JU0011042-RE0
VA-DC-004-AGG-R01 | FPC0 | MPC7E-MRATE | JU0011042-F0
VA-DC-004-AGG-R01 | PEM0 | Power supply AC | JU0011042-P0
VA-DC-004-AGG-R01 | PEM1 | Power supply AC | JU0011042-P1
VA-DC-004-AGG-R01 | FAN0 | Fan tray | JU0011042-FT
VA-DC-004-AGG-R02 | RE0 | Routing Engine | JU0011050-RE0
VA-DC-004-AGG-R02 | FPC0 | MPC7E-MRATE | JU0011050-F0
VA-DC-004-AGG-R02 | PEM0 | Power supply AC | JU0011050-P0
VA-DC-004-AGG-R02 | PEM1 | Power supply AC | JU0011050-P1
VA-DC-004-AGG-R02 | FAN0 | Fan tray | JU0011050-FT
VA-DC-004-MMR-SW-01 | PSU1 | Power supply | AR0011058-P1
VA-DC-004-MMR-SW-01 | PSU2 | Power supply | AR0011058-P2
VA-DC-004-MMR-SW-01 | FAN | Fan module | AR0011058-FN
VA-DC-004-MMR-SW-02 | PSU1 | Power supply | CS0011068-P1
VA-DC-004-MMR-SW-02 | PSU2 | Power supply | CS0011068-P2
VA-DC-004-MMR-SW-02 | FAN | Fan module | CS0011068-FN
VA-DC-004-MMR-SW-03 | PSU1 | Power supply | CS0011072-P1
VA-DC-004-MMR-SW-03 | PSU2 | Power supply | CS0011072-P2
VA-DC-004-MMR-SW-03 | FAN | Fan module | CS0011072-FN
VA-DC-004-MMR-SW-04 | PSU1 | Power supply | JU0011082-P1
VA-DC-004-MMR-SW-04 | PSU2 | Power supply | JU0011082-P2
VA-DC-004-MMR-SW-04 | FAN | Fan module | JU0011082-FN
VA-DC-004-TOR-001 | PSU1 | Power supply | JU0011086-P1
VA-DC-004-TOR-001 | PSU2 | Power supply | JU0011086-P2
VA-DC-004-TOR-001 | FAN | Fan module | JU0011086-FN
VA-DC-004-TOR-002 | PSU1 | Power supply | AR0011097-P1
VA-DC-004-TOR-002 | PSU2 | Power supply | AR0011097-P2
VA-DC-004-TOR-002 | FAN | Fan module | AR0011097-FN
TX-DC-005-PE-T4-01 | RE0 | Routing Engine | JU0011005-RE0
TX-DC-005-PE-T4-01 | FPC0 | MPC (fixed) | JU0011005-F0
TX-DC-005-PE-T4-01 | PEM0 | Power supply AC | JU0011005-P0
TX-DC-005-PE-T4-01 | PEM1 | Power supply AC | JU0011005-P1
TX-DC-005-PE-T4-01 | FAN0 | Fan tray | JU0011005-FT
TX-DC-005-PE-T4-02 | RE0 | Routing Engine | JU0011009-RE0
TX-DC-005-PE-T4-02 | FPC0 | MPC (fixed) | JU0011009-F0
TX-DC-005-PE-T4-02 | PEM0 | Power supply AC | JU0011009-P0
TX-DC-005-PE-T4-02 | PEM1 | Power supply AC | JU0011009-P1
TX-DC-005-PE-T4-02 | FAN0 | Fan tray | JU0011009-FT
TX-DC-005-PE-T4-03 | RE0 | Routing Engine | NK0011014-RE0
TX-DC-005-PE-T4-03 | FPC0 | MPC7E-MRATE | NK0011014-F0
TX-DC-005-PE-T4-03 | PEM0 | Power supply AC | NK0011014-P0
TX-DC-005-PE-T4-03 | PEM1 | Power supply AC | NK0011014-P1
TX-DC-005-PE-T4-03 | FAN0 | Fan tray | NK0011014-FT
TX-DC-005-PE-T4-04 | RE0 | Routing Engine | NK0011025-RE0
TX-DC-005-PE-T4-04 | FPC0 | MPC7E-MRATE | NK0011025-F0
TX-DC-005-PE-T4-04 | PEM0 | Power supply AC | NK0011025-P0
TX-DC-005-PE-T4-04 | PEM1 | Power supply AC | NK0011025-P1
TX-DC-005-PE-T4-04 | FAN0 | Fan tray | NK0011025-FT
TX-DC-005-FW-01 | PSU1 | Power supply | FG0011029-P1
TX-DC-005-FW-01 | PSU2 | Power supply | FG0011029-P2
TX-DC-005-FW-01 | FAN | Fan module | FG0011029-FN
TX-DC-005-OLA-01 | PSU1 | Power supply | NK0011040-P1
TX-DC-005-OLA-01 | PSU2 | Power supply | NK0011040-P2
TX-DC-005-OLA-01 | FAN | Fan module | NK0011040-FN
TX-DC-005-OLA-02 | PSU1 | Power supply | NK0011042-P1
TX-DC-005-OLA-02 | PSU2 | Power supply | NK0011042-P2
TX-DC-005-OLA-02 | FAN | Fan module | NK0011042-FN
TX-DC-005-AGG-R01 | RE0 | Routing Engine | JU0011054-RE0
TX-DC-005-AGG-R01 | FPC0 | MPC7E-MRATE | JU0011054-F0
TX-DC-005-AGG-R01 | PEM0 | Power supply AC | JU0011054-P0
TX-DC-005-AGG-R01 | PEM1 | Power supply AC | JU0011054-P1
TX-DC-005-AGG-R01 | FAN0 | Fan tray | JU0011054-FT
TX-DC-005-AGG-R02 | RE0 | Routing Engine | JU0011059-RE0
TX-DC-005-AGG-R02 | FPC0 | MPC7E-MRATE | JU0011059-F0
TX-DC-005-AGG-R02 | PEM0 | Power supply AC | JU0011059-P0
TX-DC-005-AGG-R02 | PEM1 | Power supply AC | JU0011059-P1
TX-DC-005-AGG-R02 | FAN0 | Fan tray | JU0011059-FT
TX-DC-005-AGG-R03 | RE0 | Routing Engine | JU0011068-RE0
TX-DC-005-AGG-R03 | FPC0 | MPC7E-MRATE | JU0011068-F0
TX-DC-005-AGG-R03 | PEM0 | Power supply AC | JU0011068-P0
TX-DC-005-AGG-R03 | PEM1 | Power supply AC | JU0011068-P1
TX-DC-005-AGG-R03 | FAN0 | Fan tray | JU0011068-FT
TX-DC-005-MMR-SW-01 | PSU1 | Power supply | CS0011072-P1
TX-DC-005-MMR-SW-01 | PSU2 | Power supply | CS0011072-P2
TX-DC-005-MMR-SW-01 | FAN | Fan module | CS0011072-FN
TX-DC-005-MMR-SW-02 | PSU1 | Power supply | AR0011077-P1
TX-DC-005-MMR-SW-02 | PSU2 | Power supply | AR0011077-P2
TX-DC-005-MMR-SW-02 | FAN | Fan module | AR0011077-FN
TX-DC-005-MMR-SW-03 | PSU1 | Power supply | AR0011088-P1
TX-DC-005-MMR-SW-03 | PSU2 | Power supply | AR0011088-P2
TX-DC-005-MMR-SW-03 | FAN | Fan module | AR0011088-FN
TX-DC-005-MMR-SW-04 | PSU1 | Power supply | CS0011094-P1
TX-DC-005-MMR-SW-04 | PSU2 | Power supply | CS0011094-P2
TX-DC-005-MMR-SW-04 | FAN | Fan module | CS0011094-FN
TX-DC-005-MMR-SW-05 | PSU1 | Power supply | AR0011099-P1
TX-DC-005-MMR-SW-05 | PSU2 | Power supply | AR0011099-P2
TX-DC-005-MMR-SW-05 | FAN | Fan module | AR0011099-FN
TX-DC-005-MMR-SW-06 | PSU1 | Power supply | CS0011107-P1
TX-DC-005-MMR-SW-06 | PSU2 | Power supply | CS0011107-P2
TX-DC-005-MMR-SW-06 | FAN | Fan module | CS0011107-FN
TX-DC-005-MMR-SW-07 | PSU1 | Power supply | AR0011116-P1
TX-DC-005-MMR-SW-07 | PSU2 | Power supply | AR0011116-P2
TX-DC-005-MMR-SW-07 | FAN | Fan module | AR0011116-FN
TX-DC-005-TOR-001 | PSU1 | Power supply | CS0011122-P1
TX-DC-005-TOR-001 | PSU2 | Power supply | CS0011122-P2
TX-DC-005-TOR-001 | FAN | Fan module | CS0011122-FN
TX-DC-005-TOR-002 | PSU1 | Power supply | JU0011132-P1
TX-DC-005-TOR-002 | PSU2 | Power supply | JU0011132-P2
TX-DC-005-TOR-002 | FAN | Fan module | JU0011132-FN
TX-DC-005-TOR-003 | PSU1 | Power supply | JU0011133-P1
TX-DC-005-TOR-003 | PSU2 | Power supply | JU0011133-P2
TX-DC-005-TOR-003 | FAN | Fan module | JU0011133-FN
TX-DC-005-TOR-004 | PSU1 | Power supply | AR0011143-P1
TX-DC-005-TOR-004 | PSU2 | Power supply | AR0011143-P2
TX-DC-005-TOR-004 | FAN | Fan module | AR0011143-FN
TX-DC-005-TOR-005 | PSU1 | Power supply | AR0011149-P1
TX-DC-005-TOR-005 | PSU2 | Power supply | AR0011149-P2
TX-DC-005-TOR-005 | FAN | Fan module | AR0011149-FN
TX-DC-006-PE-T4-01 | RE0 | Routing Engine | JU0011006-RE0
TX-DC-006-PE-T4-01 | FPC0 | MPC (fixed) | JU0011006-F0
TX-DC-006-PE-T4-01 | PEM0 | Power supply AC | JU0011006-P0
TX-DC-006-PE-T4-01 | PEM1 | Power supply AC | JU0011006-P1
TX-DC-006-PE-T4-01 | FAN0 | Fan tray | JU0011006-FT
TX-DC-006-PE-T4-02 | RE0 | Routing Engine | JU0011007-RE0
TX-DC-006-PE-T4-02 | FPC0 | MPC (fixed) | JU0011007-F0
TX-DC-006-PE-T4-02 | PEM0 | Power supply AC | JU0011007-P0
TX-DC-006-PE-T4-02 | PEM1 | Power supply AC | JU0011007-P1
TX-DC-006-PE-T4-02 | FAN0 | Fan tray | JU0011007-FT
TX-DC-006-PE-T4-03 | RE0 | Routing Engine | NK0011015-RE0
TX-DC-006-PE-T4-03 | FPC0 | MPC7E-MRATE | NK0011015-F0
TX-DC-006-PE-T4-03 | PEM0 | Power supply AC | NK0011015-P0
TX-DC-006-PE-T4-03 | PEM1 | Power supply AC | NK0011015-P1
TX-DC-006-PE-T4-03 | FAN0 | Fan tray | NK0011015-FT
TX-DC-006-PE-T4-04 | RE0 | Routing Engine | NK0011023-RE0
TX-DC-006-PE-T4-04 | FPC0 | MPC7E-MRATE | NK0011023-F0
TX-DC-006-PE-T4-04 | PEM0 | Power supply AC | NK0011023-P0
TX-DC-006-PE-T4-04 | PEM1 | Power supply AC | NK0011023-P1
TX-DC-006-PE-T4-04 | FAN0 | Fan tray | NK0011023-FT
TX-DC-006-FW-01 | PSU1 | Power supply | FG0011034-P1
TX-DC-006-FW-01 | PSU2 | Power supply | FG0011034-P2
TX-DC-006-FW-01 | FAN | Fan module | FG0011034-FN
TX-DC-006-OLA-01 | PSU1 | Power supply | CI0011037-P1
TX-DC-006-OLA-01 | PSU2 | Power supply | CI0011037-P2
TX-DC-006-OLA-01 | FAN | Fan module | CI0011037-FN
TX-DC-006-OLA-02 | PSU1 | Power supply | NK0011042-P1
TX-DC-006-OLA-02 | PSU2 | Power supply | NK0011042-P2
TX-DC-006-OLA-02 | FAN | Fan module | NK0011042-FN
TX-DC-006-AGG-R01 | RE0 | Routing Engine | JU0011049-RE0
TX-DC-006-AGG-R01 | FPC0 | MPC7E-MRATE | JU0011049-F0
TX-DC-006-AGG-R01 | PEM0 | Power supply AC | JU0011049-P0
TX-DC-006-AGG-R01 | PEM1 | Power supply AC | JU0011049-P1
TX-DC-006-AGG-R01 | FAN0 | Fan tray | JU0011049-FT
TX-DC-006-AGG-R02 | RE0 | Routing Engine | JU0011057-RE0
TX-DC-006-AGG-R02 | FPC0 | MPC7E-MRATE | JU0011057-F0
TX-DC-006-AGG-R02 | PEM0 | Power supply AC | JU0011057-P0
TX-DC-006-AGG-R02 | PEM1 | Power supply AC | JU0011057-P1
TX-DC-006-AGG-R02 | FAN0 | Fan tray | JU0011057-FT
TX-DC-006-MMR-SW-01 | PSU1 | Power supply | CS0011066-P1
TX-DC-006-MMR-SW-01 | PSU2 | Power supply | CS0011066-P2
TX-DC-006-MMR-SW-01 | FAN | Fan module | CS0011066-FN
TX-DC-006-MMR-SW-02 | PSU1 | Power supply | AR0011075-P1
TX-DC-006-MMR-SW-02 | PSU2 | Power supply | AR0011075-P2
TX-DC-006-MMR-SW-02 | FAN | Fan module | AR0011075-FN
TX-DC-006-MMR-SW-03 | PSU1 | Power supply | AR0011080-P1
TX-DC-006-MMR-SW-03 | PSU2 | Power supply | AR0011080-P2
TX-DC-006-MMR-SW-03 | FAN | Fan module | AR0011080-FN
TX-DC-006-MMR-SW-04 | PSU1 | Power supply | JU0011086-P1
TX-DC-006-MMR-SW-04 | PSU2 | Power supply | JU0011086-P2
TX-DC-006-MMR-SW-04 | FAN | Fan module | JU0011086-FN
TX-DC-006-MMR-SW-05 | PSU1 | Power supply | AR0011091-P1
TX-DC-006-MMR-SW-05 | PSU2 | Power supply | AR0011091-P2
TX-DC-006-MMR-SW-05 | FAN | Fan module | AR0011091-FN
TX-DC-006-TOR-001 | PSU1 | Power supply | AR0011104-P1
TX-DC-006-TOR-001 | PSU2 | Power supply | AR0011104-P2
TX-DC-006-TOR-001 | FAN | Fan module | AR0011104-FN
TX-DC-006-TOR-002 | PSU1 | Power supply | AR0011108-P1
TX-DC-006-TOR-002 | PSU2 | Power supply | AR0011108-P2
TX-DC-006-TOR-002 | FAN | Fan module | AR0011108-FN
TX-DC-006-TOR-003 | PSU1 | Power supply | CS0011115-P1
TX-DC-006-TOR-003 | PSU2 | Power supply | CS0011115-P2
TX-DC-006-TOR-003 | FAN | Fan module | CS0011115-FN
TX-DC-006-TOR-004 | PSU1 | Power supply | AR0011122-P1
TX-DC-006-TOR-004 | PSU2 | Power supply | AR0011122-P2
TX-DC-006-TOR-004 | FAN | Fan module | AR0011122-FN
TX-DC-007-PE-T4-01 | RE0 | Routing Engine | JU0011006-RE0
TX-DC-007-PE-T4-01 | FPC0 | MPC (fixed) | JU0011006-F0
TX-DC-007-PE-T4-01 | PEM0 | Power supply AC | JU0011006-P0
TX-DC-007-PE-T4-01 | PEM1 | Power supply AC | JU0011006-P1
TX-DC-007-PE-T4-01 | FAN0 | Fan tray | JU0011006-FT
TX-DC-007-PE-T4-02 | RE0 | Routing Engine | JU0011010-RE0
TX-DC-007-PE-T4-02 | FPC0 | MPC (fixed) | JU0011010-F0
TX-DC-007-PE-T4-02 | PEM0 | Power supply AC | JU0011010-P0
TX-DC-007-PE-T4-02 | PEM1 | Power supply AC | JU0011010-P1
TX-DC-007-PE-T4-02 | FAN0 | Fan tray | JU0011010-FT
TX-DC-007-PE-T4-03 | RE0 | Routing Engine | NK0011017-RE0
TX-DC-007-PE-T4-03 | FPC0 | MPC7E-MRATE | NK0011017-F0
TX-DC-007-PE-T4-03 | PEM0 | Power supply AC | NK0011017-P0
TX-DC-007-PE-T4-03 | PEM1 | Power supply AC | NK0011017-P1
TX-DC-007-PE-T4-03 | FAN0 | Fan tray | NK0011017-FT
TX-DC-007-PE-T4-04 | RE0 | Routing Engine | NK0011021-RE0
TX-DC-007-PE-T4-04 | FPC0 | MPC7E-MRATE | NK0011021-F0
TX-DC-007-PE-T4-04 | PEM0 | Power supply AC | NK0011021-P0
TX-DC-007-PE-T4-04 | PEM1 | Power supply AC | NK0011021-P1
TX-DC-007-PE-T4-04 | FAN0 | Fan tray | NK0011021-FT
TX-DC-007-FW-01 | PSU1 | Power supply | FG0011030-P1
TX-DC-007-FW-01 | PSU2 | Power supply | FG0011030-P2
TX-DC-007-FW-01 | FAN | Fan module | FG0011030-FN
TX-DC-007-OLA-01 | PSU1 | Power supply | NK0011039-P1
TX-DC-007-OLA-01 | PSU2 | Power supply | NK0011039-P2
TX-DC-007-OLA-01 | FAN | Fan module | NK0011039-FN
TX-DC-007-AGG-R01 | RE0 | Routing Engine | JU0011046-RE0
TX-DC-007-AGG-R01 | FPC0 | MPC7E-MRATE | JU0011046-F0
TX-DC-007-AGG-R01 | PEM0 | Power supply AC | JU0011046-P0
TX-DC-007-AGG-R01 | PEM1 | Power supply AC | JU0011046-P1
TX-DC-007-AGG-R01 | FAN0 | Fan tray | JU0011046-FT
TX-DC-007-AGG-R02 | RE0 | Routing Engine | JU0011054-RE0
TX-DC-007-AGG-R02 | FPC0 | MPC7E-MRATE | JU0011054-F0
TX-DC-007-AGG-R02 | PEM0 | Power supply AC | JU0011054-P0
TX-DC-007-AGG-R02 | PEM1 | Power supply AC | JU0011054-P1
TX-DC-007-AGG-R02 | FAN0 | Fan tray | JU0011054-FT
TX-DC-007-MMR-SW-01 | PSU1 | Power supply | AR0011057-P1
TX-DC-007-MMR-SW-01 | PSU2 | Power supply | AR0011057-P2
TX-DC-007-MMR-SW-01 | FAN | Fan module | AR0011057-FN
TX-DC-007-MMR-SW-02 | PSU1 | Power supply | AR0011065-P1
TX-DC-007-MMR-SW-02 | PSU2 | Power supply | AR0011065-P2
TX-DC-007-MMR-SW-02 | FAN | Fan module | AR0011065-FN
TX-DC-007-MMR-SW-03 | PSU1 | Power supply | CS0011074-P1
TX-DC-007-MMR-SW-03 | PSU2 | Power supply | CS0011074-P2
TX-DC-007-MMR-SW-03 | FAN | Fan module | CS0011074-FN
TX-DC-007-MMR-SW-04 | PSU1 | Power supply | CS0011079-P1
TX-DC-007-MMR-SW-04 | PSU2 | Power supply | CS0011079-P2
TX-DC-007-MMR-SW-04 | FAN | Fan module | CS0011079-FN
TX-DC-007-TOR-001 | PSU1 | Power supply | JU0011089-P1
TX-DC-007-TOR-001 | PSU2 | Power supply | JU0011089-P2
TX-DC-007-TOR-001 | FAN | Fan module | JU0011089-FN
TX-DC-007-TOR-002 | PSU1 | Power supply | AR0011095-P1
TX-DC-007-TOR-002 | PSU2 | Power supply | AR0011095-P2
TX-DC-007-TOR-002 | FAN | Fan module | AR0011095-FN
TX-DC-007-TOR-003 | PSU1 | Power supply | AR0011102-P1
TX-DC-007-TOR-003 | PSU2 | Power supply | AR0011102-P2
TX-DC-007-TOR-003 | FAN | Fan module | AR0011102-FN
CA-DC-008-PE-T4-01 | RE0 | Routing Engine | JU0011004-RE0
CA-DC-008-PE-T4-01 | FPC0 | MPC (fixed) | JU0011004-F0
CA-DC-008-PE-T4-01 | PEM0 | Power supply AC | JU0011004-P0
CA-DC-008-PE-T4-01 | PEM1 | Power supply AC | JU0011004-P1
CA-DC-008-PE-T4-01 | FAN0 | Fan tray | JU0011004-FT
CA-DC-008-PE-T4-02 | RE0 | Routing Engine | JU0011009-RE0
CA-DC-008-PE-T4-02 | FPC0 | MPC (fixed) | JU0011009-F0
CA-DC-008-PE-T4-02 | PEM0 | Power supply AC | JU0011009-P0
CA-DC-008-PE-T4-02 | PEM1 | Power supply AC | JU0011009-P1
CA-DC-008-PE-T4-02 | FAN0 | Fan tray | JU0011009-FT
CA-DC-008-PE-T4-03 | RE0 | Routing Engine | CS0011014-RE0
CA-DC-008-PE-T4-03 | FPC0 | MPC7E-MRATE | CS0011014-F0
CA-DC-008-PE-T4-03 | PEM0 | Power supply AC | CS0011014-P0
CA-DC-008-PE-T4-03 | PEM1 | Power supply AC | CS0011014-P1
CA-DC-008-PE-T4-03 | FAN0 | Fan tray | CS0011014-FT
CA-DC-008-PE-T4-04 | RE0 | Routing Engine | CS0011026-RE0
CA-DC-008-PE-T4-04 | FPC0 | MPC7E-MRATE | CS0011026-F0
CA-DC-008-PE-T4-04 | PEM0 | Power supply AC | CS0011026-P0
CA-DC-008-PE-T4-04 | PEM1 | Power supply AC | CS0011026-P1
CA-DC-008-PE-T4-04 | FAN0 | Fan tray | CS0011026-FT
CA-DC-008-FW-01 | PSU1 | Power supply | FG0011031-P1
CA-DC-008-FW-01 | PSU2 | Power supply | FG0011031-P2
CA-DC-008-FW-01 | FAN | Fan module | FG0011031-FN
CA-DC-008-OLA-01 | PSU1 | Power supply | NK0011040-P1
CA-DC-008-OLA-01 | PSU2 | Power supply | NK0011040-P2
CA-DC-008-OLA-01 | FAN | Fan module | NK0011040-FN
CA-DC-008-OLA-02 | PSU1 | Power supply | NK0011043-P1
CA-DC-008-OLA-02 | PSU2 | Power supply | NK0011043-P2
CA-DC-008-OLA-02 | FAN | Fan module | NK0011043-FN
CA-DC-008-AGG-R01 | RE0 | Routing Engine | JU0011050-RE0
CA-DC-008-AGG-R01 | FPC0 | MPC7E-MRATE | JU0011050-F0
CA-DC-008-AGG-R01 | PEM0 | Power supply AC | JU0011050-P0
CA-DC-008-AGG-R01 | PEM1 | Power supply AC | JU0011050-P1
CA-DC-008-AGG-R01 | FAN0 | Fan tray | JU0011050-FT
CA-DC-008-AGG-R02 | RE0 | Routing Engine | JU0011060-RE0
CA-DC-008-AGG-R02 | FPC0 | MPC7E-MRATE | JU0011060-F0
CA-DC-008-AGG-R02 | PEM0 | Power supply AC | JU0011060-P0
CA-DC-008-AGG-R02 | PEM1 | Power supply AC | JU0011060-P1
CA-DC-008-AGG-R02 | FAN0 | Fan tray | JU0011060-FT
CA-DC-008-AGG-R03 | RE0 | Routing Engine | JU0011064-RE0
CA-DC-008-AGG-R03 | FPC0 | MPC7E-MRATE | JU0011064-F0
CA-DC-008-AGG-R03 | PEM0 | Power supply AC | JU0011064-P0
CA-DC-008-AGG-R03 | PEM1 | Power supply AC | JU0011064-P1
CA-DC-008-AGG-R03 | FAN0 | Fan tray | JU0011064-FT
CA-DC-008-MMR-SW-01 | PSU1 | Power supply | CS0011073-P1
CA-DC-008-MMR-SW-01 | PSU2 | Power supply | CS0011073-P2
CA-DC-008-MMR-SW-01 | FAN | Fan module | CS0011073-FN
CA-DC-008-MMR-SW-02 | PSU1 | Power supply | CS0011078-P1
CA-DC-008-MMR-SW-02 | PSU2 | Power supply | CS0011078-P2
CA-DC-008-MMR-SW-02 | FAN | Fan module | CS0011078-FN
CA-DC-008-MMR-SW-03 | PSU1 | Power supply | AR0011090-P1
CA-DC-008-MMR-SW-03 | PSU2 | Power supply | AR0011090-P2
CA-DC-008-MMR-SW-03 | FAN | Fan module | AR0011090-FN
CA-DC-008-MMR-SW-04 | PSU1 | Power supply | AR0011093-P1
CA-DC-008-MMR-SW-04 | PSU2 | Power supply | AR0011093-P2
CA-DC-008-MMR-SW-04 | FAN | Fan module | AR0011093-FN
CA-DC-008-MMR-SW-05 | PSU1 | Power supply | JU0011100-P1
CA-DC-008-MMR-SW-05 | PSU2 | Power supply | JU0011100-P2
CA-DC-008-MMR-SW-05 | FAN | Fan module | JU0011100-FN
CA-DC-008-MMR-SW-06 | PSU1 | Power supply | CS0011105-P1
CA-DC-008-MMR-SW-06 | PSU2 | Power supply | CS0011105-P2
CA-DC-008-MMR-SW-06 | FAN | Fan module | CS0011105-FN
CA-DC-008-MMR-SW-07 | PSU1 | Power supply | AR0011115-P1
CA-DC-008-MMR-SW-07 | PSU2 | Power supply | AR0011115-P2
CA-DC-008-MMR-SW-07 | FAN | Fan module | AR0011115-FN
CA-DC-008-TOR-001 | PSU1 | Power supply | AR0011122-P1
CA-DC-008-TOR-001 | PSU2 | Power supply | AR0011122-P2
CA-DC-008-TOR-001 | FAN | Fan module | AR0011122-FN
CA-DC-008-TOR-002 | PSU1 | Power supply | CS0011126-P1
CA-DC-008-TOR-002 | PSU2 | Power supply | CS0011126-P2
CA-DC-008-TOR-002 | FAN | Fan module | CS0011126-FN
CA-DC-008-TOR-003 | PSU1 | Power supply | JU0011137-P1
CA-DC-008-TOR-003 | PSU2 | Power supply | JU0011137-P2
CA-DC-008-TOR-003 | FAN | Fan module | JU0011137-FN
CA-DC-008-TOR-004 | PSU1 | Power supply | JU0011140-P1
CA-DC-008-TOR-004 | PSU2 | Power supply | JU0011140-P2
CA-DC-008-TOR-004 | FAN | Fan module | JU0011140-FN
CA-DC-008-TOR-005 | PSU1 | Power supply | JU0011147-P1
CA-DC-008-TOR-005 | PSU2 | Power supply | JU0011147-P2
CA-DC-008-TOR-005 | FAN | Fan module | JU0011147-FN
IL-DC-009-PE-T4-01 | RE0 | Routing Engine | JU0011005-RE0
IL-DC-009-PE-T4-01 | FPC0 | MPC (fixed) | JU0011005-F0
IL-DC-009-PE-T4-01 | PEM0 | Power supply AC | JU0011005-P0
IL-DC-009-PE-T4-01 | PEM1 | Power supply AC | JU0011005-P1
IL-DC-009-PE-T4-01 | FAN0 | Fan tray | JU0011005-FT
IL-DC-009-PE-T4-02 | RE0 | Routing Engine | JU0011007-RE0
IL-DC-009-PE-T4-02 | FPC0 | MPC (fixed) | JU0011007-F0
IL-DC-009-PE-T4-02 | PEM0 | Power supply AC | JU0011007-P0
IL-DC-009-PE-T4-02 | PEM1 | Power supply AC | JU0011007-P1
IL-DC-009-PE-T4-02 | FAN0 | Fan tray | JU0011007-FT
IL-DC-009-PE-T4-03 | RE0 | Routing Engine | JU0011016-RE0
IL-DC-009-PE-T4-03 | FPC0 | MPC7E-MRATE | JU0011016-F0
IL-DC-009-PE-T4-03 | PEM0 | Power supply AC | JU0011016-P0
IL-DC-009-PE-T4-03 | PEM1 | Power supply AC | JU0011016-P1
IL-DC-009-PE-T4-03 | FAN0 | Fan tray | JU0011016-FT
IL-DC-009-PE-T4-04 | RE0 | Routing Engine | JU0011024-RE0
IL-DC-009-PE-T4-04 | FPC0 | MPC7E-MRATE | JU0011024-F0
IL-DC-009-PE-T4-04 | PEM0 | Power supply AC | JU0011024-P0
IL-DC-009-PE-T4-04 | PEM1 | Power supply AC | JU0011024-P1
IL-DC-009-PE-T4-04 | FAN0 | Fan tray | JU0011024-FT
IL-DC-009-FW-01 | PSU1 | Power supply | FG0011030-P1
IL-DC-009-FW-01 | PSU2 | Power supply | FG0011030-P2
IL-DC-009-FW-01 | FAN | Fan module | FG0011030-FN
IL-DC-009-FW-02 | PSU1 | Power supply | FG0011035-P1
IL-DC-009-FW-02 | PSU2 | Power supply | FG0011035-P2
IL-DC-009-FW-02 | FAN | Fan module | FG0011035-FN
IL-DC-009-OLA-01 | PSU1 | Power supply | NK0011046-P1
IL-DC-009-OLA-01 | PSU2 | Power supply | NK0011046-P2
IL-DC-009-OLA-01 | FAN | Fan module | NK0011046-FN
IL-DC-009-OLA-02 | PSU1 | Power supply | CI0011053-P1
IL-DC-009-OLA-02 | PSU2 | Power supply | CI0011053-P2
IL-DC-009-OLA-02 | FAN | Fan module | CI0011053-FN
IL-DC-009-AGG-R01 | RE0 | Routing Engine | JU0011060-RE0
IL-DC-009-AGG-R01 | FPC0 | MPC7E-MRATE | JU0011060-F0
IL-DC-009-AGG-R01 | PEM0 | Power supply AC | JU0011060-P0
IL-DC-009-AGG-R01 | PEM1 | Power supply AC | JU0011060-P1
IL-DC-009-AGG-R01 | FAN0 | Fan tray | JU0011060-FT
IL-DC-009-AGG-R02 | RE0 | Routing Engine | JU0011065-RE0
IL-DC-009-AGG-R02 | FPC0 | MPC7E-MRATE | JU0011065-F0
IL-DC-009-AGG-R02 | PEM0 | Power supply AC | JU0011065-P0
IL-DC-009-AGG-R02 | PEM1 | Power supply AC | JU0011065-P1
IL-DC-009-AGG-R02 | FAN0 | Fan tray | JU0011065-FT
IL-DC-009-AGG-R03 | RE0 | Routing Engine | JU0011072-RE0
IL-DC-009-AGG-R03 | FPC0 | MPC7E-MRATE | JU0011072-F0
IL-DC-009-AGG-R03 | PEM0 | Power supply AC | JU0011072-P0
IL-DC-009-AGG-R03 | PEM1 | Power supply AC | JU0011072-P1
IL-DC-009-AGG-R03 | FAN0 | Fan tray | JU0011072-FT
IL-DC-009-MMR-SW-01 | PSU1 | Power supply | CS0011077-P1
IL-DC-009-MMR-SW-01 | PSU2 | Power supply | CS0011077-P2
IL-DC-009-MMR-SW-01 | FAN | Fan module | CS0011077-FN
IL-DC-009-MMR-SW-02 | PSU1 | Power supply | CS0011085-P1
IL-DC-009-MMR-SW-02 | PSU2 | Power supply | CS0011085-P2
IL-DC-009-MMR-SW-02 | FAN | Fan module | CS0011085-FN
IL-DC-009-MMR-SW-03 | PSU1 | Power supply | JU0011094-P1
IL-DC-009-MMR-SW-03 | PSU2 | Power supply | JU0011094-P2
IL-DC-009-MMR-SW-03 | FAN | Fan module | JU0011094-FN
IL-DC-009-MMR-SW-04 | PSU1 | Power supply | JU0011099-P1
IL-DC-009-MMR-SW-04 | PSU2 | Power supply | JU0011099-P2
IL-DC-009-MMR-SW-04 | FAN | Fan module | JU0011099-FN
IL-DC-009-MMR-SW-05 | PSU1 | Power supply | JU0011110-P1
IL-DC-009-MMR-SW-05 | PSU2 | Power supply | JU0011110-P2
IL-DC-009-MMR-SW-05 | FAN | Fan module | JU0011110-FN
IL-DC-009-MMR-SW-06 | PSU1 | Power supply | AR0011116-P1
IL-DC-009-MMR-SW-06 | PSU2 | Power supply | AR0011116-P2
IL-DC-009-MMR-SW-06 | FAN | Fan module | AR0011116-FN
IL-DC-009-MMR-SW-07 | PSU1 | Power supply | AR0011119-P1
IL-DC-009-MMR-SW-07 | PSU2 | Power supply | AR0011119-P2
IL-DC-009-MMR-SW-07 | FAN | Fan module | AR0011119-FN
IL-DC-009-MMR-SW-08 | PSU1 | Power supply | CS0011126-P1
IL-DC-009-MMR-SW-08 | PSU2 | Power supply | CS0011126-P2
IL-DC-009-MMR-SW-08 | FAN | Fan module | CS0011126-FN
IL-DC-009-TOR-001 | PSU1 | Power supply | CS0011139-P1
IL-DC-009-TOR-001 | PSU2 | Power supply | CS0011139-P2
IL-DC-009-TOR-001 | FAN | Fan module | CS0011139-FN
IL-DC-009-TOR-002 | PSU1 | Power supply | AR0011141-P1
IL-DC-009-TOR-002 | PSU2 | Power supply | AR0011141-P2
IL-DC-009-TOR-002 | FAN | Fan module | AR0011141-FN
IL-DC-009-TOR-003 | PSU1 | Power supply | JU0011149-P1
IL-DC-009-TOR-003 | PSU2 | Power supply | JU0011149-P2
IL-DC-009-TOR-003 | FAN | Fan module | JU0011149-FN
IL-DC-009-TOR-004 | PSU1 | Power supply | AR0011157-P1
IL-DC-009-TOR-004 | PSU2 | Power supply | AR0011157-P2
IL-DC-009-TOR-004 | FAN | Fan module | AR0011157-FN
IL-DC-009-TOR-005 | PSU1 | Power supply | AR0011164-P1
IL-DC-009-TOR-005 | PSU2 | Power supply | AR0011164-P2
IL-DC-009-TOR-005 | FAN | Fan module | AR0011164-FN
IL-DC-009-TOR-006 | PSU1 | Power supply | JU0011174-P1
IL-DC-009-TOR-006 | PSU2 | Power supply | JU0011174-P2
IL-DC-009-TOR-006 | FAN | Fan module | JU0011174-FN
AZ-DC-010-PE-T4-01 | RE0 | Routing Engine | JU0011006-RE0
AZ-DC-010-PE-T4-01 | FPC0 | MPC (fixed) | JU0011006-F0
AZ-DC-010-PE-T4-01 | PEM0 | Power supply AC | JU0011006-P0
AZ-DC-010-PE-T4-01 | PEM1 | Power supply AC | JU0011006-P1
AZ-DC-010-PE-T4-01 | FAN0 | Fan tray | JU0011006-FT
AZ-DC-010-PE-T4-02 | RE0 | Routing Engine | JU0011007-RE0
AZ-DC-010-PE-T4-02 | FPC0 | MPC (fixed) | JU0011007-F0
AZ-DC-010-PE-T4-02 | PEM0 | Power supply AC | JU0011007-P0
AZ-DC-010-PE-T4-02 | PEM1 | Power supply AC | JU0011007-P1
AZ-DC-010-PE-T4-02 | FAN0 | Fan tray | JU0011007-FT
AZ-DC-010-PE-T4-03 | RE0 | Routing Engine | CS0011015-RE0
AZ-DC-010-PE-T4-03 | FPC0 | MPC7E-MRATE | CS0011015-F0
AZ-DC-010-PE-T4-03 | PEM0 | Power supply AC | CS0011015-P0
AZ-DC-010-PE-T4-03 | PEM1 | Power supply AC | CS0011015-P1
AZ-DC-010-PE-T4-03 | FAN0 | Fan tray | CS0011015-FT
AZ-DC-010-PE-T4-04 | RE0 | Routing Engine | CS0011024-RE0
AZ-DC-010-PE-T4-04 | FPC0 | MPC7E-MRATE | CS0011024-F0
AZ-DC-010-PE-T4-04 | PEM0 | Power supply AC | CS0011024-P0
AZ-DC-010-PE-T4-04 | PEM1 | Power supply AC | CS0011024-P1
AZ-DC-010-PE-T4-04 | FAN0 | Fan tray | CS0011024-FT
AZ-DC-010-FW-01 | PSU1 | Power supply | FG0011031-P1
AZ-DC-010-FW-01 | PSU2 | Power supply | FG0011031-P2
AZ-DC-010-FW-01 | FAN | Fan module | FG0011031-FN
AZ-DC-010-OLA-01 | PSU1 | Power supply | NK0011038-P1
AZ-DC-010-OLA-01 | PSU2 | Power supply | NK0011038-P2
AZ-DC-010-OLA-01 | FAN | Fan module | NK0011038-FN
AZ-DC-010-AGG-R01 | RE0 | Routing Engine | JU0011045-RE0
AZ-DC-010-AGG-R01 | FPC0 | MPC7E-MRATE | JU0011045-F0
AZ-DC-010-AGG-R01 | PEM0 | Power supply AC | JU0011045-P0
AZ-DC-010-AGG-R01 | PEM1 | Power supply AC | JU0011045-P1
AZ-DC-010-AGG-R01 | FAN0 | Fan tray | JU0011045-FT
AZ-DC-010-AGG-R02 | RE0 | Routing Engine | JU0011050-RE0
AZ-DC-010-AGG-R02 | FPC0 | MPC7E-MRATE | JU0011050-F0
AZ-DC-010-AGG-R02 | PEM0 | Power supply AC | JU0011050-P0
AZ-DC-010-AGG-R02 | PEM1 | Power supply AC | JU0011050-P1
AZ-DC-010-AGG-R02 | FAN0 | Fan tray | JU0011050-FT
AZ-DC-010-MMR-SW-01 | PSU1 | Power supply | AR0011056-P1
AZ-DC-010-MMR-SW-01 | PSU2 | Power supply | AR0011056-P2
AZ-DC-010-MMR-SW-01 | FAN | Fan module | AR0011056-FN
AZ-DC-010-MMR-SW-02 | PSU1 | Power supply | JU0011063-P1
AZ-DC-010-MMR-SW-02 | PSU2 | Power supply | JU0011063-P2
AZ-DC-010-MMR-SW-02 | FAN | Fan module | JU0011063-FN
AZ-DC-010-MMR-SW-03 | PSU1 | Power supply | JU0011073-P1
AZ-DC-010-MMR-SW-03 | PSU2 | Power supply | JU0011073-P2
AZ-DC-010-MMR-SW-03 | FAN | Fan module | JU0011073-FN
AZ-DC-010-MMR-SW-04 | PSU1 | Power supply | AR0011083-P1
AZ-DC-010-MMR-SW-04 | PSU2 | Power supply | AR0011083-P2
AZ-DC-010-MMR-SW-04 | FAN | Fan module | AR0011083-FN
AZ-DC-010-TOR-001 | PSU1 | Power supply | AR0011087-P1
AZ-DC-010-TOR-001 | PSU2 | Power supply | AR0011087-P2
AZ-DC-010-TOR-001 | FAN | Fan module | AR0011087-FN
AZ-DC-010-TOR-002 | PSU1 | Power supply | AR0011097-P1
AZ-DC-010-TOR-002 | PSU2 | Power supply | AR0011097-P2
AZ-DC-010-TOR-002 | FAN | Fan module | AR0011097-FN
AZ-DC-010-TOR-003 | PSU1 | Power supply | CS0011098-P1
AZ-DC-010-TOR-003 | PSU2 | Power supply | CS0011098-P2
AZ-DC-010-TOR-003 | FAN | Fan module | CS0011098-FN
GA-DC-011-PE-T4-01 | RE0 | Routing Engine | JU0011005-RE0
GA-DC-011-PE-T4-01 | FPC0 | MPC (fixed) | JU0011005-F0
GA-DC-011-PE-T4-01 | PEM0 | Power supply AC | JU0011005-P0
GA-DC-011-PE-T4-01 | PEM1 | Power supply AC | JU0011005-P1
GA-DC-011-PE-T4-01 | FAN0 | Fan tray | JU0011005-FT
GA-DC-011-PE-T4-02 | RE0 | Routing Engine | JU0011012-RE0
GA-DC-011-PE-T4-02 | FPC0 | MPC (fixed) | JU0011012-F0
GA-DC-011-PE-T4-02 | PEM0 | Power supply AC | JU0011012-P0
GA-DC-011-PE-T4-02 | PEM1 | Power supply AC | JU0011012-P1
GA-DC-011-PE-T4-02 | FAN0 | Fan tray | JU0011012-FT
GA-DC-011-PE-T4-03 | RE0 | Routing Engine | JU0011014-RE0
GA-DC-011-PE-T4-03 | FPC0 | MPC7E-MRATE | JU0011014-F0
GA-DC-011-PE-T4-03 | PEM0 | Power supply AC | JU0011014-P0
GA-DC-011-PE-T4-03 | PEM1 | Power supply AC | JU0011014-P1
GA-DC-011-PE-T4-03 | FAN0 | Fan tray | JU0011014-FT
GA-DC-011-PE-T4-04 | RE0 | Routing Engine | JU0011024-RE0
GA-DC-011-PE-T4-04 | FPC0 | MPC7E-MRATE | JU0011024-F0
GA-DC-011-PE-T4-04 | PEM0 | Power supply AC | JU0011024-P0
GA-DC-011-PE-T4-04 | PEM1 | Power supply AC | JU0011024-P1
GA-DC-011-PE-T4-04 | FAN0 | Fan tray | JU0011024-FT
GA-DC-011-FW-01 | PSU1 | Power supply | FG0011034-P1
GA-DC-011-FW-01 | PSU2 | Power supply | FG0011034-P2
GA-DC-011-FW-01 | FAN | Fan module | FG0011034-FN
GA-DC-011-OLA-01 | PSU1 | Power supply | NK0011040-P1
GA-DC-011-OLA-01 | PSU2 | Power supply | NK0011040-P2
GA-DC-011-OLA-01 | FAN | Fan module | NK0011040-FN
GA-DC-011-OLA-02 | PSU1 | Power supply | CI0011047-P1
GA-DC-011-OLA-02 | PSU2 | Power supply | CI0011047-P2
GA-DC-011-OLA-02 | FAN | Fan module | CI0011047-FN
GA-DC-011-AGG-R01 | RE0 | Routing Engine | JU0011055-RE0
GA-DC-011-AGG-R01 | FPC0 | MPC7E-MRATE | JU0011055-F0
GA-DC-011-AGG-R01 | PEM0 | Power supply AC | JU0011055-P0
GA-DC-011-AGG-R01 | PEM1 | Power supply AC | JU0011055-P1
GA-DC-011-AGG-R01 | FAN0 | Fan tray | JU0011055-FT
GA-DC-011-AGG-R02 | RE0 | Routing Engine | JU0011056-RE0
GA-DC-011-AGG-R02 | FPC0 | MPC7E-MRATE | JU0011056-F0
GA-DC-011-AGG-R02 | PEM0 | Power supply AC | JU0011056-P0
GA-DC-011-AGG-R02 | PEM1 | Power supply AC | JU0011056-P1
GA-DC-011-AGG-R02 | FAN0 | Fan tray | JU0011056-FT
GA-DC-011-MMR-SW-01 | PSU1 | Power supply | JU0011065-P1
GA-DC-011-MMR-SW-01 | PSU2 | Power supply | JU0011065-P2
GA-DC-011-MMR-SW-01 | FAN | Fan module | JU0011065-FN
GA-DC-011-MMR-SW-02 | PSU1 | Power supply | AR0011074-P1
GA-DC-011-MMR-SW-02 | PSU2 | Power supply | AR0011074-P2
GA-DC-011-MMR-SW-02 | FAN | Fan module | AR0011074-FN
GA-DC-011-MMR-SW-03 | PSU1 | Power supply | AR0011077-P1
GA-DC-011-MMR-SW-03 | PSU2 | Power supply | AR0011077-P2
GA-DC-011-MMR-SW-03 | FAN | Fan module | AR0011077-FN
GA-DC-011-MMR-SW-04 | PSU1 | Power supply | CS0011087-P1
GA-DC-011-MMR-SW-04 | PSU2 | Power supply | CS0011087-P2
GA-DC-011-MMR-SW-04 | FAN | Fan module | CS0011087-FN
GA-DC-011-MMR-SW-05 | PSU1 | Power supply | CS0011096-P1
GA-DC-011-MMR-SW-05 | PSU2 | Power supply | CS0011096-P2
GA-DC-011-MMR-SW-05 | FAN | Fan module | CS0011096-FN
GA-DC-011-MMR-SW-06 | PSU1 | Power supply | JU0011104-P1
GA-DC-011-MMR-SW-06 | PSU2 | Power supply | JU0011104-P2
GA-DC-011-MMR-SW-06 | FAN | Fan module | JU0011104-FN
GA-DC-011-TOR-001 | PSU1 | Power supply | JU0011109-P1
GA-DC-011-TOR-001 | PSU2 | Power supply | JU0011109-P2
GA-DC-011-TOR-001 | FAN | Fan module | JU0011109-FN
GA-DC-011-TOR-002 | PSU1 | Power supply | AR0011118-P1
GA-DC-011-TOR-002 | PSU2 | Power supply | AR0011118-P2
GA-DC-011-TOR-002 | FAN | Fan module | AR0011118-FN
GA-DC-011-TOR-003 | PSU1 | Power supply | CS0011124-P1
GA-DC-011-TOR-003 | PSU2 | Power supply | CS0011124-P2
GA-DC-011-TOR-003 | FAN | Fan module | CS0011124-FN
GA-DC-011-TOR-004 | PSU1 | Power supply | CS0011126-P1
GA-DC-011-TOR-004 | PSU2 | Power supply | CS0011126-P2
GA-DC-011-TOR-004 | FAN | Fan module | CS0011126-FN
GA-DC-011-TOR-005 | PSU1 | Power supply | AR0011137-P1
GA-DC-011-TOR-005 | PSU2 | Power supply | AR0011137-P2
GA-DC-011-TOR-005 | FAN | Fan module | AR0011137-FN
NJ-DC-012-PE-T4-01 | RE0 | Routing Engine | JU0011005-RE0
NJ-DC-012-PE-T4-01 | FPC0 | MPC (fixed) | JU0011005-F0
NJ-DC-012-PE-T4-01 | PEM0 | Power supply AC | JU0011005-P0
NJ-DC-012-PE-T4-01 | PEM1 | Power supply AC | JU0011005-P1
NJ-DC-012-PE-T4-01 | FAN0 | Fan tray | JU0011005-FT
NJ-DC-012-PE-T4-02 | RE0 | Routing Engine | JU0011007-RE0
NJ-DC-012-PE-T4-02 | FPC0 | MPC (fixed) | JU0011007-F0
NJ-DC-012-PE-T4-02 | PEM0 | Power supply AC | JU0011007-P0
NJ-DC-012-PE-T4-02 | PEM1 | Power supply AC | JU0011007-P1
NJ-DC-012-PE-T4-02 | FAN0 | Fan tray | JU0011007-FT
NJ-DC-012-PE-T4-03 | RE0 | Routing Engine | JU0011018-RE0
NJ-DC-012-PE-T4-03 | FPC0 | MPC (fixed) | JU0011018-F0
NJ-DC-012-PE-T4-03 | PEM0 | Power supply AC | JU0011018-P0
NJ-DC-012-PE-T4-03 | PEM1 | Power supply AC | JU0011018-P1
NJ-DC-012-PE-T4-03 | FAN0 | Fan tray | JU0011018-FT
NJ-DC-012-PE-T4-04 | RE0 | Routing Engine | JU0011023-RE0
NJ-DC-012-PE-T4-04 | FPC0 | MPC (fixed) | JU0011023-F0
NJ-DC-012-PE-T4-04 | PEM0 | Power supply AC | JU0011023-P0
NJ-DC-012-PE-T4-04 | PEM1 | Power supply AC | JU0011023-P1
NJ-DC-012-PE-T4-04 | FAN0 | Fan tray | JU0011023-FT
NJ-DC-012-FW-01 | PSU1 | Power supply | FG0011028-P1
NJ-DC-012-FW-01 | PSU2 | Power supply | FG0011028-P2
NJ-DC-012-FW-01 | FAN | Fan module | FG0011028-FN
NJ-DC-012-OLA-01 | PSU1 | Power supply | CI0011036-P1
NJ-DC-012-OLA-01 | PSU2 | Power supply | CI0011036-P2
NJ-DC-012-OLA-01 | FAN | Fan module | CI0011036-FN
NJ-DC-012-AGG-R01 | RE0 | Routing Engine | JU0011046-RE0
NJ-DC-012-AGG-R01 | FPC0 | MPC7E-MRATE | JU0011046-F0
NJ-DC-012-AGG-R01 | PEM0 | Power supply AC | JU0011046-P0
NJ-DC-012-AGG-R01 | PEM1 | Power supply AC | JU0011046-P1
NJ-DC-012-AGG-R01 | FAN0 | Fan tray | JU0011046-FT
NJ-DC-012-AGG-R02 | RE0 | Routing Engine | JU0011054-RE0
NJ-DC-012-AGG-R02 | FPC0 | MPC7E-MRATE | JU0011054-F0
NJ-DC-012-AGG-R02 | PEM0 | Power supply AC | JU0011054-P0
NJ-DC-012-AGG-R02 | PEM1 | Power supply AC | JU0011054-P1
NJ-DC-012-AGG-R02 | FAN0 | Fan tray | JU0011054-FT
NJ-DC-012-MMR-SW-01 | PSU1 | Power supply | JU0011062-P1
NJ-DC-012-MMR-SW-01 | PSU2 | Power supply | JU0011062-P2
NJ-DC-012-MMR-SW-01 | FAN | Fan module | JU0011062-FN
NJ-DC-012-MMR-SW-02 | PSU1 | Power supply | CS0011063-P1
NJ-DC-012-MMR-SW-02 | PSU2 | Power supply | CS0011063-P2
NJ-DC-012-MMR-SW-02 | FAN | Fan module | CS0011063-FN
NJ-DC-012-MMR-SW-03 | PSU1 | Power supply | CS0011070-P1
NJ-DC-012-MMR-SW-03 | PSU2 | Power supply | CS0011070-P2
NJ-DC-012-MMR-SW-03 | FAN | Fan module | CS0011070-FN
NJ-DC-012-MMR-SW-04 | PSU1 | Power supply | AR0011081-P1
NJ-DC-012-MMR-SW-04 | PSU2 | Power supply | AR0011081-P2
NJ-DC-012-MMR-SW-04 | FAN | Fan module | AR0011081-FN
NJ-DC-012-TOR-001 | PSU1 | Power supply | JU0011090-P1
NJ-DC-012-TOR-001 | PSU2 | Power supply | JU0011090-P2
NJ-DC-012-TOR-001 | FAN | Fan module | JU0011090-FN
NJ-DC-012-TOR-002 | PSU1 | Power supply | CS0011093-P1
NJ-DC-012-TOR-002 | PSU2 | Power supply | CS0011093-P2
NJ-DC-012-TOR-002 | FAN | Fan module | CS0011093-FN
OR-DC-014-PE-T4-01 | RE0 | Routing Engine | JU0011003-RE0
OR-DC-014-PE-T4-01 | FPC0 | MPC (fixed) | JU0011003-F0
OR-DC-014-PE-T4-01 | PEM0 | Power supply AC | JU0011003-P0
OR-DC-014-PE-T4-01 | PEM1 | Power supply AC | JU0011003-P1
OR-DC-014-PE-T4-01 | FAN0 | Fan tray | JU0011003-FT
OR-DC-014-PE-T4-02 | RE0 | Routing Engine | JU0011007-RE0
OR-DC-014-PE-T4-02 | FPC0 | MPC (fixed) | JU0011007-F0
OR-DC-014-PE-T4-02 | PEM0 | Power supply AC | JU0011007-P0
OR-DC-014-PE-T4-02 | PEM1 | Power supply AC | JU0011007-P1
OR-DC-014-PE-T4-02 | FAN0 | Fan tray | JU0011007-FT
OR-DC-014-PE-T4-03 | RE0 | Routing Engine | NK0011017-RE0
OR-DC-014-PE-T4-03 | FPC0 | MPC7E-MRATE | NK0011017-F0
OR-DC-014-PE-T4-03 | PEM0 | Power supply AC | NK0011017-P0
OR-DC-014-PE-T4-03 | PEM1 | Power supply AC | NK0011017-P1
OR-DC-014-PE-T4-03 | FAN0 | Fan tray | NK0011017-FT
OR-DC-014-PE-T4-04 | RE0 | Routing Engine | NK0011025-RE0
OR-DC-014-PE-T4-04 | FPC0 | MPC7E-MRATE | NK0011025-F0
OR-DC-014-PE-T4-04 | PEM0 | Power supply AC | NK0011025-P0
OR-DC-014-PE-T4-04 | PEM1 | Power supply AC | NK0011025-P1
OR-DC-014-PE-T4-04 | FAN0 | Fan tray | NK0011025-FT
OR-DC-014-FW-01 | PSU1 | Power supply | FG0011030-P1
OR-DC-014-FW-01 | PSU2 | Power supply | FG0011030-P2
OR-DC-014-FW-01 | FAN | Fan module | FG0011030-FN
OR-DC-014-OLA-01 | PSU1 | Power supply | NK0011039-P1
OR-DC-014-OLA-01 | PSU2 | Power supply | NK0011039-P2
OR-DC-014-OLA-01 | FAN | Fan module | NK0011039-FN
OR-DC-014-AGG-R01 | RE0 | Routing Engine | JU0011046-RE0
OR-DC-014-AGG-R01 | FPC0 | MPC7E-MRATE | JU0011046-F0
OR-DC-014-AGG-R01 | PEM0 | Power supply AC | JU0011046-P0
OR-DC-014-AGG-R01 | PEM1 | Power supply AC | JU0011046-P1
OR-DC-014-AGG-R01 | FAN0 | Fan tray | JU0011046-FT
OR-DC-014-AGG-R02 | RE0 | Routing Engine | JU0011051-RE0
OR-DC-014-AGG-R02 | FPC0 | MPC7E-MRATE | JU0011051-F0
OR-DC-014-AGG-R02 | PEM0 | Power supply AC | JU0011051-P0
OR-DC-014-AGG-R02 | PEM1 | Power supply AC | JU0011051-P1
OR-DC-014-AGG-R02 | FAN0 | Fan tray | JU0011051-FT
OR-DC-014-MMR-SW-01 | PSU1 | Power supply | JU0011056-P1
OR-DC-014-MMR-SW-01 | PSU2 | Power supply | JU0011056-P2
OR-DC-014-MMR-SW-01 | FAN | Fan module | JU0011056-FN
OR-DC-014-MMR-SW-02 | PSU1 | Power supply | AR0011066-P1
OR-DC-014-MMR-SW-02 | PSU2 | Power supply | AR0011066-P2
OR-DC-014-MMR-SW-02 | FAN | Fan module | AR0011066-FN
OR-DC-014-MMR-SW-03 | PSU1 | Power supply | CS0011071-P1
OR-DC-014-MMR-SW-03 | PSU2 | Power supply | CS0011071-P2
OR-DC-014-MMR-SW-03 | FAN | Fan module | CS0011071-FN
OR-DC-014-MMR-SW-04 | PSU1 | Power supply | AR0011081-P1
OR-DC-014-MMR-SW-04 | PSU2 | Power supply | AR0011081-P2
OR-DC-014-MMR-SW-04 | FAN | Fan module | AR0011081-FN
OR-DC-014-MMR-SW-05 | PSU1 | Power supply | AR0011086-P1
OR-DC-014-MMR-SW-05 | PSU2 | Power supply | AR0011086-P2
OR-DC-014-MMR-SW-05 | FAN | Fan module | AR0011086-FN
OR-DC-014-TOR-001 | PSU1 | Power supply | JU0011097-P1
OR-DC-014-TOR-001 | PSU2 | Power supply | JU0011097-P2
OR-DC-014-TOR-001 | FAN | Fan module | JU0011097-FN
OR-DC-014-TOR-002 | PSU1 | Power supply | AR0011102-P1
OR-DC-014-TOR-002 | PSU2 | Power supply | AR0011102-P2
OR-DC-014-TOR-002 | FAN | Fan module | AR0011102-FN
OR-DC-014-TOR-003 | PSU1 | Power supply | CS0011105-P1
OR-DC-014-TOR-003 | PSU2 | Power supply | CS0011105-P2
OR-DC-014-TOR-003 | FAN | Fan module | CS0011105-FN
CO-DC-015-PE-T4-01 | RE0 | Routing Engine | JU0011006-RE0
CO-DC-015-PE-T4-01 | FPC0 | MPC (fixed) | JU0011006-F0
CO-DC-015-PE-T4-01 | PEM0 | Power supply AC | JU0011006-P0
CO-DC-015-PE-T4-01 | PEM1 | Power supply AC | JU0011006-P1
CO-DC-015-PE-T4-01 | FAN0 | Fan tray | JU0011006-FT
CO-DC-015-PE-T4-02 | RE0 | Routing Engine | JU0011011-RE0
CO-DC-015-PE-T4-02 | FPC0 | MPC (fixed) | JU0011011-F0
CO-DC-015-PE-T4-02 | PEM0 | Power supply AC | JU0011011-P0
CO-DC-015-PE-T4-02 | PEM1 | Power supply AC | JU0011011-P1
CO-DC-015-PE-T4-02 | FAN0 | Fan tray | JU0011011-FT
CO-DC-015-PE-T4-03 | RE0 | Routing Engine | NK0011020-RE0
CO-DC-015-PE-T4-03 | FPC0 | MPC7E-MRATE | NK0011020-F0
CO-DC-015-PE-T4-03 | PEM0 | Power supply AC | NK0011020-P0
CO-DC-015-PE-T4-03 | PEM1 | Power supply AC | NK0011020-P1
CO-DC-015-PE-T4-03 | FAN0 | Fan tray | NK0011020-FT
CO-DC-015-PE-T4-04 | RE0 | Routing Engine | NK0011026-RE0
CO-DC-015-PE-T4-04 | FPC0 | MPC7E-MRATE | NK0011026-F0
CO-DC-015-PE-T4-04 | PEM0 | Power supply AC | NK0011026-P0
CO-DC-015-PE-T4-04 | PEM1 | Power supply AC | NK0011026-P1
CO-DC-015-PE-T4-04 | FAN0 | Fan tray | NK0011026-FT
CO-DC-015-FW-01 | PSU1 | Power supply | FG0011034-P1
CO-DC-015-FW-01 | PSU2 | Power supply | FG0011034-P2
CO-DC-015-FW-01 | FAN | Fan module | FG0011034-FN
CO-DC-015-OLA-01 | PSU1 | Power supply | NK0011035-P1
CO-DC-015-OLA-01 | PSU2 | Power supply | NK0011035-P2
CO-DC-015-OLA-01 | FAN | Fan module | NK0011035-FN
CO-DC-015-AGG-R01 | RE0 | Routing Engine | JU0011048-RE0
CO-DC-015-AGG-R01 | FPC0 | MPC7E-MRATE | JU0011048-F0
CO-DC-015-AGG-R01 | PEM0 | Power supply AC | JU0011048-P0
CO-DC-015-AGG-R01 | PEM1 | Power supply AC | JU0011048-P1
CO-DC-015-AGG-R01 | FAN0 | Fan tray | JU0011048-FT
CO-DC-015-AGG-R02 | RE0 | Routing Engine | JU0011055-RE0
CO-DC-015-AGG-R02 | FPC0 | MPC7E-MRATE | JU0011055-F0
CO-DC-015-AGG-R02 | PEM0 | Power supply AC | JU0011055-P0
CO-DC-015-AGG-R02 | PEM1 | Power supply AC | JU0011055-P1
CO-DC-015-AGG-R02 | FAN0 | Fan tray | JU0011055-FT
CO-DC-015-MMR-SW-01 | PSU1 | Power supply | JU0011057-P1
CO-DC-015-MMR-SW-01 | PSU2 | Power supply | JU0011057-P2
CO-DC-015-MMR-SW-01 | FAN | Fan module | JU0011057-FN
CO-DC-015-MMR-SW-02 | PSU1 | Power supply | AR0011067-P1
CO-DC-015-MMR-SW-02 | PSU2 | Power supply | AR0011067-P2
CO-DC-015-MMR-SW-02 | FAN | Fan module | AR0011067-FN
CO-DC-015-MMR-SW-03 | PSU1 | Power supply | JU0011074-P1
CO-DC-015-MMR-SW-03 | PSU2 | Power supply | JU0011074-P2
CO-DC-015-MMR-SW-03 | FAN | Fan module | JU0011074-FN
CO-DC-015-MMR-SW-04 | PSU1 | Power supply | CS0011078-P1
CO-DC-015-MMR-SW-04 | PSU2 | Power supply | CS0011078-P2
CO-DC-015-MMR-SW-04 | FAN | Fan module | CS0011078-FN
CO-DC-015-TOR-001 | PSU1 | Power supply | CS0011087-P1
CO-DC-015-TOR-001 | PSU2 | Power supply | CS0011087-P2
CO-DC-015-TOR-001 | FAN | Fan module | CS0011087-FN
CO-DC-015-TOR-002 | PSU1 | Power supply | JU0011093-P1
CO-DC-015-TOR-002 | PSU2 | Power supply | JU0011093-P2
CO-DC-015-TOR-002 | FAN | Fan module | JU0011093-FN
CO-DC-015-TOR-003 | PSU1 | Power supply | AR0011101-P1
CO-DC-015-TOR-003 | PSU2 | Power supply | AR0011101-P2
CO-DC-015-TOR-003 | FAN | Fan module | AR0011101-FN
OH-DC-016-PE-T4-01 | RE0 | Routing Engine | JU0011006-RE0
OH-DC-016-PE-T4-01 | FPC0 | MPC (fixed) | JU0011006-F0
OH-DC-016-PE-T4-01 | PEM0 | Power supply AC | JU0011006-P0
OH-DC-016-PE-T4-01 | PEM1 | Power supply AC | JU0011006-P1
OH-DC-016-PE-T4-01 | FAN0 | Fan tray | JU0011006-FT
OH-DC-016-PE-T4-02 | RE0 | Routing Engine | JU0011013-RE0
OH-DC-016-PE-T4-02 | FPC0 | MPC (fixed) | JU0011013-F0
OH-DC-016-PE-T4-02 | PEM0 | Power supply AC | JU0011013-P0
OH-DC-016-PE-T4-02 | PEM1 | Power supply AC | JU0011013-P1
OH-DC-016-PE-T4-02 | FAN0 | Fan tray | JU0011013-FT
OH-DC-016-PE-T4-03 | RE0 | Routing Engine | JU0011020-RE0
OH-DC-016-PE-T4-03 | FPC0 | MPC7E-MRATE | JU0011020-F0
OH-DC-016-PE-T4-03 | PEM0 | Power supply AC | JU0011020-P0
OH-DC-016-PE-T4-03 | PEM1 | Power supply AC | JU0011020-P1
OH-DC-016-PE-T4-03 | FAN0 | Fan tray | JU0011020-FT
OH-DC-016-PE-T4-04 | RE0 | Routing Engine | JU0011022-RE0
OH-DC-016-PE-T4-04 | FPC0 | MPC7E-MRATE | JU0011022-F0
OH-DC-016-PE-T4-04 | PEM0 | Power supply AC | JU0011022-P0
OH-DC-016-PE-T4-04 | PEM1 | Power supply AC | JU0011022-P1
OH-DC-016-PE-T4-04 | FAN0 | Fan tray | JU0011022-FT
OH-DC-016-FW-01 | PSU1 | Power supply | FG0011029-P1
OH-DC-016-FW-01 | PSU2 | Power supply | FG0011029-P2
OH-DC-016-FW-01 | FAN | Fan module | FG0011029-FN
OH-DC-016-OLA-01 | PSU1 | Power supply | NK0011039-P1
OH-DC-016-OLA-01 | PSU2 | Power supply | NK0011039-P2
OH-DC-016-OLA-01 | FAN | Fan module | NK0011039-FN
OH-DC-016-OLA-02 | PSU1 | Power supply | CI0011048-P1
OH-DC-016-OLA-02 | PSU2 | Power supply | CI0011048-P2
OH-DC-016-OLA-02 | FAN | Fan module | CI0011048-FN
OH-DC-016-AGG-R01 | RE0 | Routing Engine | JU0011052-RE0
OH-DC-016-AGG-R01 | FPC0 | MPC7E-MRATE | JU0011052-F0
OH-DC-016-AGG-R01 | PEM0 | Power supply AC | JU0011052-P0
OH-DC-016-AGG-R01 | PEM1 | Power supply AC | JU0011052-P1
OH-DC-016-AGG-R01 | FAN0 | Fan tray | JU0011052-FT
OH-DC-016-AGG-R02 | RE0 | Routing Engine | JU0011058-RE0
OH-DC-016-AGG-R02 | FPC0 | MPC7E-MRATE | JU0011058-F0
OH-DC-016-AGG-R02 | PEM0 | Power supply AC | JU0011058-P0
OH-DC-016-AGG-R02 | PEM1 | Power supply AC | JU0011058-P1
OH-DC-016-AGG-R02 | FAN0 | Fan tray | JU0011058-FT
OH-DC-016-MMR-SW-01 | PSU1 | Power supply | JU0011068-P1
OH-DC-016-MMR-SW-01 | PSU2 | Power supply | JU0011068-P2
OH-DC-016-MMR-SW-01 | FAN | Fan module | JU0011068-FN
OH-DC-016-MMR-SW-02 | PSU1 | Power supply | AR0011072-P1
OH-DC-016-MMR-SW-02 | PSU2 | Power supply | AR0011072-P2
OH-DC-016-MMR-SW-02 | FAN | Fan module | AR0011072-FN
OH-DC-016-MMR-SW-03 | PSU1 | Power supply | AR0011077-P1
OH-DC-016-MMR-SW-03 | PSU2 | Power supply | AR0011077-P2
OH-DC-016-MMR-SW-03 | FAN | Fan module | AR0011077-FN
OH-DC-016-MMR-SW-04 | PSU1 | Power supply | CS0011087-P1
OH-DC-016-MMR-SW-04 | PSU2 | Power supply | CS0011087-P2
OH-DC-016-MMR-SW-04 | FAN | Fan module | CS0011087-FN
OH-DC-016-MMR-SW-05 | PSU1 | Power supply | JU0011096-P1
OH-DC-016-MMR-SW-05 | PSU2 | Power supply | JU0011096-P2
OH-DC-016-MMR-SW-05 | FAN | Fan module | JU0011096-FN
OH-DC-016-MMR-SW-06 | PSU1 | Power supply | JU0011099-P1
OH-DC-016-MMR-SW-06 | PSU2 | Power supply | JU0011099-P2
OH-DC-016-MMR-SW-06 | FAN | Fan module | JU0011099-FN
OH-DC-016-TOR-001 | PSU1 | Power supply | AR0011105-P1
OH-DC-016-TOR-001 | PSU2 | Power supply | AR0011105-P2
OH-DC-016-TOR-001 | FAN | Fan module | AR0011105-FN
OH-DC-016-TOR-002 | PSU1 | Power supply | CS0011116-P1
OH-DC-016-TOR-002 | PSU2 | Power supply | CS0011116-P2
OH-DC-016-TOR-002 | FAN | Fan module | CS0011116-FN
OH-DC-016-TOR-003 | PSU1 | Power supply | CS0011125-P1
OH-DC-016-TOR-003 | PSU2 | Power supply | CS0011125-P2
OH-DC-016-TOR-003 | FAN | Fan module | CS0011125-FN
OH-DC-016-TOR-004 | PSU1 | Power supply | JU0011131-P1
OH-DC-016-TOR-004 | PSU2 | Power supply | JU0011131-P2
OH-DC-016-TOR-004 | FAN | Fan module | JU0011131-FN
OH-DC-016-TOR-005 | PSU1 | Power supply | CS0011135-P1
OH-DC-016-TOR-005 | PSU2 | Power supply | CS0011135-P2
OH-DC-016-TOR-005 | FAN | Fan module | CS0011135-FN
OH-DC-017-PE-T4-01 | RE0 | Routing Engine | JU0011002-RE0
OH-DC-017-PE-T4-01 | FPC0 | MPC (fixed) | JU0011002-F0
OH-DC-017-PE-T4-01 | PEM0 | Power supply AC | JU0011002-P0
OH-DC-017-PE-T4-01 | PEM1 | Power supply AC | JU0011002-P1
OH-DC-017-PE-T4-01 | FAN0 | Fan tray | JU0011002-FT
OH-DC-017-PE-T4-02 | RE0 | Routing Engine | JU0011013-RE0
OH-DC-017-PE-T4-02 | FPC0 | MPC (fixed) | JU0011013-F0
OH-DC-017-PE-T4-02 | PEM0 | Power supply AC | JU0011013-P0
OH-DC-017-PE-T4-02 | PEM1 | Power supply AC | JU0011013-P1
OH-DC-017-PE-T4-02 | FAN0 | Fan tray | JU0011013-FT
OH-DC-017-PE-T4-03 | RE0 | Routing Engine | JU0011014-RE0
OH-DC-017-PE-T4-03 | FPC0 | MPC7E-MRATE | JU0011014-F0
OH-DC-017-PE-T4-03 | PEM0 | Power supply AC | JU0011014-P0
OH-DC-017-PE-T4-03 | PEM1 | Power supply AC | JU0011014-P1
OH-DC-017-PE-T4-03 | FAN0 | Fan tray | JU0011014-FT
OH-DC-017-PE-T4-04 | RE0 | Routing Engine | JU0011021-RE0
OH-DC-017-PE-T4-04 | FPC0 | MPC7E-MRATE | JU0011021-F0
OH-DC-017-PE-T4-04 | PEM0 | Power supply AC | JU0011021-P0
OH-DC-017-PE-T4-04 | PEM1 | Power supply AC | JU0011021-P1
OH-DC-017-PE-T4-04 | FAN0 | Fan tray | JU0011021-FT
OH-DC-017-FW-01 | PSU1 | Power supply | FG0011032-P1
OH-DC-017-FW-01 | PSU2 | Power supply | FG0011032-P2
OH-DC-017-FW-01 | FAN | Fan module | FG0011032-FN
OH-DC-017-OLA-01 | PSU1 | Power supply | NK0011040-P1
OH-DC-017-OLA-01 | PSU2 | Power supply | NK0011040-P2
OH-DC-017-OLA-01 | FAN | Fan module | NK0011040-FN
OH-DC-017-AGG-R01 | RE0 | Routing Engine | JU0011046-RE0
OH-DC-017-AGG-R01 | FPC0 | MPC7E-MRATE | JU0011046-F0
OH-DC-017-AGG-R01 | PEM0 | Power supply AC | JU0011046-P0
OH-DC-017-AGG-R01 | PEM1 | Power supply AC | JU0011046-P1
OH-DC-017-AGG-R01 | FAN0 | Fan tray | JU0011046-FT
OH-DC-017-AGG-R02 | RE0 | Routing Engine | JU0011055-RE0
OH-DC-017-AGG-R02 | FPC0 | MPC7E-MRATE | JU0011055-F0
OH-DC-017-AGG-R02 | PEM0 | Power supply AC | JU0011055-P0
OH-DC-017-AGG-R02 | PEM1 | Power supply AC | JU0011055-P1
OH-DC-017-AGG-R02 | FAN0 | Fan tray | JU0011055-FT
OH-DC-017-MMR-SW-01 | PSU1 | Power supply | CS0011060-P1
OH-DC-017-MMR-SW-01 | PSU2 | Power supply | CS0011060-P2
OH-DC-017-MMR-SW-01 | FAN | Fan module | CS0011060-FN
OH-DC-017-MMR-SW-02 | PSU1 | Power supply | JU0011067-P1
OH-DC-017-MMR-SW-02 | PSU2 | Power supply | JU0011067-P2
OH-DC-017-MMR-SW-02 | FAN | Fan module | JU0011067-FN
OH-DC-017-MMR-SW-03 | PSU1 | Power supply | JU0011074-P1
OH-DC-017-MMR-SW-03 | PSU2 | Power supply | JU0011074-P2
OH-DC-017-MMR-SW-03 | FAN | Fan module | JU0011074-FN
OH-DC-017-MMR-SW-04 | PSU1 | Power supply | CS0011079-P1
OH-DC-017-MMR-SW-04 | PSU2 | Power supply | CS0011079-P2
OH-DC-017-MMR-SW-04 | FAN | Fan module | CS0011079-FN
OH-DC-017-TOR-001 | PSU1 | Power supply | CS0011086-P1
OH-DC-017-TOR-001 | PSU2 | Power supply | CS0011086-P2
OH-DC-017-TOR-001 | FAN | Fan module | CS0011086-FN
OH-DC-017-TOR-002 | PSU1 | Power supply | JU0011092-P1
OH-DC-017-TOR-002 | PSU2 | Power supply | JU0011092-P2
OH-DC-017-TOR-002 | FAN | Fan module | JU0011092-FN
OH-DC-017-TOR-003 | PSU1 | Power supply | AR0011102-P1
OH-DC-017-TOR-003 | PSU2 | Power supply | AR0011102-P2
OH-DC-017-TOR-003 | FAN | Fan module | AR0011102-FN
FL-DC-018-PE-T4-01 | RE0 | Routing Engine | JU0011002-RE0
FL-DC-018-PE-T4-01 | FPC0 | MPC (fixed) | JU0011002-F0
FL-DC-018-PE-T4-01 | PEM0 | Power supply AC | JU0011002-P0
FL-DC-018-PE-T4-01 | PEM1 | Power supply AC | JU0011002-P1
FL-DC-018-PE-T4-01 | FAN0 | Fan tray | JU0011002-FT
FL-DC-018-PE-T4-02 | RE0 | Routing Engine | JU0011010-RE0
FL-DC-018-PE-T4-02 | FPC0 | MPC (fixed) | JU0011010-F0
FL-DC-018-PE-T4-02 | PEM0 | Power supply AC | JU0011010-P0
FL-DC-018-PE-T4-02 | PEM1 | Power supply AC | JU0011010-P1
FL-DC-018-PE-T4-02 | FAN0 | Fan tray | JU0011010-FT
FL-DC-018-PE-T4-03 | RE0 | Routing Engine | JU0011018-RE0
FL-DC-018-PE-T4-03 | FPC0 | MPC7E-MRATE | JU0011018-F0
FL-DC-018-PE-T4-03 | PEM0 | Power supply AC | JU0011018-P0
FL-DC-018-PE-T4-03 | PEM1 | Power supply AC | JU0011018-P1
FL-DC-018-PE-T4-03 | FAN0 | Fan tray | JU0011018-FT
FL-DC-018-PE-T4-04 | RE0 | Routing Engine | JU0011025-RE0
FL-DC-018-PE-T4-04 | FPC0 | MPC7E-MRATE | JU0011025-F0
FL-DC-018-PE-T4-04 | PEM0 | Power supply AC | JU0011025-P0
FL-DC-018-PE-T4-04 | PEM1 | Power supply AC | JU0011025-P1
FL-DC-018-PE-T4-04 | FAN0 | Fan tray | JU0011025-FT
FL-DC-018-FW-01 | PSU1 | Power supply | FG0011028-P1
FL-DC-018-FW-01 | PSU2 | Power supply | FG0011028-P2
FL-DC-018-FW-01 | FAN | Fan module | FG0011028-FN
FL-DC-018-OLA-01 | PSU1 | Power supply | NK0011036-P1
FL-DC-018-OLA-01 | PSU2 | Power supply | NK0011036-P2
FL-DC-018-OLA-01 | FAN | Fan module | NK0011036-FN
FL-DC-018-AGG-R01 | RE0 | Routing Engine | JU0011042-RE0
FL-DC-018-AGG-R01 | FPC0 | MPC7E-MRATE | JU0011042-F0
FL-DC-018-AGG-R01 | PEM0 | Power supply AC | JU0011042-P0
FL-DC-018-AGG-R01 | PEM1 | Power supply AC | JU0011042-P1
FL-DC-018-AGG-R01 | FAN0 | Fan tray | JU0011042-FT
FL-DC-018-AGG-R02 | RE0 | Routing Engine | JU0011050-RE0
FL-DC-018-AGG-R02 | FPC0 | MPC7E-MRATE | JU0011050-F0
FL-DC-018-AGG-R02 | PEM0 | Power supply AC | JU0011050-P0
FL-DC-018-AGG-R02 | PEM1 | Power supply AC | JU0011050-P1
FL-DC-018-AGG-R02 | FAN0 | Fan tray | JU0011050-FT
FL-DC-018-MMR-SW-01 | PSU1 | Power supply | AR0011062-P1
FL-DC-018-MMR-SW-01 | PSU2 | Power supply | AR0011062-P2
FL-DC-018-MMR-SW-01 | FAN | Fan module | AR0011062-FN
FL-DC-018-MMR-SW-02 | PSU1 | Power supply | AR0011063-P1
FL-DC-018-MMR-SW-02 | PSU2 | Power supply | AR0011063-P2
FL-DC-018-MMR-SW-02 | FAN | Fan module | AR0011063-FN
FL-DC-018-MMR-SW-03 | PSU1 | Power supply | AR0011073-P1
FL-DC-018-MMR-SW-03 | PSU2 | Power supply | AR0011073-P2
FL-DC-018-MMR-SW-03 | FAN | Fan module | AR0011073-FN
FL-DC-018-MMR-SW-04 | PSU1 | Power supply | CS0011083-P1
FL-DC-018-MMR-SW-04 | PSU2 | Power supply | CS0011083-P2
FL-DC-018-MMR-SW-04 | FAN | Fan module | CS0011083-FN
FL-DC-018-TOR-001 | PSU1 | Power supply | CS0011085-P1
FL-DC-018-TOR-001 | PSU2 | Power supply | CS0011085-P2
FL-DC-018-TOR-001 | FAN | Fan module | CS0011085-FN
FL-DC-018-TOR-002 | PSU1 | Power supply | JU0011095-P1
FL-DC-018-TOR-002 | PSU2 | Power supply | JU0011095-P2
FL-DC-018-TOR-002 | FAN | Fan module | JU0011095-FN
UT-DC-019-PE-T4-01 | RE0 | Routing Engine | JU0011004-RE0
UT-DC-019-PE-T4-01 | FPC0 | MPC (fixed) | JU0011004-F0
UT-DC-019-PE-T4-01 | PEM0 | Power supply AC | JU0011004-P0
UT-DC-019-PE-T4-01 | PEM1 | Power supply AC | JU0011004-P1
UT-DC-019-PE-T4-01 | FAN0 | Fan tray | JU0011004-FT
UT-DC-019-PE-T4-02 | RE0 | Routing Engine | JU0011013-RE0
UT-DC-019-PE-T4-02 | FPC0 | MPC (fixed) | JU0011013-F0
UT-DC-019-PE-T4-02 | PEM0 | Power supply AC | JU0011013-P0
UT-DC-019-PE-T4-02 | PEM1 | Power supply AC | JU0011013-P1
UT-DC-019-PE-T4-02 | FAN0 | Fan tray | JU0011013-FT
UT-DC-019-PE-T4-03 | RE0 | Routing Engine | JU0011017-RE0
UT-DC-019-PE-T4-03 | FPC0 | MPC (fixed) | JU0011017-F0
UT-DC-019-PE-T4-03 | PEM0 | Power supply AC | JU0011017-P0
UT-DC-019-PE-T4-03 | PEM1 | Power supply AC | JU0011017-P1
UT-DC-019-PE-T4-03 | FAN0 | Fan tray | JU0011017-FT
UT-DC-019-PE-T4-04 | RE0 | Routing Engine | JU0011025-RE0
UT-DC-019-PE-T4-04 | FPC0 | MPC (fixed) | JU0011025-F0
UT-DC-019-PE-T4-04 | PEM0 | Power supply AC | JU0011025-P0
UT-DC-019-PE-T4-04 | PEM1 | Power supply AC | JU0011025-P1
UT-DC-019-PE-T4-04 | FAN0 | Fan tray | JU0011025-FT
UT-DC-019-FW-01 | PSU1 | Power supply | FG0011034-P1
UT-DC-019-FW-01 | PSU2 | Power supply | FG0011034-P2
UT-DC-019-FW-01 | FAN | Fan module | FG0011034-FN
UT-DC-019-OLA-01 | PSU1 | Power supply | CI0011035-P1
UT-DC-019-OLA-01 | PSU2 | Power supply | CI0011035-P2
UT-DC-019-OLA-01 | FAN | Fan module | CI0011035-FN
UT-DC-019-AGG-R01 | RE0 | Routing Engine | JU0011045-RE0
UT-DC-019-AGG-R01 | FPC0 | MPC7E-MRATE | JU0011045-F0
UT-DC-019-AGG-R01 | PEM0 | Power supply AC | JU0011045-P0
UT-DC-019-AGG-R01 | PEM1 | Power supply AC | JU0011045-P1
UT-DC-019-AGG-R01 | FAN0 | Fan tray | JU0011045-FT
UT-DC-019-AGG-R02 | RE0 | Routing Engine | JU0011050-RE0
UT-DC-019-AGG-R02 | FPC0 | MPC7E-MRATE | JU0011050-F0
UT-DC-019-AGG-R02 | PEM0 | Power supply AC | JU0011050-P0
UT-DC-019-AGG-R02 | PEM1 | Power supply AC | JU0011050-P1
UT-DC-019-AGG-R02 | FAN0 | Fan tray | JU0011050-FT
UT-DC-019-MMR-SW-01 | PSU1 | Power supply | CS0011058-P1
UT-DC-019-MMR-SW-01 | PSU2 | Power supply | CS0011058-P2
UT-DC-019-MMR-SW-01 | FAN | Fan module | CS0011058-FN
UT-DC-019-MMR-SW-02 | PSU1 | Power supply | AR0011063-P1
UT-DC-019-MMR-SW-02 | PSU2 | Power supply | AR0011063-P2
UT-DC-019-MMR-SW-02 | FAN | Fan module | AR0011063-FN
UT-DC-019-MMR-SW-03 | PSU1 | Power supply | JU0011074-P1
UT-DC-019-MMR-SW-03 | PSU2 | Power supply | JU0011074-P2
UT-DC-019-MMR-SW-03 | FAN | Fan module | JU0011074-FN
UT-DC-019-MMR-SW-04 | PSU1 | Power supply | JU0011079-P1
UT-DC-019-MMR-SW-04 | PSU2 | Power supply | JU0011079-P2
UT-DC-019-MMR-SW-04 | FAN | Fan module | JU0011079-FN
UT-DC-019-TOR-001 | PSU1 | Power supply | CS0011086-P1
UT-DC-019-TOR-001 | PSU2 | Power supply | CS0011086-P2
UT-DC-019-TOR-001 | FAN | Fan module | CS0011086-FN
UT-DC-019-TOR-002 | PSU1 | Power supply | AR0011094-P1
UT-DC-019-TOR-002 | PSU2 | Power supply | AR0011094-P2
UT-DC-019-TOR-002 | FAN | Fan module | AR0011094-FN
CA-DC-020-PE-T4-01 | RE0 | Routing Engine | JU0011003-RE0
CA-DC-020-PE-T4-01 | FPC0 | MPC (fixed) | JU0011003-F0
CA-DC-020-PE-T4-01 | PEM0 | Power supply AC | JU0011003-P0
CA-DC-020-PE-T4-01 | PEM1 | Power supply AC | JU0011003-P1
CA-DC-020-PE-T4-01 | FAN0 | Fan tray | JU0011003-FT
CA-DC-020-PE-T4-02 | RE0 | Routing Engine | JU0011010-RE0
CA-DC-020-PE-T4-02 | FPC0 | MPC (fixed) | JU0011010-F0
CA-DC-020-PE-T4-02 | PEM0 | Power supply AC | JU0011010-P0
CA-DC-020-PE-T4-02 | PEM1 | Power supply AC | JU0011010-P1
CA-DC-020-PE-T4-02 | FAN0 | Fan tray | JU0011010-FT
CA-DC-020-PE-T4-03 | RE0 | Routing Engine | JU0011018-RE0
CA-DC-020-PE-T4-03 | FPC0 | MPC (fixed) | JU0011018-F0
CA-DC-020-PE-T4-03 | PEM0 | Power supply AC | JU0011018-P0
CA-DC-020-PE-T4-03 | PEM1 | Power supply AC | JU0011018-P1
CA-DC-020-PE-T4-03 | FAN0 | Fan tray | JU0011018-FT
CA-DC-020-PE-T4-04 | RE0 | Routing Engine | JU0011024-RE0
CA-DC-020-PE-T4-04 | FPC0 | MPC (fixed) | JU0011024-F0
CA-DC-020-PE-T4-04 | PEM0 | Power supply AC | JU0011024-P0
CA-DC-020-PE-T4-04 | PEM1 | Power supply AC | JU0011024-P1
CA-DC-020-PE-T4-04 | FAN0 | Fan tray | JU0011024-FT
CA-DC-020-FW-01 | PSU1 | Power supply | FG0011030-P1
CA-DC-020-FW-01 | PSU2 | Power supply | FG0011030-P2
CA-DC-020-FW-01 | FAN | Fan module | FG0011030-FN
CA-DC-020-FW-02 | PSU1 | Power supply | FG0011038-P1
CA-DC-020-FW-02 | PSU2 | Power supply | FG0011038-P2
CA-DC-020-FW-02 | FAN | Fan module | FG0011038-FN
CA-DC-020-OLA-01 | PSU1 | Power supply | NK0011042-P1
CA-DC-020-OLA-01 | PSU2 | Power supply | NK0011042-P2
CA-DC-020-OLA-01 | FAN | Fan module | NK0011042-FN
CA-DC-020-OLA-02 | PSU1 | Power supply | CI0011051-P1
CA-DC-020-OLA-02 | PSU2 | Power supply | CI0011051-P2
CA-DC-020-OLA-02 | FAN | Fan module | CI0011051-FN
CA-DC-020-AGG-R01 | RE0 | Routing Engine | JU0011059-RE0
CA-DC-020-AGG-R01 | FPC0 | MPC7E-MRATE | JU0011059-F0
CA-DC-020-AGG-R01 | PEM0 | Power supply AC | JU0011059-P0
CA-DC-020-AGG-R01 | PEM1 | Power supply AC | JU0011059-P1
CA-DC-020-AGG-R01 | FAN0 | Fan tray | JU0011059-FT
CA-DC-020-AGG-R02 | RE0 | Routing Engine | JU0011066-RE0
CA-DC-020-AGG-R02 | FPC0 | MPC7E-MRATE | JU0011066-F0
CA-DC-020-AGG-R02 | PEM0 | Power supply AC | JU0011066-P0
CA-DC-020-AGG-R02 | PEM1 | Power supply AC | JU0011066-P1
CA-DC-020-AGG-R02 | FAN0 | Fan tray | JU0011066-FT
CA-DC-020-AGG-R03 | RE0 | Routing Engine | JU0011075-RE0
CA-DC-020-AGG-R03 | FPC0 | MPC7E-MRATE | JU0011075-F0
CA-DC-020-AGG-R03 | PEM0 | Power supply AC | JU0011075-P0
CA-DC-020-AGG-R03 | PEM1 | Power supply AC | JU0011075-P1
CA-DC-020-AGG-R03 | FAN0 | Fan tray | JU0011075-FT
CA-DC-020-MMR-SW-01 | PSU1 | Power supply | AR0011081-P1
CA-DC-020-MMR-SW-01 | PSU2 | Power supply | AR0011081-P2
CA-DC-020-MMR-SW-01 | FAN | Fan module | AR0011081-FN
CA-DC-020-MMR-SW-02 | PSU1 | Power supply | AR0011088-P1
CA-DC-020-MMR-SW-02 | PSU2 | Power supply | AR0011088-P2
CA-DC-020-MMR-SW-02 | FAN | Fan module | AR0011088-FN
CA-DC-020-MMR-SW-03 | PSU1 | Power supply | AR0011095-P1
CA-DC-020-MMR-SW-03 | PSU2 | Power supply | AR0011095-P2
CA-DC-020-MMR-SW-03 | FAN | Fan module | AR0011095-FN
CA-DC-020-MMR-SW-04 | PSU1 | Power supply | AR0011099-P1
CA-DC-020-MMR-SW-04 | PSU2 | Power supply | AR0011099-P2
CA-DC-020-MMR-SW-04 | FAN | Fan module | AR0011099-FN
CA-DC-020-MMR-SW-05 | PSU1 | Power supply | AR0011106-P1
CA-DC-020-MMR-SW-05 | PSU2 | Power supply | AR0011106-P2
CA-DC-020-MMR-SW-05 | FAN | Fan module | AR0011106-FN
CA-DC-020-MMR-SW-06 | PSU1 | Power supply | CS0011118-P1
CA-DC-020-MMR-SW-06 | PSU2 | Power supply | CS0011118-P2
CA-DC-020-MMR-SW-06 | FAN | Fan module | CS0011118-FN
CA-DC-020-MMR-SW-07 | PSU1 | Power supply | AR0011121-P1
CA-DC-020-MMR-SW-07 | PSU2 | Power supply | AR0011121-P2
CA-DC-020-MMR-SW-07 | FAN | Fan module | AR0011121-FN
CA-DC-020-MMR-SW-08 | PSU1 | Power supply | CS0011131-P1
CA-DC-020-MMR-SW-08 | PSU2 | Power supply | CS0011131-P2
CA-DC-020-MMR-SW-08 | FAN | Fan module | CS0011131-FN
CA-DC-020-TOR-001 | PSU1 | Power supply | AR0011133-P1
CA-DC-020-TOR-001 | PSU2 | Power supply | AR0011133-P2
CA-DC-020-TOR-001 | FAN | Fan module | AR0011133-FN
CA-DC-020-TOR-002 | PSU1 | Power supply | AR0011144-P1
CA-DC-020-TOR-002 | PSU2 | Power supply | AR0011144-P2
CA-DC-020-TOR-002 | FAN | Fan module | AR0011144-FN
CA-DC-020-TOR-003 | PSU1 | Power supply | JU0011149-P1
CA-DC-020-TOR-003 | PSU2 | Power supply | JU0011149-P2
CA-DC-020-TOR-003 | FAN | Fan module | JU0011149-FN
CA-DC-020-TOR-004 | PSU1 | Power supply | AR0011154-P1
CA-DC-020-TOR-004 | PSU2 | Power supply | AR0011154-P2
CA-DC-020-TOR-004 | FAN | Fan module | AR0011154-FN
CA-DC-020-TOR-005 | PSU1 | Power supply | JU0011162-P1
CA-DC-020-TOR-005 | PSU2 | Power supply | JU0011162-P2
CA-DC-020-TOR-005 | FAN | Fan module | JU0011162-FN
CA-DC-020-TOR-006 | PSU1 | Power supply | AR0011173-P1
CA-DC-020-TOR-006 | PSU2 | Power supply | AR0011173-P2
CA-DC-020-TOR-006 | FAN | Fan module | AR0011173-FN
CA-DC-021-PE-T4-01 | RE0 | Routing Engine | JU0011003-RE0
CA-DC-021-PE-T4-01 | FPC0 | MPC (fixed) | JU0011003-F0
CA-DC-021-PE-T4-01 | PEM0 | Power supply AC | JU0011003-P0
CA-DC-021-PE-T4-01 | PEM1 | Power supply AC | JU0011003-P1
CA-DC-021-PE-T4-01 | FAN0 | Fan tray | JU0011003-FT
CA-DC-021-PE-T4-02 | RE0 | Routing Engine | JU0011013-RE0
CA-DC-021-PE-T4-02 | FPC0 | MPC (fixed) | JU0011013-F0
CA-DC-021-PE-T4-02 | PEM0 | Power supply AC | JU0011013-P0
CA-DC-021-PE-T4-02 | PEM1 | Power supply AC | JU0011013-P1
CA-DC-021-PE-T4-02 | FAN0 | Fan tray | JU0011013-FT
CA-DC-021-PE-T4-03 | RE0 | Routing Engine | NK0011018-RE0
CA-DC-021-PE-T4-03 | FPC0 | MPC7E-MRATE | NK0011018-F0
CA-DC-021-PE-T4-03 | PEM0 | Power supply AC | NK0011018-P0
CA-DC-021-PE-T4-03 | PEM1 | Power supply AC | NK0011018-P1
CA-DC-021-PE-T4-03 | FAN0 | Fan tray | NK0011018-FT
CA-DC-021-PE-T4-04 | RE0 | Routing Engine | NK0011021-RE0
CA-DC-021-PE-T4-04 | FPC0 | MPC7E-MRATE | NK0011021-F0
CA-DC-021-PE-T4-04 | PEM0 | Power supply AC | NK0011021-P0
CA-DC-021-PE-T4-04 | PEM1 | Power supply AC | NK0011021-P1
CA-DC-021-PE-T4-04 | FAN0 | Fan tray | NK0011021-FT
CA-DC-021-FW-01 | PSU1 | Power supply | FG0011033-P1
CA-DC-021-FW-01 | PSU2 | Power supply | FG0011033-P2
CA-DC-021-FW-01 | FAN | Fan module | FG0011033-FN
CA-DC-021-OLA-01 | PSU1 | Power supply | CI0011041-P1
CA-DC-021-OLA-01 | PSU2 | Power supply | CI0011041-P2
CA-DC-021-OLA-01 | FAN | Fan module | CI0011041-FN
CA-DC-021-OLA-02 | PSU1 | Power supply | CI0011042-P1
CA-DC-021-OLA-02 | PSU2 | Power supply | CI0011042-P2
CA-DC-021-OLA-02 | FAN | Fan module | CI0011042-FN
CA-DC-021-AGG-R01 | RE0 | Routing Engine | JU0011054-RE0
CA-DC-021-AGG-R01 | FPC0 | MPC7E-MRATE | JU0011054-F0
CA-DC-021-AGG-R01 | PEM0 | Power supply AC | JU0011054-P0
CA-DC-021-AGG-R01 | PEM1 | Power supply AC | JU0011054-P1
CA-DC-021-AGG-R01 | FAN0 | Fan tray | JU0011054-FT
CA-DC-021-AGG-R02 | RE0 | Routing Engine | JU0011060-RE0
CA-DC-021-AGG-R02 | FPC0 | MPC7E-MRATE | JU0011060-F0
CA-DC-021-AGG-R02 | PEM0 | Power supply AC | JU0011060-P0
CA-DC-021-AGG-R02 | PEM1 | Power supply AC | JU0011060-P1
CA-DC-021-AGG-R02 | FAN0 | Fan tray | JU0011060-FT
CA-DC-021-MMR-SW-01 | PSU1 | Power supply | JU0011064-P1
CA-DC-021-MMR-SW-01 | PSU2 | Power supply | JU0011064-P2
CA-DC-021-MMR-SW-01 | FAN | Fan module | JU0011064-FN
CA-DC-021-MMR-SW-02 | PSU1 | Power supply | JU0011075-P1
CA-DC-021-MMR-SW-02 | PSU2 | Power supply | JU0011075-P2
CA-DC-021-MMR-SW-02 | FAN | Fan module | JU0011075-FN
CA-DC-021-MMR-SW-03 | PSU1 | Power supply | AR0011077-P1
CA-DC-021-MMR-SW-03 | PSU2 | Power supply | AR0011077-P2
CA-DC-021-MMR-SW-03 | FAN | Fan module | AR0011077-FN
CA-DC-021-MMR-SW-04 | PSU1 | Power supply | JU0011085-P1
CA-DC-021-MMR-SW-04 | PSU2 | Power supply | JU0011085-P2
CA-DC-021-MMR-SW-04 | FAN | Fan module | JU0011085-FN
CA-DC-021-MMR-SW-05 | PSU1 | Power supply | JU0011092-P1
CA-DC-021-MMR-SW-05 | PSU2 | Power supply | JU0011092-P2
CA-DC-021-MMR-SW-05 | FAN | Fan module | JU0011092-FN
CA-DC-021-MMR-SW-06 | PSU1 | Power supply | CS0011104-P1
CA-DC-021-MMR-SW-06 | PSU2 | Power supply | CS0011104-P2
CA-DC-021-MMR-SW-06 | FAN | Fan module | CS0011104-FN
CA-DC-021-TOR-001 | PSU1 | Power supply | CS0011106-P1
CA-DC-021-TOR-001 | PSU2 | Power supply | CS0011106-P2
CA-DC-021-TOR-001 | FAN | Fan module | CS0011106-FN
CA-DC-021-TOR-002 | PSU1 | Power supply | AR0011117-P1
CA-DC-021-TOR-002 | PSU2 | Power supply | AR0011117-P2
CA-DC-021-TOR-002 | FAN | Fan module | AR0011117-FN
CA-DC-021-TOR-003 | PSU1 | Power supply | CS0011121-P1
CA-DC-021-TOR-003 | PSU2 | Power supply | CS0011121-P2
CA-DC-021-TOR-003 | FAN | Fan module | CS0011121-FN
CA-DC-021-TOR-004 | PSU1 | Power supply | AR0011132-P1
CA-DC-021-TOR-004 | PSU2 | Power supply | AR0011132-P2
CA-DC-021-TOR-004 | FAN | Fan module | AR0011132-FN
TX-DC-022-PE-T4-01 | RE0 | Routing Engine | JU0011004-RE0
TX-DC-022-PE-T4-01 | FPC0 | MPC (fixed) | JU0011004-F0
TX-DC-022-PE-T4-01 | PEM0 | Power supply AC | JU0011004-P0
TX-DC-022-PE-T4-01 | PEM1 | Power supply AC | JU0011004-P1
TX-DC-022-PE-T4-01 | FAN0 | Fan tray | JU0011004-FT
TX-DC-022-PE-T4-02 | RE0 | Routing Engine | JU0011010-RE0
TX-DC-022-PE-T4-02 | FPC0 | MPC (fixed) | JU0011010-F0
TX-DC-022-PE-T4-02 | PEM0 | Power supply AC | JU0011010-P0
TX-DC-022-PE-T4-02 | PEM1 | Power supply AC | JU0011010-P1
TX-DC-022-PE-T4-02 | FAN0 | Fan tray | JU0011010-FT
TX-DC-022-PE-T4-03 | RE0 | Routing Engine | JU0011015-RE0
TX-DC-022-PE-T4-03 | FPC0 | MPC (fixed) | JU0011015-F0
TX-DC-022-PE-T4-03 | PEM0 | Power supply AC | JU0011015-P0
TX-DC-022-PE-T4-03 | PEM1 | Power supply AC | JU0011015-P1
TX-DC-022-PE-T4-03 | FAN0 | Fan tray | JU0011015-FT
TX-DC-022-PE-T4-04 | RE0 | Routing Engine | JU0011026-RE0
TX-DC-022-PE-T4-04 | FPC0 | MPC (fixed) | JU0011026-F0
TX-DC-022-PE-T4-04 | PEM0 | Power supply AC | JU0011026-P0
TX-DC-022-PE-T4-04 | PEM1 | Power supply AC | JU0011026-P1
TX-DC-022-PE-T4-04 | FAN0 | Fan tray | JU0011026-FT
TX-DC-022-FW-01 | PSU1 | Power supply | FG0011029-P1
TX-DC-022-FW-01 | PSU2 | Power supply | FG0011029-P2
TX-DC-022-FW-01 | FAN | Fan module | FG0011029-FN
TX-DC-022-OLA-01 | PSU1 | Power supply | CI0011036-P1
TX-DC-022-OLA-01 | PSU2 | Power supply | CI0011036-P2
TX-DC-022-OLA-01 | FAN | Fan module | CI0011036-FN
TX-DC-022-OLA-02 | PSU1 | Power supply | NK0011044-P1
TX-DC-022-OLA-02 | PSU2 | Power supply | NK0011044-P2
TX-DC-022-OLA-02 | FAN | Fan module | NK0011044-FN
TX-DC-022-AGG-R01 | RE0 | Routing Engine | JU0011054-RE0
TX-DC-022-AGG-R01 | FPC0 | MPC7E-MRATE | JU0011054-F0
TX-DC-022-AGG-R01 | PEM0 | Power supply AC | JU0011054-P0
TX-DC-022-AGG-R01 | PEM1 | Power supply AC | JU0011054-P1
TX-DC-022-AGG-R01 | FAN0 | Fan tray | JU0011054-FT
TX-DC-022-AGG-R02 | RE0 | Routing Engine | JU0011061-RE0
TX-DC-022-AGG-R02 | FPC0 | MPC7E-MRATE | JU0011061-F0
TX-DC-022-AGG-R02 | PEM0 | Power supply AC | JU0011061-P0
TX-DC-022-AGG-R02 | PEM1 | Power supply AC | JU0011061-P1
TX-DC-022-AGG-R02 | FAN0 | Fan tray | JU0011061-FT
TX-DC-022-AGG-R03 | RE0 | Routing Engine | JU0011068-RE0
TX-DC-022-AGG-R03 | FPC0 | MPC7E-MRATE | JU0011068-F0
TX-DC-022-AGG-R03 | PEM0 | Power supply AC | JU0011068-P0
TX-DC-022-AGG-R03 | PEM1 | Power supply AC | JU0011068-P1
TX-DC-022-AGG-R03 | FAN0 | Fan tray | JU0011068-FT
TX-DC-022-MMR-SW-01 | PSU1 | Power supply | AR0011076-P1
TX-DC-022-MMR-SW-01 | PSU2 | Power supply | AR0011076-P2
TX-DC-022-MMR-SW-01 | FAN | Fan module | AR0011076-FN
TX-DC-022-MMR-SW-02 | PSU1 | Power supply | JU0011078-P1
TX-DC-022-MMR-SW-02 | PSU2 | Power supply | JU0011078-P2
TX-DC-022-MMR-SW-02 | FAN | Fan module | JU0011078-FN
TX-DC-022-MMR-SW-03 | PSU1 | Power supply | AR0011088-P1
TX-DC-022-MMR-SW-03 | PSU2 | Power supply | AR0011088-P2
TX-DC-022-MMR-SW-03 | FAN | Fan module | AR0011088-FN
TX-DC-022-MMR-SW-04 | PSU1 | Power supply | JU0011091-P1
TX-DC-022-MMR-SW-04 | PSU2 | Power supply | JU0011091-P2
TX-DC-022-MMR-SW-04 | FAN | Fan module | JU0011091-FN
TX-DC-022-MMR-SW-05 | PSU1 | Power supply | AR0011101-P1
TX-DC-022-MMR-SW-05 | PSU2 | Power supply | AR0011101-P2
TX-DC-022-MMR-SW-05 | FAN | Fan module | AR0011101-FN
TX-DC-022-MMR-SW-06 | PSU1 | Power supply | JU0011110-P1
TX-DC-022-MMR-SW-06 | PSU2 | Power supply | JU0011110-P2
TX-DC-022-MMR-SW-06 | FAN | Fan module | JU0011110-FN
TX-DC-022-MMR-SW-07 | PSU1 | Power supply | CS0011118-P1
TX-DC-022-MMR-SW-07 | PSU2 | Power supply | CS0011118-P2
TX-DC-022-MMR-SW-07 | FAN | Fan module | CS0011118-FN
TX-DC-022-TOR-001 | PSU1 | Power supply | JU0011124-P1
TX-DC-022-TOR-001 | PSU2 | Power supply | JU0011124-P2
TX-DC-022-TOR-001 | FAN | Fan module | JU0011124-FN
TX-DC-022-TOR-002 | PSU1 | Power supply | AR0011130-P1
TX-DC-022-TOR-002 | PSU2 | Power supply | AR0011130-P2
TX-DC-022-TOR-002 | FAN | Fan module | AR0011130-FN
TX-DC-022-TOR-003 | PSU1 | Power supply | AR0011137-P1
TX-DC-022-TOR-003 | PSU2 | Power supply | AR0011137-P2
TX-DC-022-TOR-003 | FAN | Fan module | AR0011137-FN
TX-DC-022-TOR-004 | PSU1 | Power supply | CS0011145-P1
TX-DC-022-TOR-004 | PSU2 | Power supply | CS0011145-P2
TX-DC-022-TOR-004 | FAN | Fan module | CS0011145-FN
TX-DC-022-TOR-005 | PSU1 | Power supply | AR0011151-P1
TX-DC-022-TOR-005 | PSU2 | Power supply | AR0011151-P2
TX-DC-022-TOR-005 | FAN | Fan module | AR0011151-FN
NC-DC-023-PE-T4-01 | RE0 | Routing Engine | JU0011004-RE0
NC-DC-023-PE-T4-01 | FPC0 | MPC (fixed) | JU0011004-F0
NC-DC-023-PE-T4-01 | PEM0 | Power supply AC | JU0011004-P0
NC-DC-023-PE-T4-01 | PEM1 | Power supply AC | JU0011004-P1
NC-DC-023-PE-T4-01 | FAN0 | Fan tray | JU0011004-FT
NC-DC-023-PE-T4-02 | RE0 | Routing Engine | JU0011013-RE0
NC-DC-023-PE-T4-02 | FPC0 | MPC (fixed) | JU0011013-F0
NC-DC-023-PE-T4-02 | PEM0 | Power supply AC | JU0011013-P0
NC-DC-023-PE-T4-02 | PEM1 | Power supply AC | JU0011013-P1
NC-DC-023-PE-T4-02 | FAN0 | Fan tray | JU0011013-FT
NC-DC-023-PE-T4-03 | RE0 | Routing Engine | NK0011017-RE0
NC-DC-023-PE-T4-03 | FPC0 | MPC7E-MRATE | NK0011017-F0
NC-DC-023-PE-T4-03 | PEM0 | Power supply AC | NK0011017-P0
NC-DC-023-PE-T4-03 | PEM1 | Power supply AC | NK0011017-P1
NC-DC-023-PE-T4-03 | FAN0 | Fan tray | NK0011017-FT
NC-DC-023-PE-T4-04 | RE0 | Routing Engine | NK0011023-RE0
NC-DC-023-PE-T4-04 | FPC0 | MPC7E-MRATE | NK0011023-F0
NC-DC-023-PE-T4-04 | PEM0 | Power supply AC | NK0011023-P0
NC-DC-023-PE-T4-04 | PEM1 | Power supply AC | NK0011023-P1
NC-DC-023-PE-T4-04 | FAN0 | Fan tray | NK0011023-FT
NC-DC-023-FW-01 | PSU1 | Power supply | FG0011029-P1
NC-DC-023-FW-01 | PSU2 | Power supply | FG0011029-P2
NC-DC-023-FW-01 | FAN | Fan module | FG0011029-FN
NC-DC-023-OLA-01 | PSU1 | Power supply | NK0011040-P1
NC-DC-023-OLA-01 | PSU2 | Power supply | NK0011040-P2
NC-DC-023-OLA-01 | FAN | Fan module | NK0011040-FN
NC-DC-023-OLA-02 | PSU1 | Power supply | CI0011048-P1
NC-DC-023-OLA-02 | PSU2 | Power supply | CI0011048-P2
NC-DC-023-OLA-02 | FAN | Fan module | CI0011048-FN
NC-DC-023-AGG-R01 | RE0 | Routing Engine | JU0011051-RE0
NC-DC-023-AGG-R01 | FPC0 | MPC7E-MRATE | JU0011051-F0
NC-DC-023-AGG-R01 | PEM0 | Power supply AC | JU0011051-P0
NC-DC-023-AGG-R01 | PEM1 | Power supply AC | JU0011051-P1
NC-DC-023-AGG-R01 | FAN0 | Fan tray | JU0011051-FT
NC-DC-023-AGG-R02 | RE0 | Routing Engine | JU0011058-RE0
NC-DC-023-AGG-R02 | FPC0 | MPC7E-MRATE | JU0011058-F0
NC-DC-023-AGG-R02 | PEM0 | Power supply AC | JU0011058-P0
NC-DC-023-AGG-R02 | PEM1 | Power supply AC | JU0011058-P1
NC-DC-023-AGG-R02 | FAN0 | Fan tray | JU0011058-FT
NC-DC-023-MMR-SW-01 | PSU1 | Power supply | CS0011067-P1
NC-DC-023-MMR-SW-01 | PSU2 | Power supply | CS0011067-P2
NC-DC-023-MMR-SW-01 | FAN | Fan module | CS0011067-FN
NC-DC-023-MMR-SW-02 | PSU1 | Power supply | AR0011076-P1
NC-DC-023-MMR-SW-02 | PSU2 | Power supply | AR0011076-P2
NC-DC-023-MMR-SW-02 | FAN | Fan module | AR0011076-FN
NC-DC-023-MMR-SW-03 | PSU1 | Power supply | CS0011077-P1
NC-DC-023-MMR-SW-03 | PSU2 | Power supply | CS0011077-P2
NC-DC-023-MMR-SW-03 | FAN | Fan module | CS0011077-FN
NC-DC-023-MMR-SW-04 | PSU1 | Power supply | JU0011089-P1
NC-DC-023-MMR-SW-04 | PSU2 | Power supply | JU0011089-P2
NC-DC-023-MMR-SW-04 | FAN | Fan module | JU0011089-FN
NC-DC-023-MMR-SW-05 | PSU1 | Power supply | AR0011094-P1
NC-DC-023-MMR-SW-05 | PSU2 | Power supply | AR0011094-P2
NC-DC-023-MMR-SW-05 | FAN | Fan module | AR0011094-FN
NC-DC-023-MMR-SW-06 | PSU1 | Power supply | CS0011104-P1
NC-DC-023-MMR-SW-06 | PSU2 | Power supply | CS0011104-P2
NC-DC-023-MMR-SW-06 | FAN | Fan module | CS0011104-FN
NC-DC-023-MMR-SW-07 | PSU1 | Power supply | AR0011108-P1
NC-DC-023-MMR-SW-07 | PSU2 | Power supply | AR0011108-P2
NC-DC-023-MMR-SW-07 | FAN | Fan module | AR0011108-FN
NC-DC-023-TOR-001 | PSU1 | Power supply | AR0011117-P1
NC-DC-023-TOR-001 | PSU2 | Power supply | AR0011117-P2
NC-DC-023-TOR-001 | FAN | Fan module | AR0011117-FN
NC-DC-023-TOR-002 | PSU1 | Power supply | CS0011123-P1
NC-DC-023-TOR-002 | PSU2 | Power supply | CS0011123-P2
NC-DC-023-TOR-002 | FAN | Fan module | CS0011123-FN
NC-DC-023-TOR-003 | PSU1 | Power supply | AR0011129-P1
NC-DC-023-TOR-003 | PSU2 | Power supply | AR0011129-P2
NC-DC-023-TOR-003 | FAN | Fan module | AR0011129-FN
NC-DC-023-TOR-004 | PSU1 | Power supply | AR0011133-P1
NC-DC-023-TOR-004 | PSU2 | Power supply | AR0011133-P2
NC-DC-023-TOR-004 | FAN | Fan module | AR0011133-FN
NC-DC-023-TOR-005 | PSU1 | Power supply | CS0011144-P1
NC-DC-023-TOR-005 | PSU2 | Power supply | CS0011144-P2
NC-DC-023-TOR-005 | FAN | Fan module | CS0011144-FN
WA-DC-024-PE-T4-01 | RE0 | Routing Engine | JU0011006-RE0
WA-DC-024-PE-T4-01 | FPC0 | MPC (fixed) | JU0011006-F0
WA-DC-024-PE-T4-01 | PEM0 | Power supply AC | JU0011006-P0
WA-DC-024-PE-T4-01 | PEM1 | Power supply AC | JU0011006-P1
WA-DC-024-PE-T4-01 | FAN0 | Fan tray | JU0011006-FT
WA-DC-024-PE-T4-02 | RE0 | Routing Engine | JU0011012-RE0
WA-DC-024-PE-T4-02 | FPC0 | MPC (fixed) | JU0011012-F0
WA-DC-024-PE-T4-02 | PEM0 | Power supply AC | JU0011012-P0
WA-DC-024-PE-T4-02 | PEM1 | Power supply AC | JU0011012-P1
WA-DC-024-PE-T4-02 | FAN0 | Fan tray | JU0011012-FT
WA-DC-024-PE-T4-03 | RE0 | Routing Engine | CS0011017-RE0
WA-DC-024-PE-T4-03 | FPC0 | MPC7E-MRATE | CS0011017-F0
WA-DC-024-PE-T4-03 | PEM0 | Power supply AC | CS0011017-P0
WA-DC-024-PE-T4-03 | PEM1 | Power supply AC | CS0011017-P1
WA-DC-024-PE-T4-03 | FAN0 | Fan tray | CS0011017-FT
WA-DC-024-PE-T4-04 | RE0 | Routing Engine | CS0011024-RE0
WA-DC-024-PE-T4-04 | FPC0 | MPC7E-MRATE | CS0011024-F0
WA-DC-024-PE-T4-04 | PEM0 | Power supply AC | CS0011024-P0
WA-DC-024-PE-T4-04 | PEM1 | Power supply AC | CS0011024-P1
WA-DC-024-PE-T4-04 | FAN0 | Fan tray | CS0011024-FT
WA-DC-024-FW-01 | PSU1 | Power supply | FG0011032-P1
WA-DC-024-FW-01 | PSU2 | Power supply | FG0011032-P2
WA-DC-024-FW-01 | FAN | Fan module | FG0011032-FN
WA-DC-024-OLA-01 | PSU1 | Power supply | NK0011038-P1
WA-DC-024-OLA-01 | PSU2 | Power supply | NK0011038-P2
WA-DC-024-OLA-01 | FAN | Fan module | NK0011038-FN
WA-DC-024-AGG-R01 | RE0 | Routing Engine | JU0011048-RE0
WA-DC-024-AGG-R01 | FPC0 | MPC7E-MRATE | JU0011048-F0
WA-DC-024-AGG-R01 | PEM0 | Power supply AC | JU0011048-P0
WA-DC-024-AGG-R01 | PEM1 | Power supply AC | JU0011048-P1
WA-DC-024-AGG-R01 | FAN0 | Fan tray | JU0011048-FT
WA-DC-024-AGG-R02 | RE0 | Routing Engine | JU0011052-RE0
WA-DC-024-AGG-R02 | FPC0 | MPC7E-MRATE | JU0011052-F0
WA-DC-024-AGG-R02 | PEM0 | Power supply AC | JU0011052-P0
WA-DC-024-AGG-R02 | PEM1 | Power supply AC | JU0011052-P1
WA-DC-024-AGG-R02 | FAN0 | Fan tray | JU0011052-FT
WA-DC-024-MMR-SW-01 | PSU1 | Power supply | JU0011061-P1
WA-DC-024-MMR-SW-01 | PSU2 | Power supply | JU0011061-P2
WA-DC-024-MMR-SW-01 | FAN | Fan module | JU0011061-FN
WA-DC-024-MMR-SW-02 | PSU1 | Power supply | JU0011063-P1
WA-DC-024-MMR-SW-02 | PSU2 | Power supply | JU0011063-P2
WA-DC-024-MMR-SW-02 | FAN | Fan module | JU0011063-FN
WA-DC-024-MMR-SW-03 | PSU1 | Power supply | AR0011070-P1
WA-DC-024-MMR-SW-03 | PSU2 | Power supply | AR0011070-P2
WA-DC-024-MMR-SW-03 | FAN | Fan module | AR0011070-FN
WA-DC-024-MMR-SW-04 | PSU1 | Power supply | JU0011081-P1
WA-DC-024-MMR-SW-04 | PSU2 | Power supply | JU0011081-P2
WA-DC-024-MMR-SW-04 | FAN | Fan module | JU0011081-FN
WA-DC-024-TOR-001 | PSU1 | Power supply | JU0011090-P1
WA-DC-024-TOR-001 | PSU2 | Power supply | JU0011090-P2
WA-DC-024-TOR-001 | FAN | Fan module | JU0011090-FN
WA-DC-024-TOR-002 | PSU1 | Power supply | AR0011097-P1
WA-DC-024-TOR-002 | PSU2 | Power supply | AR0011097-P2
WA-DC-024-TOR-002 | FAN | Fan module | AR0011097-FN
WA-DC-024-TOR-003 | PSU1 | Power supply | JU0011098-P1
WA-DC-024-TOR-003 | PSU2 | Power supply | JU0011098-P2
WA-DC-024-TOR-003 | FAN | Fan module | JU0011098-FN
Note on A1: Required: yes Type: ref (from Devices) System field: NetworkElement.id
Note on B1: For example "FPC 0", "PSU 1". Required: yes Type: text System field: modules[].slot
Note on C1: Part description. Required: yes Type: text System field: modules[].name
Note on D1: Required: no Type: text System field: modules[].serial

## Interfaces
device_id * | if_name * | type * | speed_mbps * | admin_state * | description | optic_model
VA-DC-001-PE-T4-01 | xe-0/0/0 | 10G SFP+ | 10000 | admin-down
VA-DC-001-PE-T4-01 | xe-0/0/1 | 10G SFP+ | 10000 | up | Backhaul to TX-DC-006 | SFP-10G-LR
VA-DC-001-PE-T4-01 | xe-0/0/2 | 10G SFP+ | 10000 | up | Backhaul to CA-DC-021 | SFP-10G-LR
VA-DC-001-PE-T4-01 | xe-0/0/3 | 10G SFP+ | 10000 | up | Backhaul to NC-DC-023 | SFP-10G-LR
VA-DC-001-PE-T4-01 | xe-0/0/4 | 10G SFP+ | 10000 | up | Backhaul to UT-DC-019 | SFP-10G-LR
VA-DC-001-PE-T4-01 | xe-0/0/5 | 10G SFP+ | 10000 | up | Backhaul to NJ-DC-012 | SFP-10G-LR
VA-DC-001-PE-T4-01 | xe-0/0/6 | 10G SFP+ | 10000 | up | Uplink to VA-DC-001-AGG-R01 | SFP-10G-LR
VA-DC-001-PE-T4-01 | xe-0/0/7 | 10G SFP+ | 10000 | admin-down
VA-DC-001-PE-T4-01 | xe-0/0/8 | 10G SFP+ | 10000 | admin-down
VA-DC-001-PE-T4-01 | xe-0/0/9 | 10G SFP+ | 10000 | reserved
VA-DC-001-PE-T4-01 | xe-0/0/10 | 10G SFP+ | 10000 | admin-down
VA-DC-001-PE-T4-01 | xe-0/0/11 | 10G SFP+ | 10000 | admin-down
VA-DC-001-PE-T4-01 | et-0/1/0 | 100G QSFP28 | 100000 | up | Fabric to VA-DC-001-PE-T4-02 | QSFP28-100G-LR4
VA-DC-001-PE-T4-01 | et-0/1/1 | 100G QSFP28 | 100000 | up | Fabric to VA-DC-001-PE-T4-03 | QSFP28-100G-LR4
VA-DC-001-PE-T4-01 | et-0/1/2 | 100G QSFP28 | 100000 | up | Fabric to VA-DC-001-PE-T4-04 | QSFP28-100G-LR4
VA-DC-001-PE-T4-01 | et-0/1/3 | 100G QSFP28 | 100000 | admin-down
VA-DC-001-PE-T4-01 | ge-0/2/0 | 1G copper | 1000 | admin-down
VA-DC-001-PE-T4-01 | ge-0/2/1 | 1G copper | 1000 | admin-down
VA-DC-001-PE-T4-01 | ge-0/2/2 | 1G copper | 1000 | admin-down
VA-DC-001-PE-T4-01 | ge-0/2/3 | 1G copper | 1000 | admin-down
VA-DC-001-PE-T4-01 | ge-0/2/4 | 1G copper | 1000 | admin-down
VA-DC-001-PE-T4-01 | ge-0/2/5 | 1G copper | 1000 | admin-down
VA-DC-001-PE-T4-01 | ge-0/2/6 | 1G copper | 1000 | admin-down
VA-DC-001-PE-T4-01 | ge-0/2/7 | 1G copper | 1000 | admin-down
VA-DC-001-PE-T4-01 | ge-0/2/8 | 1G copper | 1000 | admin-down
VA-DC-001-PE-T4-01 | ge-0/2/9 | 1G copper | 1000 | admin-down
VA-DC-001-PE-T4-01 | ge-0/2/10 | 1G copper | 1000 | admin-down
VA-DC-001-PE-T4-01 | ge-0/2/11 | 1G copper | 1000 | admin-down
VA-DC-001-PE-T4-01 | ge-0/2/12 | 1G copper | 1000 | admin-down
VA-DC-001-PE-T4-01 | ge-0/2/13 | 1G copper | 1000 | admin-down
VA-DC-001-PE-T4-01 | ge-0/2/14 | 1G copper | 1000 | admin-down
VA-DC-001-PE-T4-01 | ge-0/2/15 | 1G copper | 1000 | admin-down
VA-DC-001-PE-T4-02 | xe-0/0/0 | 10G SFP+ | 10000 | admin-down
VA-DC-001-PE-T4-02 | xe-0/0/1 | 10G SFP+ | 10000 | up | Backhaul to GA-DC-011 | SFP-10G-LR
VA-DC-001-PE-T4-02 | xe-0/0/2 | 10G SFP+ | 10000 | up | Backhaul to IL-DC-009 | SFP-10G-LR
VA-DC-001-PE-T4-02 | xe-0/0/3 | 10G SFP+ | 10000 | up | Backhaul to TX-DC-006 | SFP-10G-LR
VA-DC-001-PE-T4-02 | xe-0/0/4 | 10G SFP+ | 10000 | up | Backhaul to UT-DC-019 | SFP-10G-LR
VA-DC-001-PE-T4-02 | xe-0/0/5 | 10G SFP+ | 10000 | up | Backhaul to NC-DC-023 | SFP-10G-LR
VA-DC-001-PE-T4-02 | xe-0/0/6 | 10G SFP+ | 10000 | up | Uplink to VA-DC-001-AGG-R01 | SFP-10G-LR
VA-DC-001-PE-T4-02 | xe-0/0/7 | 10G SFP+ | 10000 | up | Uplink to VA-DC-001-AGG-R02 | SFP-10G-LR
VA-DC-001-PE-T4-02 | xe-0/0/8 | 10G SFP+ | 10000 | admin-down
VA-DC-001-PE-T4-02 | xe-0/0/9 | 10G SFP+ | 10000 | admin-down
VA-DC-001-PE-T4-02 | xe-0/0/10 | 10G SFP+ | 10000 | admin-down
VA-DC-001-PE-T4-02 | xe-0/0/11 | 10G SFP+ | 10000 | admin-down
VA-DC-001-PE-T4-02 | et-0/1/0 | 100G QSFP28 | 100000 | up | Fabric to VA-DC-001-PE-T4-01 | QSFP28-100G-LR4
VA-DC-001-PE-T4-02 | et-0/1/1 | 100G QSFP28 | 100000 | up | Fabric to VA-DC-001-PE-T4-03 | QSFP28-100G-LR4
VA-DC-001-PE-T4-02 | et-0/1/2 | 100G QSFP28 | 100000 | up | Fabric to VA-DC-001-PE-T4-04 | QSFP28-100G-LR4
VA-DC-001-PE-T4-02 | et-0/1/3 | 100G QSFP28 | 100000 | admin-down
VA-DC-001-PE-T4-02 | ge-0/2/0 | 1G copper | 1000 | admin-down
VA-DC-001-PE-T4-02 | ge-0/2/1 | 1G copper | 1000 | admin-down
VA-DC-001-PE-T4-02 | ge-0/2/2 | 1G copper | 1000 | admin-down
VA-DC-001-PE-T4-02 | ge-0/2/3 | 1G copper | 1000 | admin-down
VA-DC-001-PE-T4-02 | ge-0/2/4 | 1G copper | 1000 | admin-down
VA-DC-001-PE-T4-02 | ge-0/2/5 | 1G copper | 1000 | admin-down
VA-DC-001-PE-T4-02 | ge-0/2/6 | 1G copper | 1000 | admin-down
VA-DC-001-PE-T4-02 | ge-0/2/7 | 1G copper | 1000 | admin-down
VA-DC-001-PE-T4-02 | ge-0/2/8 | 1G copper | 1000 | reserved
VA-DC-001-PE-T4-02 | ge-0/2/9 | 1G copper | 1000 | admin-down
VA-DC-001-PE-T4-02 | ge-0/2/10 | 1G copper | 1000 | admin-down
VA-DC-001-PE-T4-02 | ge-0/2/11 | 1G copper | 1000 | admin-down
VA-DC-001-PE-T4-02 | ge-0/2/12 | 1G copper | 1000 | admin-down
VA-DC-001-PE-T4-02 | ge-0/2/13 | 1G copper | 1000 | admin-down
VA-DC-001-PE-T4-02 | ge-0/2/14 | 1G copper | 1000 | admin-down
VA-DC-001-PE-T4-02 | ge-0/2/15 | 1G copper | 1000 | admin-down
VA-DC-001-PE-T4-03 | xe-0/0/0 | 10G SFP+ | 10000 | admin-down
VA-DC-001-PE-T4-03 | xe-0/0/1 | 10G SFP+ | 10000 | up | Backhaul to UT-DC-019 | SFP-10G-LR
VA-DC-001-PE-T4-03 | xe-0/0/2 | 10G SFP+ | 10000 | up | Backhaul to OH-DC-016 | SFP-10G-LR
VA-DC-001-PE-T4-03 | xe-0/0/3 | 10G SFP+ | 10000 | up | Backhaul to TX-DC-022 | SFP-10G-LR
VA-DC-001-PE-T4-03 | xe-0/0/4 | 10G SFP+ | 10000 | up | Backhaul to CO-DC-015 | SFP-10G-LR
VA-DC-001-PE-T4-03 | xe-0/0/5 | 10G SFP+ | 10000 | up | Backhaul to GA-DC-011 | SFP-10G-LR
VA-DC-001-PE-T4-03 | xe-0/0/6 | 10G SFP+ | 10000 | up | Uplink to VA-DC-001-AGG-R02 | SFP-10G-LR
VA-DC-001-PE-T4-03 | xe-0/0/7 | 10G SFP+ | 10000 | up | Uplink to VA-DC-001-AGG-R03 | SFP-10G-LR
VA-DC-001-PE-T4-03 | xe-0/0/8 | 10G SFP+ | 10000 | admin-down
VA-DC-001-PE-T4-03 | xe-0/0/9 | 10G SFP+ | 10000 | admin-down
VA-DC-001-PE-T4-03 | xe-0/0/10 | 10G SFP+ | 10000 | admin-down
VA-DC-001-PE-T4-03 | xe-0/0/11 | 10G SFP+ | 10000 | admin-down
VA-DC-001-PE-T4-03 | et-0/1/0 | 100G QSFP28 | 100000 | up | Fabric to VA-DC-001-PE-T4-01 | QSFP28-100G-LR4
VA-DC-001-PE-T4-03 | et-0/1/1 | 100G QSFP28 | 100000 | up | Fabric to VA-DC-001-PE-T4-02 | QSFP28-100G-LR4
VA-DC-001-PE-T4-03 | et-0/1/2 | 100G QSFP28 | 100000 | up | Fabric to VA-DC-001-PE-T4-04 | QSFP28-100G-LR4
VA-DC-001-PE-T4-03 | et-0/1/3 | 100G QSFP28 | 100000 | admin-down
VA-DC-001-PE-T4-03 | ge-0/2/0 | 1G copper | 1000 | reserved
VA-DC-001-PE-T4-03 | ge-0/2/1 | 1G copper | 1000 | admin-down
VA-DC-001-PE-T4-03 | ge-0/2/2 | 1G copper | 1000 | admin-down
VA-DC-001-PE-T4-03 | ge-0/2/3 | 1G copper | 1000 | admin-down
VA-DC-001-PE-T4-03 | ge-0/2/4 | 1G copper | 1000 | admin-down
VA-DC-001-PE-T4-03 | ge-0/2/5 | 1G copper | 1000 | admin-down
VA-DC-001-PE-T4-03 | ge-0/2/6 | 1G copper | 1000 | admin-down
VA-DC-001-PE-T4-03 | ge-0/2/7 | 1G copper | 1000 | admin-down
VA-DC-001-PE-T4-03 | ge-0/2/8 | 1G copper | 1000 | admin-down
VA-DC-001-PE-T4-03 | ge-0/2/9 | 1G copper | 1000 | admin-down
VA-DC-001-PE-T4-03 | ge-0/2/10 | 1G copper | 1000 | reserved
VA-DC-001-PE-T4-03 | ge-0/2/11 | 1G copper | 1000 | admin-down
VA-DC-001-PE-T4-03 | ge-0/2/12 | 1G copper | 1000 | reserved
VA-DC-001-PE-T4-03 | ge-0/2/13 | 1G copper | 1000 | admin-down
VA-DC-001-PE-T4-03 | ge-0/2/14 | 1G copper | 1000 | admin-down
VA-DC-001-PE-T4-03 | ge-0/2/15 | 1G copper | 1000 | admin-down
VA-DC-001-PE-T4-04 | xe-0/0/0 | 10G SFP+ | 10000 | reserved
VA-DC-001-PE-T4-04 | xe-0/0/1 | 10G SFP+ | 10000 | up | Backhaul to OR-DC-014 | SFP-10G-LR
VA-DC-001-PE-T4-04 | xe-0/0/2 | 10G SFP+ | 10000 | up | Backhaul to VA-DC-004 | SFP-10G-LR
VA-DC-001-PE-T4-04 | xe-0/0/3 | 10G SFP+ | 10000 | up | Backhaul to WA-DC-024 | SFP-10G-LR
VA-DC-001-PE-T4-04 | xe-0/0/4 | 10G SFP+ | 10000 | up | Backhaul to CA-DC-021 | SFP-10G-LR
VA-DC-001-PE-T4-04 | xe-0/0/5 | 10G SFP+ | 10000 | up | Backhaul to NC-DC-023 | SFP-10G-LR
VA-DC-001-PE-T4-04 | xe-0/0/6 | 10G SFP+ | 10000 | up | Uplink to VA-DC-001-AGG-R03 | SFP-10G-LR
VA-DC-001-PE-T4-04 | xe-0/0/7 | 10G SFP+ | 10000 | admin-down
VA-DC-001-PE-T4-04 | xe-0/0/8 | 10G SFP+ | 10000 | reserved
VA-DC-001-PE-T4-04 | xe-0/0/9 | 10G SFP+ | 10000 | admin-down
VA-DC-001-PE-T4-04 | xe-0/0/10 | 10G SFP+ | 10000 | admin-down
VA-DC-001-PE-T4-04 | xe-0/0/11 | 10G SFP+ | 10000 | admin-down
VA-DC-001-PE-T4-04 | et-0/1/0 | 100G QSFP28 | 100000 | up | Fabric to VA-DC-001-PE-T4-01 | QSFP28-100G-LR4
VA-DC-001-PE-T4-04 | et-0/1/1 | 100G QSFP28 | 100000 | up | Fabric to VA-DC-001-PE-T4-02 | QSFP28-100G-LR4
VA-DC-001-PE-T4-04 | et-0/1/2 | 100G QSFP28 | 100000 | up | Fabric to VA-DC-001-PE-T4-03 | QSFP28-100G-LR4
VA-DC-001-PE-T4-04 | et-0/1/3 | 100G QSFP28 | 100000 | admin-down
VA-DC-001-PE-T4-04 | ge-0/2/0 | 1G copper | 1000 | admin-down
VA-DC-001-PE-T4-04 | ge-0/2/1 | 1G copper | 1000 | admin-down
VA-DC-001-PE-T4-04 | ge-0/2/2 | 1G copper | 1000 | admin-down
VA-DC-001-PE-T4-04 | ge-0/2/3 | 1G copper | 1000 | admin-down
VA-DC-001-PE-T4-04 | ge-0/2/4 | 1G copper | 1000 | admin-down
VA-DC-001-PE-T4-04 | ge-0/2/5 | 1G copper | 1000 | admin-down
VA-DC-001-PE-T4-04 | ge-0/2/6 | 1G copper | 1000 | admin-down
VA-DC-001-PE-T4-04 | ge-0/2/7 | 1G copper | 1000 | admin-down
VA-DC-001-PE-T4-04 | ge-0/2/8 | 1G copper | 1000 | admin-down
VA-DC-001-PE-T4-04 | ge-0/2/9 | 1G copper | 1000 | admin-down
VA-DC-001-PE-T4-04 | ge-0/2/10 | 1G copper | 1000 | admin-down
VA-DC-001-PE-T4-04 | ge-0/2/11 | 1G copper | 1000 | admin-down
VA-DC-001-PE-T4-04 | ge-0/2/12 | 1G copper | 1000 | admin-down
VA-DC-001-PE-T4-04 | ge-0/2/13 | 1G copper | 1000 | admin-down
VA-DC-001-PE-T4-04 | ge-0/2/14 | 1G copper | 1000 | admin-down
VA-DC-001-PE-T4-04 | ge-0/2/15 | 1G copper | 1000 | admin-down
VA-DC-001-FW-01 | port1 | 10G SFP+ | 10000 | up | Uplink to VA-DC-001-AGG-R01 | SFP-10G-LR
VA-DC-001-FW-01 | port2 | 10G SFP+ | 10000 | up | Uplink to VA-DC-001-AGG-R02 | SFP-10G-LR
VA-DC-001-FW-01 | port3 | 10G SFP+ | 10000 | admin-down
VA-DC-001-FW-01 | port4 | 10G SFP+ | 10000 | admin-down
VA-DC-001-FW-01 | port5 | 10G SFP+ | 10000 | admin-down
VA-DC-001-FW-01 | port6 | 10G SFP+ | 10000 | admin-down
VA-DC-001-FW-01 | port7 | 10G SFP+ | 10000 | admin-down
VA-DC-001-FW-01 | port8 | 10G SFP+ | 10000 | admin-down
VA-DC-001-FW-02 | port1 | 10G SFP+ | 10000 | up | Uplink to VA-DC-001-AGG-R02 | SFP-10G-LR
VA-DC-001-FW-02 | port2 | 10G SFP+ | 10000 | up | Uplink to VA-DC-001-AGG-R03 | SFP-10G-LR
VA-DC-001-FW-02 | port3 | 10G SFP+ | 10000 | admin-down
VA-DC-001-FW-02 | port4 | 10G SFP+ | 10000 | admin-down
VA-DC-001-FW-02 | port5 | 10G SFP+ | 10000 | admin-down
VA-DC-001-FW-02 | port6 | 10G SFP+ | 10000 | admin-down
VA-DC-001-FW-02 | port7 | 10G SFP+ | 10000 | admin-down
VA-DC-001-FW-02 | port8 | 10G SFP+ | 10000 | admin-down
VA-DC-001-OLA-01 | 1/2/c1 | 100G QSFP28 | 100000 | up | Uplink to VA-DC-001-AGG-R01 | QSFP28-100G-LR4
VA-DC-001-OLA-01 | 1/2/c2 | 100G QSFP28 | 100000 | admin-down
VA-DC-001-OLA-01 | 1/2/c3 | 100G QSFP28 | 100000 | admin-down
VA-DC-001-OLA-01 | 1/2/c4 | 100G QSFP28 | 100000 | admin-down
VA-DC-001-OLA-01 | 1/2/c5 | 100G QSFP28 | 100000 | admin-down
VA-DC-001-OLA-01 | 1/2/c6 | 100G QSFP28 | 100000 | admin-down
VA-DC-001-OLA-01 | 1/2/c7 | 100G QSFP28 | 100000 | admin-down
VA-DC-001-OLA-01 | 1/2/c8 | 100G QSFP28 | 100000 | admin-down
VA-DC-001-OLA-02 | 1/2/c1 | 100G QSFP28 | 100000 | up | Uplink to VA-DC-001-AGG-R02 | QSFP28-100G-LR4
VA-DC-001-OLA-02 | 1/2/c2 | 100G QSFP28 | 100000 | admin-down
VA-DC-001-OLA-02 | 1/2/c3 | 100G QSFP28 | 100000 | admin-down
VA-DC-001-OLA-02 | 1/2/c4 | 100G QSFP28 | 100000 | admin-down
VA-DC-001-OLA-02 | 1/2/c5 | 100G QSFP28 | 100000 | reserved
VA-DC-001-OLA-02 | 1/2/c6 | 100G QSFP28 | 100000 | admin-down
VA-DC-001-OLA-02 | 1/2/c7 | 100G QSFP28 | 100000 | admin-down
VA-DC-001-OLA-02 | 1/2/c8 | 100G QSFP28 | 100000 | admin-down
VA-DC-001-AGG-R01 | xe-0/0/0 | 10G SFP+ | 10000 | up | Uplink to VA-DC-001-FW-01 | SFP-10G-LR
VA-DC-001-AGG-R01 | xe-0/0/1 | 10G SFP+ | 10000 | up | Uplink to VA-DC-001-MMR-SW-01 | SFP-10G-LR
VA-DC-001-AGG-R01 | xe-0/0/2 | 10G SFP+ | 10000 | up | Uplink to VA-DC-001-MMR-SW-01 | SFP-10G-LR
VA-DC-001-AGG-R01 | xe-0/0/3 | 10G SFP+ | 10000 | up | Uplink to VA-DC-001-MMR-SW-04 | SFP-10G-LR
VA-DC-001-AGG-R01 | xe-0/0/4 | 10G SFP+ | 10000 | up | Uplink to VA-DC-001-MMR-SW-04 | SFP-10G-LR
VA-DC-001-AGG-R01 | xe-0/0/5 | 10G SFP+ | 10000 | up | Uplink to VA-DC-001-MMR-SW-07 | SFP-10G-LR
VA-DC-001-AGG-R01 | xe-0/0/6 | 10G SFP+ | 10000 | up | Uplink to VA-DC-001-MMR-SW-07 | SFP-10G-LR
VA-DC-001-AGG-R01 | xe-0/0/7 | 10G SFP+ | 10000 | admin-down
VA-DC-001-AGG-R01 | xe-0/0/8 | 10G SFP+ | 10000 | admin-down
VA-DC-001-AGG-R01 | xe-0/0/9 | 10G SFP+ | 10000 | admin-down
VA-DC-001-AGG-R01 | xe-0/0/10 | 10G SFP+ | 10000 | reserved
VA-DC-001-AGG-R01 | xe-0/0/11 | 10G SFP+ | 10000 | admin-down
VA-DC-001-AGG-R01 | xe-0/0/12 | 10G SFP+ | 10000 | admin-down
VA-DC-001-AGG-R01 | xe-0/0/13 | 10G SFP+ | 10000 | admin-down
VA-DC-001-AGG-R01 | xe-0/0/14 | 10G SFP+ | 10000 | admin-down
VA-DC-001-AGG-R01 | xe-0/0/15 | 10G SFP+ | 10000 | admin-down
VA-DC-001-AGG-R01 | et-0/1/0 | 100G QSFP28 | 100000 | up | Uplink to VA-DC-001-PE-T4-01 | QSFP28-100G-LR4
VA-DC-001-AGG-R01 | et-0/1/1 | 100G QSFP28 | 100000 | up | Uplink to VA-DC-001-PE-T4-02 | QSFP28-100G-LR4
VA-DC-001-AGG-R01 | et-0/1/2 | 100G QSFP28 | 100000 | up | Uplink to VA-DC-001-OLA-01 | QSFP28-100G-LR4
VA-DC-001-AGG-R01 | et-0/1/3 | 100G QSFP28 | 100000 | admin-down
VA-DC-001-AGG-R01 | et-0/1/4 | 100G QSFP28 | 100000 | admin-down
VA-DC-001-AGG-R01 | et-0/1/5 | 100G QSFP28 | 100000 | admin-down
VA-DC-001-AGG-R01 | et-0/1/6 | 100G QSFP28 | 100000 | admin-down
VA-DC-001-AGG-R01 | et-0/1/7 | 100G QSFP28 | 100000 | admin-down
VA-DC-001-AGG-R02 | xe-0/0/0 | 10G SFP+ | 10000 | up | Uplink to VA-DC-001-FW-01 | SFP-10G-LR
VA-DC-001-AGG-R02 | xe-0/0/1 | 10G SFP+ | 10000 | up | Uplink to VA-DC-001-FW-02 | SFP-10G-LR
VA-DC-001-AGG-R02 | xe-0/0/2 | 10G SFP+ | 10000 | up | Uplink to VA-DC-001-MMR-SW-02 | SFP-10G-LR
VA-DC-001-AGG-R02 | xe-0/0/3 | 10G SFP+ | 10000 | up | Uplink to VA-DC-001-MMR-SW-02 | SFP-10G-LR
VA-DC-001-AGG-R02 | xe-0/0/4 | 10G SFP+ | 10000 | up | Uplink to VA-DC-001-MMR-SW-05 | SFP-10G-LR
VA-DC-001-AGG-R02 | xe-0/0/5 | 10G SFP+ | 10000 | up | Uplink to VA-DC-001-MMR-SW-05 | SFP-10G-LR
VA-DC-001-AGG-R02 | xe-0/0/6 | 10G SFP+ | 10000 | up | Uplink to VA-DC-001-MMR-SW-08 | SFP-10G-LR
VA-DC-001-AGG-R02 | xe-0/0/7 | 10G SFP+ | 10000 | up | Uplink to VA-DC-001-MMR-SW-08 | SFP-10G-LR
VA-DC-001-AGG-R02 | xe-0/0/8 | 10G SFP+ | 10000 | admin-down
VA-DC-001-AGG-R02 | xe-0/0/9 | 10G SFP+ | 10000 | admin-down
VA-DC-001-AGG-R02 | xe-0/0/10 | 10G SFP+ | 10000 | admin-down
VA-DC-001-AGG-R02 | xe-0/0/11 | 10G SFP+ | 10000 | admin-down
VA-DC-001-AGG-R02 | xe-0/0/12 | 10G SFP+ | 10000 | admin-down
VA-DC-001-AGG-R02 | xe-0/0/13 | 10G SFP+ | 10000 | admin-down
VA-DC-001-AGG-R02 | xe-0/0/14 | 10G SFP+ | 10000 | admin-down
VA-DC-001-AGG-R02 | xe-0/0/15 | 10G SFP+ | 10000 | reserved
VA-DC-001-AGG-R02 | et-0/1/0 | 100G QSFP28 | 100000 | up | Uplink to VA-DC-001-PE-T4-02 | QSFP28-100G-LR4
VA-DC-001-AGG-R02 | et-0/1/1 | 100G QSFP28 | 100000 | up | Uplink to VA-DC-001-PE-T4-03 | QSFP28-100G-LR4
VA-DC-001-AGG-R02 | et-0/1/2 | 100G QSFP28 | 100000 | up | Uplink to VA-DC-001-OLA-02 | QSFP28-100G-LR4
VA-DC-001-AGG-R02 | et-0/1/3 | 100G QSFP28 | 100000 | admin-down
VA-DC-001-AGG-R02 | et-0/1/4 | 100G QSFP28 | 100000 | admin-down
VA-DC-001-AGG-R02 | et-0/1/5 | 100G QSFP28 | 100000 | admin-down
VA-DC-001-AGG-R02 | et-0/1/6 | 100G QSFP28 | 100000 | admin-down
VA-DC-001-AGG-R02 | et-0/1/7 | 100G QSFP28 | 100000 | reserved
VA-DC-001-AGG-R03 | xe-0/0/0 | 10G SFP+ | 10000 | up | Uplink to VA-DC-001-FW-02 | SFP-10G-LR
VA-DC-001-AGG-R03 | xe-0/0/1 | 10G SFP+ | 10000 | up | Uplink to VA-DC-001-MMR-SW-03 | SFP-10G-LR
VA-DC-001-AGG-R03 | xe-0/0/2 | 10G SFP+ | 10000 | up | Uplink to VA-DC-001-MMR-SW-03 | SFP-10G-LR
VA-DC-001-AGG-R03 | xe-0/0/3 | 10G SFP+ | 10000 | up | Uplink to VA-DC-001-MMR-SW-06 | SFP-10G-LR
VA-DC-001-AGG-R03 | xe-0/0/4 | 10G SFP+ | 10000 | up | Uplink to VA-DC-001-MMR-SW-06 | SFP-10G-LR
VA-DC-001-AGG-R03 | xe-0/0/5 | 10G SFP+ | 10000 | up | Uplink to VA-DC-001-MMR-SW-09 | SFP-10G-LR
VA-DC-001-AGG-R03 | xe-0/0/6 | 10G SFP+ | 10000 | up | Uplink to VA-DC-001-MMR-SW-09 | SFP-10G-LR
VA-DC-001-AGG-R03 | xe-0/0/7 | 10G SFP+ | 10000 | admin-down
VA-DC-001-AGG-R03 | xe-0/0/8 | 10G SFP+ | 10000 | admin-down
VA-DC-001-AGG-R03 | xe-0/0/9 | 10G SFP+ | 10000 | admin-down
VA-DC-001-AGG-R03 | xe-0/0/10 | 10G SFP+ | 10000 | admin-down
VA-DC-001-AGG-R03 | xe-0/0/11 | 10G SFP+ | 10000 | admin-down
VA-DC-001-AGG-R03 | xe-0/0/12 | 10G SFP+ | 10000 | admin-down
VA-DC-001-AGG-R03 | xe-0/0/13 | 10G SFP+ | 10000 | admin-down
VA-DC-001-AGG-R03 | xe-0/0/14 | 10G SFP+ | 10000 | admin-down
VA-DC-001-AGG-R03 | xe-0/0/15 | 10G SFP+ | 10000 | admin-down
VA-DC-001-AGG-R03 | et-0/1/0 | 100G QSFP28 | 100000 | up | Uplink to VA-DC-001-PE-T4-03 | QSFP28-100G-LR4
VA-DC-001-AGG-R03 | et-0/1/1 | 100G QSFP28 | 100000 | up | Uplink to VA-DC-001-PE-T4-04 | QSFP28-100G-LR4
VA-DC-001-AGG-R03 | et-0/1/2 | 100G QSFP28 | 100000 | admin-down
VA-DC-001-AGG-R03 | et-0/1/3 | 100G QSFP28 | 100000 | admin-down
VA-DC-001-AGG-R03 | et-0/1/4 | 100G QSFP28 | 100000 | reserved
VA-DC-001-AGG-R03 | et-0/1/5 | 100G QSFP28 | 100000 | admin-down
VA-DC-001-AGG-R03 | et-0/1/6 | 100G QSFP28 | 100000 | admin-down
VA-DC-001-AGG-R03 | et-0/1/7 | 100G QSFP28 | 100000 | admin-down
VA-DC-001-MMR-SW-01 | xe-0/0/0 | 10G SFP+ | 10000 | up | Access to VA-DC-001-TOR-001 | SFP-10G-LR
VA-DC-001-MMR-SW-01 | xe-0/0/1 | 10G SFP+ | 10000 | admin-down
VA-DC-001-MMR-SW-01 | xe-0/0/2 | 10G SFP+ | 10000 | admin-down
VA-DC-001-MMR-SW-01 | xe-0/0/3 | 10G SFP+ | 10000 | up | Server NIC
VA-DC-001-MMR-SW-01 | xe-0/0/4 | 10G SFP+ | 10000 | admin-down
VA-DC-001-MMR-SW-01 | xe-0/0/5 | 10G SFP+ | 10000 | up | Server NIC
VA-DC-001-MMR-SW-01 | xe-0/0/6 | 10G SFP+ | 10000 | up | Server NIC
VA-DC-001-MMR-SW-01 | xe-0/0/7 | 10G SFP+ | 10000 | up | Server NIC
VA-DC-001-MMR-SW-01 | xe-0/0/8 | 10G SFP+ | 10000 | up | Server NIC
VA-DC-001-MMR-SW-01 | xe-0/0/9 | 10G SFP+ | 10000 | up | Server NIC
VA-DC-001-MMR-SW-01 | xe-0/0/10 | 10G SFP+ | 10000 | up | Server NIC
VA-DC-001-MMR-SW-01 | xe-0/0/11 | 10G SFP+ | 10000 | admin-down
VA-DC-001-MMR-SW-01 | xe-0/0/12 | 10G SFP+ | 10000 | admin-down
VA-DC-001-MMR-SW-01 | xe-0/0/13 | 10G SFP+ | 10000 | admin-down
VA-DC-001-MMR-SW-01 | xe-0/0/14 | 10G SFP+ | 10000 | admin-down
VA-DC-001-MMR-SW-01 | xe-0/0/15 | 10G SFP+ | 10000 | up | Server NIC
VA-DC-001-MMR-SW-01 | xe-0/0/16 | 10G SFP+ | 10000 | up | Server NIC
VA-DC-001-MMR-SW-01 | xe-0/0/17 | 10G SFP+ | 10000 | admin-down
VA-DC-001-MMR-SW-01 | xe-0/0/18 | 10G SFP+ | 10000 | admin-down
VA-DC-001-MMR-SW-01 | xe-0/0/19 | 10G SFP+ | 10000 | up | Server NIC
VA-DC-001-MMR-SW-01 | xe-0/0/20 | 10G SFP+ | 10000 | up | Server NIC
VA-DC-001-MMR-SW-01 | xe-0/0/21 | 10G SFP+ | 10000 | admin-down
VA-DC-001-MMR-SW-01 | xe-0/0/22 | 10G SFP+ | 10000 | admin-down
VA-DC-001-MMR-SW-01 | xe-0/0/23 | 10G SFP+ | 10000 | admin-down
VA-DC-001-MMR-SW-01 | xe-0/0/24 | 10G SFP+ | 10000 | up | Server NIC
VA-DC-001-MMR-SW-01 | xe-0/0/25 | 10G SFP+ | 10000 | up | Server NIC
VA-DC-001-MMR-SW-01 | xe-0/0/26 | 10G SFP+ | 10000 | up | Server NIC
VA-DC-001-MMR-SW-01 | xe-0/0/27 | 10G SFP+ | 10000 | up | Server NIC
VA-DC-001-MMR-SW-01 | xe-0/0/28 | 10G SFP+ | 10000 | up | Server NIC
VA-DC-001-MMR-SW-01 | xe-0/0/29 | 10G SFP+ | 10000 | up | Server NIC
VA-DC-001-MMR-SW-01 | xe-0/0/30 | 10G SFP+ | 10000 | up | Server NIC
VA-DC-001-MMR-SW-01 | xe-0/0/31 | 10G SFP+ | 10000 | admin-down
VA-DC-001-MMR-SW-01 | xe-0/0/32 | 10G SFP+ | 10000 | up | Server NIC
VA-DC-001-MMR-SW-01 | xe-0/0/33 | 10G SFP+ | 10000 | up | Server NIC
VA-DC-001-MMR-SW-01 | xe-0/0/34 | 10G SFP+ | 10000 | up | Server NIC
VA-DC-001-MMR-SW-01 | xe-0/0/35 | 10G SFP+ | 10000 | admin-down
VA-DC-001-MMR-SW-01 | xe-0/0/36 | 10G SFP+ | 10000 | up | Server NIC
VA-DC-001-MMR-SW-01 | xe-0/0/37 | 10G SFP+ | 10000 | up | Server NIC
VA-DC-001-MMR-SW-01 | xe-0/0/38 | 10G SFP+ | 10000 | up | Server NIC
VA-DC-001-MMR-SW-01 | xe-0/0/39 | 10G SFP+ | 10000 | up | Server NIC
VA-DC-001-MMR-SW-01 | xe-0/0/40 | 10G SFP+ | 10000 | admin-down
VA-DC-001-MMR-SW-01 | xe-0/0/41 | 10G SFP+ | 10000 | up | Server NIC
VA-DC-001-MMR-SW-01 | xe-0/0/42 | 10G SFP+ | 10000 | up | Server NIC
VA-DC-001-MMR-SW-01 | xe-0/0/43 | 10G SFP+ | 10000 | up | Server NIC
VA-DC-001-MMR-SW-01 | xe-0/0/44 | 10G SFP+ | 10000 | up | Server NIC
VA-DC-001-MMR-SW-01 | xe-0/0/45 | 10G SFP+ | 10000 | admin-down
VA-DC-001-MMR-SW-01 | xe-0/0/46 | 10G SFP+ | 10000 | up | Server NIC
VA-DC-001-MMR-SW-01 | xe-0/0/47 | 10G SFP+ | 10000 | up | Server NIC
VA-DC-001-MMR-SW-01 | et-0/1/0 | 100G QSFP28 | 100000 | up | Uplink to VA-DC-001-AGG-R01 | QSFP28-100G-LR4
VA-DC-001-MMR-SW-01 | et-0/1/1 | 100G QSFP28 | 100000 | up | Uplink to VA-DC-001-AGG-R01 | QSFP28-100G-LR4
VA-DC-001-MMR-SW-01 | et-0/1/2 | 100G QSFP28 | 100000 | admin-down
VA-DC-001-MMR-SW-01 | et-0/1/3 | 100G QSFP28 | 100000 | admin-down
VA-DC-001-MMR-SW-02 | Ethernet1 | 10G SFP+ | 10000 | up | Access to VA-DC-001-TOR-001 | SFP-10G-LR
VA-DC-001-MMR-SW-02 | Ethernet2 | 10G SFP+ | 10000 | up | Access to VA-DC-001-TOR-002 | SFP-10G-LR
VA-DC-001-MMR-SW-02 | Ethernet3 | 10G SFP+ | 10000 | up | Server NIC
VA-DC-001-MMR-SW-02 | Ethernet4 | 10G SFP+ | 10000 | up | Server NIC
VA-DC-001-MMR-SW-02 | Ethernet5 | 10G SFP+ | 10000 | up | Server NIC
VA-DC-001-MMR-SW-02 | Ethernet6 | 10G SFP+ | 10000 | admin-down
VA-DC-001-MMR-SW-02 | Ethernet7 | 10G SFP+ | 10000 | admin-down
VA-DC-001-MMR-SW-02 | Ethernet8 | 10G SFP+ | 10000 | up | Server NIC
VA-DC-001-MMR-SW-02 | Ethernet9 | 10G SFP+ | 10000 | admin-down
VA-DC-001-MMR-SW-02 | Ethernet10 | 10G SFP+ | 10000 | admin-down
VA-DC-001-MMR-SW-02 | Ethernet11 | 10G SFP+ | 10000 | up | Server NIC
VA-DC-001-MMR-SW-02 | Ethernet12 | 10G SFP+ | 10000 | admin-down
VA-DC-001-MMR-SW-02 | Ethernet13 | 10G SFP+ | 10000 | admin-down
VA-DC-001-MMR-SW-02 | Ethernet14 | 10G SFP+ | 10000 | up | Server NIC
VA-DC-001-MMR-SW-02 | Ethernet15 | 10G SFP+ | 10000 | up | Server NIC
VA-DC-001-MMR-SW-02 | Ethernet16 | 10G SFP+ | 10000 | up | Server NIC
VA-DC-001-MMR-SW-02 | Ethernet17 | 10G SFP+ | 10000 | up | Server NIC
VA-DC-001-MMR-SW-02 | Ethernet18 | 10G SFP+ | 10000 | admin-down
VA-DC-001-MMR-SW-02 | Ethernet19 | 10G SFP+ | 10000 | reserved
VA-DC-001-MMR-SW-02 | Ethernet20 | 10G SFP+ | 10000 | admin-down
VA-DC-001-MMR-SW-02 | Ethernet21 | 10G SFP+ | 10000 | up | Server NIC
VA-DC-001-MMR-SW-02 | Ethernet22 | 10G SFP+ | 10000 | admin-down
VA-DC-001-MMR-SW-02 | Ethernet23 | 10G SFP+ | 10000 | up | Server NIC
VA-DC-001-MMR-SW-02 | Ethernet24 | 10G SFP+ | 10000 | admin-down
VA-DC-001-MMR-SW-02 | Ethernet25 | 10G SFP+ | 10000 | up | Server NIC
VA-DC-001-MMR-SW-02 | Ethernet26 | 10G SFP+ | 10000 | up | Server NIC
VA-DC-001-MMR-SW-02 | Ethernet27 | 10G SFP+ | 10000 | admin-down
VA-DC-001-MMR-SW-02 | Ethernet28 | 10G SFP+ | 10000 | up | Server NIC
VA-DC-001-MMR-SW-02 | Ethernet29 | 10G SFP+ | 10000 | up | Server NIC
VA-DC-001-MMR-SW-02 | Ethernet30 | 10G SFP+ | 10000 | admin-down
VA-DC-001-MMR-SW-02 | Ethernet31 | 10G SFP+ | 10000 | up | Server NIC
VA-DC-001-MMR-SW-02 | Ethernet32 | 10G SFP+ | 10000 | admin-down
VA-DC-001-MMR-SW-02 | Ethernet33 | 10G SFP+ | 10000 | admin-down
VA-DC-001-MMR-SW-02 | Ethernet34 | 10G SFP+ | 10000 | up | Server NIC
VA-DC-001-MMR-SW-02 | Ethernet35 | 10G SFP+ | 10000 | up | Server NIC
VA-DC-001-MMR-SW-02 | Ethernet36 | 10G SFP+ | 10000 | up | Server NIC
VA-DC-001-MMR-SW-02 | Ethernet37 | 10G SFP+ | 10000 | admin-down
VA-DC-001-MMR-SW-02 | Ethernet38 | 10G SFP+ | 10000 | up | Server NIC
VA-DC-001-MMR-SW-02 | Ethernet39 | 10G SFP+ | 10000 | up | Server NIC
VA-DC-001-MMR-SW-02 | Ethernet40 | 10G SFP+ | 10000 | up | Server NIC
VA-DC-001-MMR-SW-02 | Ethernet41 | 10G SFP+ | 10000 | admin-down
VA-DC-001-MMR-SW-02 | Ethernet42 | 10G SFP+ | 10000 | up | Server NIC
VA-DC-001-MMR-SW-02 | Ethernet43 | 10G SFP+ | 10000 | admin-down
VA-DC-001-MMR-SW-02 | Ethernet44 | 10G SFP+ | 10000 | up | Server NIC
VA-DC-001-MMR-SW-02 | Ethernet45 | 10G SFP+ | 10000 | up | Server NIC
VA-DC-001-MMR-SW-02 | Ethernet46 | 10G SFP+ | 10000 | admin-down
VA-DC-001-MMR-SW-02 | Ethernet47 | 10G SFP+ | 10000 | up | Server NIC
VA-DC-001-MMR-SW-02 | Ethernet48 | 10G SFP+ | 10000 | admin-down
VA-DC-001-MMR-SW-02 | Ethernet49/1 | 100G QSFP28 | 100000 | up | Uplink to VA-DC-001-AGG-R02 | QSFP28-100G-LR4
VA-DC-001-MMR-SW-02 | Ethernet49/2 | 100G QSFP28 | 100000 | up | Uplink to VA-DC-001-AGG-R02 | QSFP28-100G-LR4
VA-DC-001-MMR-SW-02 | Ethernet49/3 | 100G QSFP28 | 100000 | admin-down
VA-DC-001-MMR-SW-02 | Ethernet49/4 | 100G QSFP28 | 100000 | admin-down
VA-DC-001-MMR-SW-03 | Ethernet1 | 10G SFP+ | 10000 | up | Access to VA-DC-001-TOR-002 | SFP-10G-LR
VA-DC-001-MMR-SW-03 | Ethernet2 | 10G SFP+ | 10000 | up | Access to VA-DC-001-TOR-003 | SFP-10G-LR
VA-DC-001-MMR-SW-03 | Ethernet3 | 10G SFP+ | 10000 | admin-down
VA-DC-001-MMR-SW-03 | Ethernet4 | 10G SFP+ | 10000 | reserved
VA-DC-001-MMR-SW-03 | Ethernet5 | 10G SFP+ | 10000 | up | Server NIC
VA-DC-001-MMR-SW-03 | Ethernet6 | 10G SFP+ | 10000 | admin-down
VA-DC-001-MMR-SW-03 | Ethernet7 | 10G SFP+ | 10000 | admin-down
VA-DC-001-MMR-SW-03 | Ethernet8 | 10G SFP+ | 10000 | up | Server NIC
VA-DC-001-MMR-SW-03 | Ethernet9 | 10G SFP+ | 10000 | up | Server NIC
VA-DC-001-MMR-SW-03 | Ethernet10 | 10G SFP+ | 10000 | up | Server NIC
VA-DC-001-MMR-SW-03 | Ethernet11 | 10G SFP+ | 10000 | up | Server NIC
VA-DC-001-MMR-SW-03 | Ethernet12 | 10G SFP+ | 10000 | up | Server NIC
VA-DC-001-MMR-SW-03 | Ethernet13 | 10G SFP+ | 10000 | up | Server NIC
VA-DC-001-MMR-SW-03 | Ethernet14 | 10G SFP+ | 10000 | up | Server NIC
VA-DC-001-MMR-SW-03 | Ethernet15 | 10G SFP+ | 10000 | up | Server NIC
VA-DC-001-MMR-SW-03 | Ethernet16 | 10G SFP+ | 10000 | up | Server NIC
VA-DC-001-MMR-SW-03 | Ethernet17 | 10G SFP+ | 10000 | up | Server NIC
VA-DC-001-MMR-SW-03 | Ethernet18 | 10G SFP+ | 10000 | up | Server NIC
VA-DC-001-MMR-SW-03 | Ethernet19 | 10G SFP+ | 10000 | admin-down
VA-DC-001-MMR-SW-03 | Ethernet20 | 10G SFP+ | 10000 | up | Server NIC
VA-DC-001-MMR-SW-03 | Ethernet21 | 10G SFP+ | 10000 | admin-down
VA-DC-001-MMR-SW-03 | Ethernet22 | 10G SFP+ | 10000 | admin-down
VA-DC-001-MMR-SW-03 | Ethernet23 | 10G SFP+ | 10000 | up | Server NIC
VA-DC-001-MMR-SW-03 | Ethernet24 | 10G SFP+ | 10000 | admin-down
VA-DC-001-MMR-SW-03 | Ethernet25 | 10G SFP+ | 10000 | up | Server NIC
VA-DC-001-MMR-SW-03 | Ethernet26 | 10G SFP+ | 10000 | up | Server NIC
VA-DC-001-MMR-SW-03 | Ethernet27 | 10G SFP+ | 10000 | admin-down
VA-DC-001-MMR-SW-03 | Ethernet28 | 10G SFP+ | 10000 | admin-down
VA-DC-001-MMR-SW-03 | Ethernet29 | 10G SFP+ | 10000 | up | Server NIC
VA-DC-001-MMR-SW-03 | Ethernet30 | 10G SFP+ | 10000 | admin-down
VA-DC-001-MMR-SW-03 | Ethernet31 | 10G SFP+ | 10000 | admin-down
VA-DC-001-MMR-SW-03 | Ethernet32 | 10G SFP+ | 10000 | up | Server NIC
VA-DC-001-MMR-SW-03 | Ethernet33 | 10G SFP+ | 10000 | up | Server NIC
VA-DC-001-MMR-SW-03 | Ethernet34 | 10G SFP+ | 10000 | admin-down
VA-DC-001-MMR-SW-03 | Ethernet35 | 10G SFP+ | 10000 | up | Server NIC
VA-DC-001-MMR-SW-03 | Ethernet36 | 10G SFP+ | 10000 | admin-down
VA-DC-001-MMR-SW-03 | Ethernet37 | 10G SFP+ | 10000 | up | Server NIC
VA-DC-001-MMR-SW-03 | Ethernet38 | 10G SFP+ | 10000 | up | Server NIC
VA-DC-001-MMR-SW-03 | Ethernet39 | 10G SFP+ | 10000 | up | Server NIC
VA-DC-001-MMR-SW-03 | Ethernet40 | 10G SFP+ | 10000 | up | Server NIC
VA-DC-001-MMR-SW-03 | Ethernet41 | 10G SFP+ | 10000 | up | Server NIC
VA-DC-001-MMR-SW-03 | Ethernet42 | 10G SFP+ | 10000 | up | Server NIC
VA-DC-001-MMR-SW-03 | Ethernet43 | 10G SFP+ | 10000 | up | Server NIC
VA-DC-001-MMR-SW-03 | Ethernet44 | 10G SFP+ | 10000 | admin-down
VA-DC-001-MMR-SW-03 | Ethernet45 | 10G SFP+ | 10000 | up | Server NIC
VA-DC-001-MMR-SW-03 | Ethernet46 | 10G SFP+ | 10000 | up | Server NIC
VA-DC-001-MMR-SW-03 | Ethernet47 | 10G SFP+ | 10000 | admin-down
VA-DC-001-MMR-SW-03 | Ethernet48 | 10G SFP+ | 10000 | up | Server NIC
VA-DC-001-MMR-SW-03 | Ethernet49/1 | 100G QSFP28 | 100000 | up | Uplink to VA-DC-001-AGG-R03 | QSFP28-100G-LR4
VA-DC-001-MMR-SW-03 | Ethernet49/2 | 100G QSFP28 | 100000 | up | Uplink to VA-DC-001-AGG-R03 | QSFP28-100G-LR4
VA-DC-001-MMR-SW-03 | Ethernet49/3 | 100G QSFP28 | 100000 | admin-down
VA-DC-001-MMR-SW-03 | Ethernet49/4 | 100G QSFP28 | 100000 | admin-down
VA-DC-001-MMR-SW-04 | xe-0/0/0 | 10G SFP+ | 10000 | up | Access to VA-DC-001-TOR-003 | SFP-10G-LR
VA-DC-001-MMR-SW-04 | xe-0/0/1 | 10G SFP+ | 10000 | up | Access to VA-DC-001-TOR-004 | SFP-10G-LR
VA-DC-001-MMR-SW-04 | xe-0/0/2 | 10G SFP+ | 10000 | up | Server NIC
VA-DC-001-MMR-SW-04 | xe-0/0/3 | 10G SFP+ | 10000 | admin-down
VA-DC-001-MMR-SW-04 | xe-0/0/4 | 10G SFP+ | 10000 | up | Server NIC
VA-DC-001-MMR-SW-04 | xe-0/0/5 | 10G SFP+ | 10000 | up | Server NIC
VA-DC-001-MMR-SW-04 | xe-0/0/6 | 10G SFP+ | 10000 | up | Server NIC
VA-DC-001-MMR-SW-04 | xe-0/0/7 | 10G SFP+ | 10000 | up | Server NIC
VA-DC-001-MMR-SW-04 | xe-0/0/8 | 10G SFP+ | 10000 | up | Server NIC
VA-DC-001-MMR-SW-04 | xe-0/0/9 | 10G SFP+ | 10000 | up | Server NIC
VA-DC-001-MMR-SW-04 | xe-0/0/10 | 10G SFP+ | 10000 | up | Server NIC
VA-DC-001-MMR-SW-04 | xe-0/0/11 | 10G SFP+ | 10000 | admin-down
VA-DC-001-MMR-SW-04 | xe-0/0/12 | 10G SFP+ | 10000 | up | Server NIC
VA-DC-001-MMR-SW-04 | xe-0/0/13 | 10G SFP+ | 10000 | up | Server NIC
VA-DC-001-MMR-SW-04 | xe-0/0/14 | 10G SFP+ | 10000 | up | Server NIC
VA-DC-001-MMR-SW-04 | xe-0/0/15 | 10G SFP+ | 10000 | up | Server NIC
VA-DC-001-MMR-SW-04 | xe-0/0/16 | 10G SFP+ | 10000 | up | Server NIC
VA-DC-001-MMR-SW-04 | xe-0/0/17 | 10G SFP+ | 10000 | up | Server NIC
VA-DC-001-MMR-SW-04 | xe-0/0/18 | 10G SFP+ | 10000 | up | Server NIC
VA-DC-001-MMR-SW-04 | xe-0/0/19 | 10G SFP+ | 10000 | up | Server NIC
VA-DC-001-MMR-SW-04 | xe-0/0/20 | 10G SFP+ | 10000 | up | Server NIC
VA-DC-001-MMR-SW-04 | xe-0/0/21 | 10G SFP+ | 10000 | admin-down
VA-DC-001-MMR-SW-04 | xe-0/0/22 | 10G SFP+ | 10000 | up | Server NIC
VA-DC-001-MMR-SW-04 | xe-0/0/23 | 10G SFP+ | 10000 | up | Server NIC
VA-DC-001-MMR-SW-04 | xe-0/0/24 | 10G SFP+ | 10000 | up | Server NIC
VA-DC-001-MMR-SW-04 | xe-0/0/25 | 10G SFP+ | 10000 | up | Server NIC
VA-DC-001-MMR-SW-04 | xe-0/0/26 | 10G SFP+ | 10000 | up | Server NIC
VA-DC-001-MMR-SW-04 | xe-0/0/27 | 10G SFP+ | 10000 | admin-down
VA-DC-001-MMR-SW-04 | xe-0/0/28 | 10G SFP+ | 10000 | up | Server NIC
VA-DC-001-MMR-SW-04 | xe-0/0/29 | 10G SFP+ | 10000 | up | Server NIC
VA-DC-001-MMR-SW-04 | xe-0/0/30 | 10G SFP+ | 10000 | up | Server NIC
VA-DC-001-MMR-SW-04 | xe-0/0/31 | 10G SFP+ | 10000 | up | Server NIC
VA-DC-001-MMR-SW-04 | xe-0/0/32 | 10G SFP+ | 10000 | up | Server NIC
VA-DC-001-MMR-SW-04 | xe-0/0/33 | 10G SFP+ | 10000 | admin-down
VA-DC-001-MMR-SW-04 | xe-0/0/34 | 10G SFP+ | 10000 | admin-down
VA-DC-001-MMR-SW-04 | xe-0/0/35 | 10G SFP+ | 10000 | up | Server NIC
VA-DC-001-MMR-SW-04 | xe-0/0/36 | 10G SFP+ | 10000 | admin-down
VA-DC-001-MMR-SW-04 | xe-0/0/37 | 10G SFP+ | 10000 | admin-down
VA-DC-001-MMR-SW-04 | xe-0/0/38 | 10G SFP+ | 10000 | up | Server NIC
VA-DC-001-MMR-SW-04 | xe-0/0/39 | 10G SFP+ | 10000 | admin-down
VA-DC-001-MMR-SW-04 | xe-0/0/40 | 10G SFP+ | 10000 | up | Server NIC
VA-DC-001-MMR-SW-04 | xe-0/0/41 | 10G SFP+ | 10000 | up | Server NIC
VA-DC-001-MMR-SW-04 | xe-0/0/42 | 10G SFP+ | 10000 | admin-down
VA-DC-001-MMR-SW-04 | xe-0/0/43 | 10G SFP+ | 10000 | admin-down
VA-DC-001-MMR-SW-04 | xe-0/0/44 | 10G SFP+ | 10000 | admin-down
VA-DC-001-MMR-SW-04 | xe-0/0/45 | 10G SFP+ | 10000 | up | Server NIC
VA-DC-001-MMR-SW-04 | xe-0/0/46 | 10G SFP+ | 10000 | admin-down
VA-DC-001-MMR-SW-04 | xe-0/0/47 | 10G SFP+ | 10000 | admin-down
VA-DC-001-MMR-SW-04 | et-0/1/0 | 100G QSFP28 | 100000 | up | Uplink to VA-DC-001-AGG-R01 | QSFP28-100G-LR4
VA-DC-001-MMR-SW-04 | et-0/1/1 | 100G QSFP28 | 100000 | up | Uplink to VA-DC-001-AGG-R01 | QSFP28-100G-LR4
VA-DC-001-MMR-SW-04 | et-0/1/2 | 100G QSFP28 | 100000 | admin-down
VA-DC-001-MMR-SW-04 | et-0/1/3 | 100G QSFP28 | 100000 | reserved
VA-DC-001-MMR-SW-05 | Ethernet1 | 10G SFP+ | 10000 | up | Access to VA-DC-001-TOR-004 | SFP-10G-LR
VA-DC-001-MMR-SW-05 | Ethernet2 | 10G SFP+ | 10000 | up | Access to VA-DC-001-TOR-005 | SFP-10G-LR
VA-DC-001-MMR-SW-05 | Ethernet3 | 10G SFP+ | 10000 | admin-down
VA-DC-001-MMR-SW-05 | Ethernet4 | 10G SFP+ | 10000 | up | Server NIC
VA-DC-001-MMR-SW-05 | Ethernet5 | 10G SFP+ | 10000 | admin-down
VA-DC-001-MMR-SW-05 | Ethernet6 | 10G SFP+ | 10000 | up | Server NIC
VA-DC-001-MMR-SW-05 | Ethernet7 | 10G SFP+ | 10000 | up | Server NIC
VA-DC-001-MMR-SW-05 | Ethernet8 | 10G SFP+ | 10000 | up | Server NIC
VA-DC-001-MMR-SW-05 | Ethernet9 | 10G SFP+ | 10000 | up | Server NIC
VA-DC-001-MMR-SW-05 | Ethernet10 | 10G SFP+ | 10000 | up | Server NIC
VA-DC-001-MMR-SW-05 | Ethernet11 | 10G SFP+ | 10000 | up | Server NIC
VA-DC-001-MMR-SW-05 | Ethernet12 | 10G SFP+ | 10000 | admin-down
VA-DC-001-MMR-SW-05 | Ethernet13 | 10G SFP+ | 10000 | up | Server NIC
VA-DC-001-MMR-SW-05 | Ethernet14 | 10G SFP+ | 10000 | up | Server NIC
VA-DC-001-MMR-SW-05 | Ethernet15 | 10G SFP+ | 10000 | up | Server NIC
VA-DC-001-MMR-SW-05 | Ethernet16 | 10G SFP+ | 10000 | admin-down
VA-DC-001-MMR-SW-05 | Ethernet17 | 10G SFP+ | 10000 | admin-down
VA-DC-001-MMR-SW-05 | Ethernet18 | 10G SFP+ | 10000 | up | Server NIC
VA-DC-001-MMR-SW-05 | Ethernet19 | 10G SFP+ | 10000 | admin-down
VA-DC-001-MMR-SW-05 | Ethernet20 | 10G SFP+ | 10000 | up | Server NIC
VA-DC-001-MMR-SW-05 | Ethernet21 | 10G SFP+ | 10000 | up | Server NIC
VA-DC-001-MMR-SW-05 | Ethernet22 | 10G SFP+ | 10000 | admin-down
VA-DC-001-MMR-SW-05 | Ethernet23 | 10G SFP+ | 10000 | up | Server NIC
VA-DC-001-MMR-SW-05 | Ethernet24 | 10G SFP+ | 10000 | up | Server NIC
VA-DC-001-MMR-SW-05 | Ethernet25 | 10G SFP+ | 10000 | up | Server NIC
VA-DC-001-MMR-SW-05 | Ethernet26 | 10G SFP+ | 10000 | up | Server NIC
VA-DC-001-MMR-SW-05 | Ethernet27 | 10G SFP+ | 10000 | admin-down
VA-DC-001-MMR-SW-05 | Ethernet28 | 10G SFP+ | 10000 | up | Server NIC
VA-DC-001-MMR-SW-05 | Ethernet29 | 10G SFP+ | 10000 | admin-down
VA-DC-001-MMR-SW-05 | Ethernet30 | 10G SFP+ | 10000 | up | Server NIC
VA-DC-001-MMR-SW-05 | Ethernet31 | 10G SFP+ | 10000 | admin-down
VA-DC-001-MMR-SW-05 | Ethernet32 | 10G SFP+ | 10000 | up | Server NIC
VA-DC-001-MMR-SW-05 | Ethernet33 | 10G SFP+ | 10000 | admin-down
VA-DC-001-MMR-SW-05 | Ethernet34 | 10G SFP+ | 10000 | admin-down
VA-DC-001-MMR-SW-05 | Ethernet35 | 10G SFP+ | 10000 | admin-down
VA-DC-001-MMR-SW-05 | Ethernet36 | 10G SFP+ | 10000 | up | Server NIC
VA-DC-001-MMR-SW-05 | Ethernet37 | 10G SFP+ | 10000 | up | Server NIC
VA-DC-001-MMR-SW-05 | Ethernet38 | 10G SFP+ | 10000 | up | Server NIC
VA-DC-001-MMR-SW-05 | Ethernet39 | 10G SFP+ | 10000 | up | Server NIC
VA-DC-001-MMR-SW-05 | Ethernet40 | 10G SFP+ | 10000 | up | Server NIC
VA-DC-001-MMR-SW-05 | Ethernet41 | 10G SFP+ | 10000 | reserved
VA-DC-001-MMR-SW-05 | Ethernet42 | 10G SFP+ | 10000 | up | Server NIC
VA-DC-001-MMR-SW-05 | Ethernet43 | 10G SFP+ | 10000 | up | Server NIC
VA-DC-001-MMR-SW-05 | Ethernet44 | 10G SFP+ | 10000 | admin-down
VA-DC-001-MMR-SW-05 | Ethernet45 | 10G SFP+ | 10000 | admin-down
VA-DC-001-MMR-SW-05 | Ethernet46 | 10G SFP+ | 10000 | up | Server NIC
VA-DC-001-MMR-SW-05 | Ethernet47 | 10G SFP+ | 10000 | admin-down
VA-DC-001-MMR-SW-05 | Ethernet48 | 10G SFP+ | 10000 | admin-down
VA-DC-001-MMR-SW-05 | Ethernet49/1 | 100G QSFP28 | 100000 | up | Uplink to VA-DC-001-AGG-R02 | QSFP28-100G-LR4
VA-DC-001-MMR-SW-05 | Ethernet49/2 | 100G QSFP28 | 100000 | up | Uplink to VA-DC-001-AGG-R02 | QSFP28-100G-LR4
VA-DC-001-MMR-SW-05 | Ethernet49/3 | 100G QSFP28 | 100000 | admin-down
VA-DC-001-MMR-SW-05 | Ethernet49/4 | 100G QSFP28 | 100000 | admin-down
VA-DC-001-MMR-SW-06 | xe-0/0/0 | 10G SFP+ | 10000 | up | Access to VA-DC-001-TOR-005 | SFP-10G-LR
VA-DC-001-MMR-SW-06 | xe-0/0/1 | 10G SFP+ | 10000 | up | Access to VA-DC-001-TOR-006 | SFP-10G-LR
VA-DC-001-MMR-SW-06 | xe-0/0/2 | 10G SFP+ | 10000 | up | Server NIC
VA-DC-001-MMR-SW-06 | xe-0/0/3 | 10G SFP+ | 10000 | admin-down
VA-DC-001-MMR-SW-06 | xe-0/0/4 | 10G SFP+ | 10000 | admin-down
VA-DC-001-MMR-SW-06 | xe-0/0/5 | 10G SFP+ | 10000 | admin-down
VA-DC-001-MMR-SW-06 | xe-0/0/6 | 10G SFP+ | 10000 | admin-down
VA-DC-001-MMR-SW-06 | xe-0/0/7 | 10G SFP+ | 10000 | admin-down
VA-DC-001-MMR-SW-06 | xe-0/0/8 | 10G SFP+ | 10000 | up | Server NIC
VA-DC-001-MMR-SW-06 | xe-0/0/9 | 10G SFP+ | 10000 | admin-down
VA-DC-001-MMR-SW-06 | xe-0/0/10 | 10G SFP+ | 10000 | up | Server NIC
VA-DC-001-MMR-SW-06 | xe-0/0/11 | 10G SFP+ | 10000 | up | Server NIC
VA-DC-001-MMR-SW-06 | xe-0/0/12 | 10G SFP+ | 10000 | admin-down
VA-DC-001-MMR-SW-06 | xe-0/0/13 | 10G SFP+ | 10000 | up | Server NIC
VA-DC-001-MMR-SW-06 | xe-0/0/14 | 10G SFP+ | 10000 | admin-down
VA-DC-001-MMR-SW-06 | xe-0/0/15 | 10G SFP+ | 10000 | up | Server NIC
VA-DC-001-MMR-SW-06 | xe-0/0/16 | 10G SFP+ | 10000 | up | Server NIC
VA-DC-001-MMR-SW-06 | xe-0/0/17 | 10G SFP+ | 10000 | up | Server NIC
VA-DC-001-MMR-SW-06 | xe-0/0/18 | 10G SFP+ | 10000 | admin-down
VA-DC-001-MMR-SW-06 | xe-0/0/19 | 10G SFP+ | 10000 | admin-down
VA-DC-001-MMR-SW-06 | xe-0/0/20 | 10G SFP+ | 10000 | admin-down
VA-DC-001-MMR-SW-06 | xe-0/0/21 | 10G SFP+ | 10000 | up | Server NIC
VA-DC-001-MMR-SW-06 | xe-0/0/22 | 10G SFP+ | 10000 | up | Server NIC
VA-DC-001-MMR-SW-06 | xe-0/0/23 | 10G SFP+ | 10000 | admin-down
VA-DC-001-MMR-SW-06 | xe-0/0/24 | 10G SFP+ | 10000 | up | Server NIC
VA-DC-001-MMR-SW-06 | xe-0/0/25 | 10G SFP+ | 10000 | up | Server NIC
VA-DC-001-MMR-SW-06 | xe-0/0/26 | 10G SFP+ | 10000 | up | Server NIC
VA-DC-001-MMR-SW-06 | xe-0/0/27 | 10G SFP+ | 10000 | reserved
VA-DC-001-MMR-SW-06 | xe-0/0/28 | 10G SFP+ | 10000 | up | Server NIC
VA-DC-001-MMR-SW-06 | xe-0/0/29 | 10G SFP+ | 10000 | admin-down
VA-DC-001-MMR-SW-06 | xe-0/0/30 | 10G SFP+ | 10000 | admin-down
VA-DC-001-MMR-SW-06 | xe-0/0/31 | 10G SFP+ | 10000 | admin-down
VA-DC-001-MMR-SW-06 | xe-0/0/32 | 10G SFP+ | 10000 | up | Server NIC
VA-DC-001-MMR-SW-06 | xe-0/0/33 | 10G SFP+ | 10000 | up | Server NIC
VA-DC-001-MMR-SW-06 | xe-0/0/34 | 10G SFP+ | 10000 | up | Server NIC
VA-DC-001-MMR-SW-06 | xe-0/0/35 | 10G SFP+ | 10000 | up | Server NIC
VA-DC-001-MMR-SW-06 | xe-0/0/36 | 10G SFP+ | 10000 | up | Server NIC
VA-DC-001-MMR-SW-06 | xe-0/0/37 | 10G SFP+ | 10000 | up | Server NIC
VA-DC-001-MMR-SW-06 | xe-0/0/38 | 10G SFP+ | 10000 | admin-down
VA-DC-001-MMR-SW-06 | xe-0/0/39 | 10G SFP+ | 10000 | admin-down
VA-DC-001-MMR-SW-06 | xe-0/0/40 | 10G SFP+ | 10000 | up | Server NIC
VA-DC-001-MMR-SW-06 | xe-0/0/41 | 10G SFP+ | 10000 | up | Server NIC
VA-DC-001-MMR-SW-06 | xe-0/0/42 | 10G SFP+ | 10000 | up | Server NIC
VA-DC-001-MMR-SW-06 | xe-0/0/43 | 10G SFP+ | 10000 | up | Server NIC
VA-DC-001-MMR-SW-06 | xe-0/0/44 | 10G SFP+ | 10000 | admin-down
VA-DC-001-MMR-SW-06 | xe-0/0/45 | 10G SFP+ | 10000 | up | Server NIC
VA-DC-001-MMR-SW-06 | xe-0/0/46 | 10G SFP+ | 10000 | up | Server NIC
VA-DC-001-MMR-SW-06 | xe-0/0/47 | 10G SFP+ | 10000 | admin-down
VA-DC-001-MMR-SW-06 | et-0/1/0 | 100G QSFP28 | 100000 | up | Uplink to VA-DC-001-AGG-R03 | QSFP28-100G-LR4
VA-DC-001-MMR-SW-06 | et-0/1/1 | 100G QSFP28 | 100000 | up | Uplink to VA-DC-001-AGG-R03 | QSFP28-100G-LR4
VA-DC-001-MMR-SW-06 | et-0/1/2 | 100G QSFP28 | 100000 | admin-down
VA-DC-001-MMR-SW-06 | et-0/1/3 | 100G QSFP28 | 100000 | admin-down
VA-DC-001-MMR-SW-07 | xe-0/0/0 | 10G SFP+ | 10000 | up | Access to VA-DC-001-TOR-006 | SFP-10G-LR
VA-DC-001-MMR-SW-07 | xe-0/0/1 | 10G SFP+ | 10000 | up | Server NIC
VA-DC-001-MMR-SW-07 | xe-0/0/2 | 10G SFP+ | 10000 | up | Server NIC
VA-DC-001-MMR-SW-07 | xe-0/0/3 | 10G SFP+ | 10000 | admin-down
VA-DC-001-MMR-SW-07 | xe-0/0/4 | 10G SFP+ | 10000 | admin-down
VA-DC-001-MMR-SW-07 | xe-0/0/5 | 10G SFP+ | 10000 | admin-down
VA-DC-001-MMR-SW-07 | xe-0/0/6 | 10G SFP+ | 10000 | up | Server NIC
VA-DC-001-MMR-SW-07 | xe-0/0/7 | 10G SFP+ | 10000 | up | Server NIC
VA-DC-001-MMR-SW-07 | xe-0/0/8 | 10G SFP+ | 10000 | up | Server NIC
VA-DC-001-MMR-SW-07 | xe-0/0/9 | 10G SFP+ | 10000 | up | Server NIC
VA-DC-001-MMR-SW-07 | xe-0/0/10 | 10G SFP+ | 10000 | up | Server NIC
VA-DC-001-MMR-SW-07 | xe-0/0/11 | 10G SFP+ | 10000 | up | Server NIC
VA-DC-001-MMR-SW-07 | xe-0/0/12 | 10G SFP+ | 10000 | up | Server NIC
VA-DC-001-MMR-SW-07 | xe-0/0/13 | 10G SFP+ | 10000 | admin-down
VA-DC-001-MMR-SW-07 | xe-0/0/14 | 10G SFP+ | 10000 | up | Server NIC
VA-DC-001-MMR-SW-07 | xe-0/0/15 | 10G SFP+ | 10000 | up | Server NIC
VA-DC-001-MMR-SW-07 | xe-0/0/16 | 10G SFP+ | 10000 | admin-down
VA-DC-001-MMR-SW-07 | xe-0/0/17 | 10G SFP+ | 10000 | admin-down
VA-DC-001-MMR-SW-07 | xe-0/0/18 | 10G SFP+ | 10000 | reserved
VA-DC-001-MMR-SW-07 | xe-0/0/19 | 10G SFP+ | 10000 | admin-down
VA-DC-001-MMR-SW-07 | xe-0/0/20 | 10G SFP+ | 10000 | up | Server NIC
VA-DC-001-MMR-SW-07 | xe-0/0/21 | 10G SFP+ | 10000 | up | Server NIC
VA-DC-001-MMR-SW-07 | xe-0/0/22 | 10G SFP+ | 10000 | up | Server NIC
VA-DC-001-MMR-SW-07 | xe-0/0/23 | 10G SFP+ | 10000 | reserved
VA-DC-001-MMR-SW-07 | xe-0/0/24 | 10G SFP+ | 10000 | up | Server NIC
VA-DC-001-MMR-SW-07 | xe-0/0/25 | 10G SFP+ | 10000 | up | Server NIC
VA-DC-001-MMR-SW-07 | xe-0/0/26 | 10G SFP+ | 10000 | admin-down
VA-DC-001-MMR-SW-07 | xe-0/0/27 | 10G SFP+ | 10000 | up | Server NIC
VA-DC-001-MMR-SW-07 | xe-0/0/28 | 10G SFP+ | 10000 | up | Server NIC
VA-DC-001-MMR-SW-07 | xe-0/0/29 | 10G SFP+ | 10000 | up | Server NIC
VA-DC-001-MMR-SW-07 | xe-0/0/30 | 10G SFP+ | 10000 | up | Server NIC
VA-DC-001-MMR-SW-07 | xe-0/0/31 | 10G SFP+ | 10000 | up | Server NIC
VA-DC-001-MMR-SW-07 | xe-0/0/32 | 10G SFP+ | 10000 | up | Server NIC
VA-DC-001-MMR-SW-07 | xe-0/0/33 | 10G SFP+ | 10000 | admin-down
VA-DC-001-MMR-SW-07 | xe-0/0/34 | 10G SFP+ | 10000 | admin-down
VA-DC-001-MMR-SW-07 | xe-0/0/35 | 10G SFP+ | 10000 | up | Server NIC
VA-DC-001-MMR-SW-07 | xe-0/0/36 | 10G SFP+ | 10000 | admin-down
VA-DC-001-MMR-SW-07 | xe-0/0/37 | 10G SFP+ | 10000 | admin-down
VA-DC-001-MMR-SW-07 | xe-0/0/38 | 10G SFP+ | 10000 | up | Server NIC
VA-DC-001-MMR-SW-07 | xe-0/0/39 | 10G SFP+ | 10000 | up | Server NIC
VA-DC-001-MMR-SW-07 | xe-0/0/40 | 10G SFP+ | 10000 | admin-down
VA-DC-001-MMR-SW-07 | xe-0/0/41 | 10G SFP+ | 10000 | up | Server NIC
VA-DC-001-MMR-SW-07 | xe-0/0/42 | 10G SFP+ | 10000 | up | Server NIC
VA-DC-001-MMR-SW-07 | xe-0/0/43 | 10G SFP+ | 10000 | up | Server NIC
VA-DC-001-MMR-SW-07 | xe-0/0/44 | 10G SFP+ | 10000 | up | Server NIC
VA-DC-001-MMR-SW-07 | xe-0/0/45 | 10G SFP+ | 10000 | up | Server NIC
VA-DC-001-MMR-SW-07 | xe-0/0/46 | 10G SFP+ | 10000 | up | Server NIC
VA-DC-001-MMR-SW-07 | xe-0/0/47 | 10G SFP+ | 10000 | admin-down
VA-DC-001-MMR-SW-07 | et-0/1/0 | 100G QSFP28 | 100000 | up | Uplink to VA-DC-001-AGG-R01 | QSFP28-100G-LR4
VA-DC-001-MMR-SW-07 | et-0/1/1 | 100G QSFP28 | 100000 | up | Uplink to VA-DC-001-AGG-R01 | QSFP28-100G-LR4
VA-DC-001-MMR-SW-07 | et-0/1/2 | 100G QSFP28 | 100000 | admin-down
VA-DC-001-MMR-SW-07 | et-0/1/3 | 100G QSFP28 | 100000 | admin-down
VA-DC-001-MMR-SW-08 | xe-0/0/0 | 10G SFP+ | 10000 | up | Server NIC
VA-DC-001-MMR-SW-08 | xe-0/0/1 | 10G SFP+ | 10000 | up | Server NIC
VA-DC-001-MMR-SW-08 | xe-0/0/2 | 10G SFP+ | 10000 | admin-down
VA-DC-001-MMR-SW-08 | xe-0/0/3 | 10G SFP+ | 10000 | admin-down
VA-DC-001-MMR-SW-08 | xe-0/0/4 | 10G SFP+ | 10000 | admin-down
VA-DC-001-MMR-SW-08 | xe-0/0/5 | 10G SFP+ | 10000 | up | Server NIC
VA-DC-001-MMR-SW-08 | xe-0/0/6 | 10G SFP+ | 10000 | admin-down
VA-DC-001-MMR-SW-08 | xe-0/0/7 | 10G SFP+ | 10000 | up | Server NIC
VA-DC-001-MMR-SW-08 | xe-0/0/8 | 10G SFP+ | 10000 | up | Server NIC
VA-DC-001-MMR-SW-08 | xe-0/0/9 | 10G SFP+ | 10000 | up | Server NIC
VA-DC-001-MMR-SW-08 | xe-0/0/10 | 10G SFP+ | 10000 | admin-down
VA-DC-001-MMR-SW-08 | xe-0/0/11 | 10G SFP+ | 10000 | up | Server NIC
VA-DC-001-MMR-SW-08 | xe-0/0/12 | 10G SFP+ | 10000 | admin-down
VA-DC-001-MMR-SW-08 | xe-0/0/13 | 10G SFP+ | 10000 | up | Server NIC
VA-DC-001-MMR-SW-08 | xe-0/0/14 | 10G SFP+ | 10000 | up | Server NIC
VA-DC-001-MMR-SW-08 | xe-0/0/15 | 10G SFP+ | 10000 | up | Server NIC
VA-DC-001-MMR-SW-08 | xe-0/0/16 | 10G SFP+ | 10000 | admin-down
VA-DC-001-MMR-SW-08 | xe-0/0/17 | 10G SFP+ | 10000 | up | Server NIC
VA-DC-001-MMR-SW-08 | xe-0/0/18 | 10G SFP+ | 10000 | admin-down
VA-DC-001-MMR-SW-08 | xe-0/0/19 | 10G SFP+ | 10000 | up | Server NIC
VA-DC-001-MMR-SW-08 | xe-0/0/20 | 10G SFP+ | 10000 | admin-down
VA-DC-001-MMR-SW-08 | xe-0/0/21 | 10G SFP+ | 10000 | admin-down
VA-DC-001-MMR-SW-08 | xe-0/0/22 | 10G SFP+ | 10000 | up | Server NIC
VA-DC-001-MMR-SW-08 | xe-0/0/23 | 10G SFP+ | 10000 | up | Server NIC
VA-DC-001-MMR-SW-08 | xe-0/0/24 | 10G SFP+ | 10000 | admin-down
VA-DC-001-MMR-SW-08 | xe-0/0/25 | 10G SFP+ | 10000 | admin-down
VA-DC-001-MMR-SW-08 | xe-0/0/26 | 10G SFP+ | 10000 | up | Server NIC
VA-DC-001-MMR-SW-08 | xe-0/0/27 | 10G SFP+ | 10000 | up | Server NIC
VA-DC-001-MMR-SW-08 | xe-0/0/28 | 10G SFP+ | 10000 | admin-down
VA-DC-001-MMR-SW-08 | xe-0/0/29 | 10G SFP+ | 10000 | up | Server NIC
VA-DC-001-MMR-SW-08 | xe-0/0/30 | 10G SFP+ | 10000 | admin-down
VA-DC-001-MMR-SW-08 | xe-0/0/31 | 10G SFP+ | 10000 | admin-down
VA-DC-001-MMR-SW-08 | xe-0/0/32 | 10G SFP+ | 10000 | up | Server NIC
VA-DC-001-MMR-SW-08 | xe-0/0/33 | 10G SFP+ | 10000 | up | Server NIC
VA-DC-001-MMR-SW-08 | xe-0/0/34 | 10G SFP+ | 10000 | admin-down
VA-DC-001-MMR-SW-08 | xe-0/0/35 | 10G SFP+ | 10000 | up | Server NIC
VA-DC-001-MMR-SW-08 | xe-0/0/36 | 10G SFP+ | 10000 | admin-down
VA-DC-001-MMR-SW-08 | xe-0/0/37 | 10G SFP+ | 10000 | admin-down
VA-DC-001-MMR-SW-08 | xe-0/0/38 | 10G SFP+ | 10000 | up | Server NIC
VA-DC-001-MMR-SW-08 | xe-0/0/39 | 10G SFP+ | 10000 | admin-down
VA-DC-001-MMR-SW-08 | xe-0/0/40 | 10G SFP+ | 10000 | up | Server NIC
VA-DC-001-MMR-SW-08 | xe-0/0/41 | 10G SFP+ | 10000 | admin-down
VA-DC-001-MMR-SW-08 | xe-0/0/42 | 10G SFP+ | 10000 | up | Server NIC
VA-DC-001-MMR-SW-08 | xe-0/0/43 | 10G SFP+ | 10000 | up | Server NIC
VA-DC-001-MMR-SW-08 | xe-0/0/44 | 10G SFP+ | 10000 | up | Server NIC
VA-DC-001-MMR-SW-08 | xe-0/0/45 | 10G SFP+ | 10000 | admin-down
VA-DC-001-MMR-SW-08 | xe-0/0/46 | 10G SFP+ | 10000 | admin-down
VA-DC-001-MMR-SW-08 | xe-0/0/47 | 10G SFP+ | 10000 | admin-down
VA-DC-001-MMR-SW-08 | et-0/1/0 | 100G QSFP28 | 100000 | up | Uplink to VA-DC-001-AGG-R02 | QSFP28-100G-LR4
VA-DC-001-MMR-SW-08 | et-0/1/1 | 100G QSFP28 | 100000 | up | Uplink to VA-DC-001-AGG-R02 | QSFP28-100G-LR4
VA-DC-001-MMR-SW-08 | et-0/1/2 | 100G QSFP28 | 100000 | admin-down
VA-DC-001-MMR-SW-08 | et-0/1/3 | 100G QSFP28 | 100000 | admin-down
VA-DC-001-MMR-SW-09 | Ethernet1 | 10G SFP+ | 10000 | admin-down
VA-DC-001-MMR-SW-09 | Ethernet2 | 10G SFP+ | 10000 | admin-down
VA-DC-001-MMR-SW-09 | Ethernet3 | 10G SFP+ | 10000 | up | Server NIC
VA-DC-001-MMR-SW-09 | Ethernet4 | 10G SFP+ | 10000 | admin-down
VA-DC-001-MMR-SW-09 | Ethernet5 | 10G SFP+ | 10000 | up | Server NIC
VA-DC-001-MMR-SW-09 | Ethernet6 | 10G SFP+ | 10000 | up | Server NIC
VA-DC-001-MMR-SW-09 | Ethernet7 | 10G SFP+ | 10000 | reserved
VA-DC-001-MMR-SW-09 | Ethernet8 | 10G SFP+ | 10000 | up | Server NIC
VA-DC-001-MMR-SW-09 | Ethernet9 | 10G SFP+ | 10000 | admin-down
VA-DC-001-MMR-SW-09 | Ethernet10 | 10G SFP+ | 10000 | up | Server NIC
VA-DC-001-MMR-SW-09 | Ethernet11 | 10G SFP+ | 10000 | up | Server NIC
VA-DC-001-MMR-SW-09 | Ethernet12 | 10G SFP+ | 10000 | up | Server NIC
VA-DC-001-MMR-SW-09 | Ethernet13 | 10G SFP+ | 10000 | admin-down
VA-DC-001-MMR-SW-09 | Ethernet14 | 10G SFP+ | 10000 | admin-down
VA-DC-001-MMR-SW-09 | Ethernet15 | 10G SFP+ | 10000 | up | Server NIC
VA-DC-001-MMR-SW-09 | Ethernet16 | 10G SFP+ | 10000 | up | Server NIC
VA-DC-001-MMR-SW-09 | Ethernet17 | 10G SFP+ | 10000 | up | Server NIC
VA-DC-001-MMR-SW-09 | Ethernet18 | 10G SFP+ | 10000 | up | Server NIC
VA-DC-001-MMR-SW-09 | Ethernet19 | 10G SFP+ | 10000 | up | Server NIC
VA-DC-001-MMR-SW-09 | Ethernet20 | 10G SFP+ | 10000 | up | Server NIC
VA-DC-001-MMR-SW-09 | Ethernet21 | 10G SFP+ | 10000 | admin-down
VA-DC-001-MMR-SW-09 | Ethernet22 | 10G SFP+ | 10000 | up | Server NIC
VA-DC-001-MMR-SW-09 | Ethernet23 | 10G SFP+ | 10000 | up | Server NIC
VA-DC-001-MMR-SW-09 | Ethernet24 | 10G SFP+ | 10000 | up | Server NIC
VA-DC-001-MMR-SW-09 | Ethernet25 | 10G SFP+ | 10000 | admin-down
VA-DC-001-MMR-SW-09 | Ethernet26 | 10G SFP+ | 10000 | admin-down
VA-DC-001-MMR-SW-09 | Ethernet27 | 10G SFP+ | 10000 | up | Server NIC
VA-DC-001-MMR-SW-09 | Ethernet28 | 10G SFP+ | 10000 | up | Server NIC
VA-DC-001-MMR-SW-09 | Ethernet29 | 10G SFP+ | 10000 | up | Server NIC
VA-DC-001-MMR-SW-09 | Ethernet30 | 10G SFP+ | 10000 | admin-down
VA-DC-001-MMR-SW-09 | Ethernet31 | 10G SFP+ | 10000 | admin-down
VA-DC-001-MMR-SW-09 | Ethernet32 | 10G SFP+ | 10000 | up | Server NIC
VA-DC-001-MMR-SW-09 | Ethernet33 | 10G SFP+ | 10000 | up | Server NIC
VA-DC-001-MMR-SW-09 | Ethernet34 | 10G SFP+ | 10000 | admin-down
VA-DC-001-MMR-SW-09 | Ethernet35 | 10G SFP+ | 10000 | reserved
VA-DC-001-MMR-SW-09 | Ethernet36 | 10G SFP+ | 10000 | admin-down
VA-DC-001-MMR-SW-09 | Ethernet37 | 10G SFP+ | 10000 | admin-down
VA-DC-001-MMR-SW-09 | Ethernet38 | 10G SFP+ | 10000 | admin-down
VA-DC-001-MMR-SW-09 | Ethernet39 | 10G SFP+ | 10000 | up | Server NIC
VA-DC-001-MMR-SW-09 | Ethernet40 | 10G SFP+ | 10000 | up | Server NIC
VA-DC-001-MMR-SW-09 | Ethernet41 | 10G SFP+ | 10000 | up | Server NIC
VA-DC-001-MMR-SW-09 | Ethernet42 | 10G SFP+ | 10000 | up | Server NIC
VA-DC-001-MMR-SW-09 | Ethernet43 | 10G SFP+ | 10000 | up | Server NIC
VA-DC-001-MMR-SW-09 | Ethernet44 | 10G SFP+ | 10000 | up | Server NIC
VA-DC-001-MMR-SW-09 | Ethernet45 | 10G SFP+ | 10000 | admin-down
VA-DC-001-MMR-SW-09 | Ethernet46 | 10G SFP+ | 10000 | up | Server NIC
VA-DC-001-MMR-SW-09 | Ethernet47 | 10G SFP+ | 10000 | admin-down
VA-DC-001-MMR-SW-09 | Ethernet48 | 10G SFP+ | 10000 | up | Server NIC
VA-DC-001-MMR-SW-09 | Ethernet49/1 | 100G QSFP28 | 100000 | up | Uplink to VA-DC-001-AGG-R03 | QSFP28-100G-LR4
VA-DC-001-MMR-SW-09 | Ethernet49/2 | 100G QSFP28 | 100000 | up | Uplink to VA-DC-001-AGG-R03 | QSFP28-100G-LR4
VA-DC-001-MMR-SW-09 | Ethernet49/3 | 100G QSFP28 | 100000 | admin-down
VA-DC-001-MMR-SW-09 | Ethernet49/4 | 100G QSFP28 | 100000 | admin-down
VA-DC-001-TOR-001 | Ethernet1 | 10G SFP+ | 10000 | up | Access to VA-DC-001-MMR-SW-01 | SFP-10G-LR
VA-DC-001-TOR-001 | Ethernet2 | 10G SFP+ | 10000 | up | Access to VA-DC-001-MMR-SW-02 | SFP-10G-LR
VA-DC-001-TOR-001 | Ethernet3 | 10G SFP+ | 10000 | up | Server NIC
VA-DC-001-TOR-001 | Ethernet4 | 10G SFP+ | 10000 | admin-down
VA-DC-001-TOR-001 | Ethernet5 | 10G SFP+ | 10000 | up | Server NIC
VA-DC-001-TOR-001 | Ethernet6 | 10G SFP+ | 10000 | up | Server NIC
VA-DC-001-TOR-001 | Ethernet7 | 10G SFP+ | 10000 | up | Server NIC
VA-DC-001-TOR-001 | Ethernet8 | 10G SFP+ | 10000 | up | Server NIC
VA-DC-001-TOR-001 | Ethernet9 | 10G SFP+ | 10000 | admin-down
VA-DC-001-TOR-001 | Ethernet10 | 10G SFP+ | 10000 | up | Server NIC
VA-DC-001-TOR-001 | Ethernet11 | 10G SFP+ | 10000 | up | Server NIC
VA-DC-001-TOR-001 | Ethernet12 | 10G SFP+ | 10000 | admin-down
VA-DC-001-TOR-001 | Ethernet13 | 10G SFP+ | 10000 | up | Server NIC
VA-DC-001-TOR-001 | Ethernet14 | 10G SFP+ | 10000 | admin-down
VA-DC-001-TOR-001 | Ethernet15 | 10G SFP+ | 10000 | reserved
VA-DC-001-TOR-001 | Ethernet16 | 10G SFP+ | 10000 | admin-down
VA-DC-001-TOR-001 | Ethernet17 | 10G SFP+ | 10000 | admin-down
VA-DC-001-TOR-001 | Ethernet18 | 10G SFP+ | 10000 | up | Server NIC
VA-DC-001-TOR-001 | Ethernet19 | 10G SFP+ | 10000 | admin-down
VA-DC-001-TOR-001 | Ethernet20 | 10G SFP+ | 10000 | admin-down
VA-DC-001-TOR-001 | Ethernet21 | 10G SFP+ | 10000 | admin-down
VA-DC-001-TOR-001 | Ethernet22 | 10G SFP+ | 10000 | admin-down
VA-DC-001-TOR-001 | Ethernet23 | 10G SFP+ | 10000 | up | Server NIC
VA-DC-001-TOR-001 | Ethernet24 | 10G SFP+ | 10000 | up | Server NIC
VA-DC-001-TOR-001 | Ethernet49/1 | 100G QSFP28 | 100000 | admin-down
VA-DC-001-TOR-001 | Ethernet49/2 | 100G QSFP28 | 100000 | admin-down
VA-DC-001-TOR-002 | Te0/0/0/0 | 10G SFP+ | 10000 | up | Access to VA-DC-001-MMR-SW-02 | SFP-10G-LR
VA-DC-001-TOR-002 | Te0/0/0/1 | 10G SFP+ | 10000 | up | Access to VA-DC-001-MMR-SW-03 | SFP-10G-LR
VA-DC-001-TOR-002 | Te0/0/0/2 | 10G SFP+ | 10000 | up | Server NIC
VA-DC-001-TOR-002 | Te0/0/0/3 | 10G SFP+ | 10000 | admin-down
VA-DC-001-TOR-002 | Te0/0/0/4 | 10G SFP+ | 10000 | up | Server NIC
VA-DC-001-TOR-002 | Te0/0/0/5 | 10G SFP+ | 10000 | up | Server NIC
VA-DC-001-TOR-002 | Te0/0/0/6 | 10G SFP+ | 10000 | admin-down
VA-DC-001-TOR-002 | Te0/0/0/7 | 10G SFP+ | 10000 | admin-down
VA-DC-001-TOR-002 | Te0/0/0/8 | 10G SFP+ | 10000 | admin-down
VA-DC-001-TOR-002 | Te0/0/0/9 | 10G SFP+ | 10000 | reserved
VA-DC-001-TOR-002 | Te0/0/0/10 | 10G SFP+ | 10000 | up | Server NIC
VA-DC-001-TOR-002 | Te0/0/0/11 | 10G SFP+ | 10000 | up | Server NIC
VA-DC-001-TOR-002 | Te0/0/0/12 | 10G SFP+ | 10000 | up | Server NIC
VA-DC-001-TOR-002 | Te0/0/0/13 | 10G SFP+ | 10000 | up | Server NIC
VA-DC-001-TOR-002 | Te0/0/0/14 | 10G SFP+ | 10000 | admin-down
VA-DC-001-TOR-002 | Te0/0/0/15 | 10G SFP+ | 10000 | reserved
VA-DC-001-TOR-002 | Te0/0/0/16 | 10G SFP+ | 10000 | up | Server NIC
VA-DC-001-TOR-002 | Te0/0/0/17 | 10G SFP+ | 10000 | up | Server NIC
VA-DC-001-TOR-002 | Te0/0/0/18 | 10G SFP+ | 10000 | admin-down
VA-DC-001-TOR-002 | Te0/0/0/19 | 10G SFP+ | 10000 | admin-down
VA-DC-001-TOR-002 | Te0/0/0/20 | 10G SFP+ | 10000 | up | Server NIC
VA-DC-001-TOR-002 | Te0/0/0/21 | 10G SFP+ | 10000 | admin-down
VA-DC-001-TOR-002 | Te0/0/0/22 | 10G SFP+ | 10000 | up | Server NIC
VA-DC-001-TOR-002 | Te0/0/0/23 | 10G SFP+ | 10000 | up | Server NIC
VA-DC-001-TOR-002 | Hu0/0/1/0 | 100G QSFP28 | 100000 | admin-down
VA-DC-001-TOR-002 | Hu0/0/1/1 | 100G QSFP28 | 100000 | admin-down
VA-DC-001-TOR-003 | Te0/0/0/0 | 10G SFP+ | 10000 | up | Access to VA-DC-001-MMR-SW-03 | SFP-10G-LR
VA-DC-001-TOR-003 | Te0/0/0/1 | 10G SFP+ | 10000 | up | Access to VA-DC-001-MMR-SW-04 | SFP-10G-LR
VA-DC-001-TOR-003 | Te0/0/0/2 | 10G SFP+ | 10000 | up | Server NIC
VA-DC-001-TOR-003 | Te0/0/0/3 | 10G SFP+ | 10000 | up | Server NIC
VA-DC-001-TOR-003 | Te0/0/0/4 | 10G SFP+ | 10000 | up | Server NIC
VA-DC-001-TOR-003 | Te0/0/0/5 | 10G SFP+ | 10000 | up | Server NIC
VA-DC-001-TOR-003 | Te0/0/0/6 | 10G SFP+ | 10000 | up | Server NIC
VA-DC-001-TOR-003 | Te0/0/0/7 | 10G SFP+ | 10000 | admin-down
VA-DC-001-TOR-003 | Te0/0/0/8 | 10G SFP+ | 10000 | admin-down
VA-DC-001-TOR-003 | Te0/0/0/9 | 10G SFP+ | 10000 | up | Server NIC
VA-DC-001-TOR-003 | Te0/0/0/10 | 10G SFP+ | 10000 | up | Server NIC
VA-DC-001-TOR-003 | Te0/0/0/11 | 10G SFP+ | 10000 | up | Server NIC
VA-DC-001-TOR-003 | Te0/0/0/12 | 10G SFP+ | 10000 | up | Server NIC
VA-DC-001-TOR-003 | Te0/0/0/13 | 10G SFP+ | 10000 | admin-down
VA-DC-001-TOR-003 | Te0/0/0/14 | 10G SFP+ | 10000 | admin-down
VA-DC-001-TOR-003 | Te0/0/0/15 | 10G SFP+ | 10000 | admin-down
VA-DC-001-TOR-003 | Te0/0/0/16 | 10G SFP+ | 10000 | up | Server NIC
VA-DC-001-TOR-003 | Te0/0/0/17 | 10G SFP+ | 10000 | up | Server NIC
VA-DC-001-TOR-003 | Te0/0/0/18 | 10G SFP+ | 10000 | up | Server NIC
VA-DC-001-TOR-003 | Te0/0/0/19 | 10G SFP+ | 10000 | up | Server NIC
VA-DC-001-TOR-003 | Te0/0/0/20 | 10G SFP+ | 10000 | up | Server NIC
VA-DC-001-TOR-003 | Te0/0/0/21 | 10G SFP+ | 10000 | up | Server NIC
VA-DC-001-TOR-003 | Te0/0/0/22 | 10G SFP+ | 10000 | admin-down
VA-DC-001-TOR-003 | Te0/0/0/23 | 10G SFP+ | 10000 | admin-down
VA-DC-001-TOR-003 | Hu0/0/1/0 | 100G QSFP28 | 100000 | admin-down
VA-DC-001-TOR-003 | Hu0/0/1/1 | 100G QSFP28 | 100000 | admin-down
VA-DC-001-TOR-004 | xe-0/0/0 | 10G SFP+ | 10000 | up | Access to VA-DC-001-MMR-SW-04 | SFP-10G-LR
VA-DC-001-TOR-004 | xe-0/0/1 | 10G SFP+ | 10000 | up | Access to VA-DC-001-MMR-SW-05 | SFP-10G-LR
VA-DC-001-TOR-004 | xe-0/0/2 | 10G SFP+ | 10000 | admin-down
VA-DC-001-TOR-004 | xe-0/0/3 | 10G SFP+ | 10000 | up | Server NIC
VA-DC-001-TOR-004 | xe-0/0/4 | 10G SFP+ | 10000 | up | Server NIC
VA-DC-001-TOR-004 | xe-0/0/5 | 10G SFP+ | 10000 | up | Server NIC
VA-DC-001-TOR-004 | xe-0/0/6 | 10G SFP+ | 10000 | up | Server NIC
VA-DC-001-TOR-004 | xe-0/0/7 | 10G SFP+ | 10000 | admin-down
VA-DC-001-TOR-004 | xe-0/0/8 | 10G SFP+ | 10000 | up | Server NIC
VA-DC-001-TOR-004 | xe-0/0/9 | 10G SFP+ | 10000 | up | Server NIC
VA-DC-001-TOR-004 | xe-0/0/10 | 10G SFP+ | 10000 | up | Server NIC
VA-DC-001-TOR-004 | xe-0/0/11 | 10G SFP+ | 10000 | admin-down
VA-DC-001-TOR-004 | xe-0/0/12 | 10G SFP+ | 10000 | up | Server NIC
VA-DC-001-TOR-004 | xe-0/0/13 | 10G SFP+ | 10000 | admin-down
VA-DC-001-TOR-004 | xe-0/0/14 | 10G SFP+ | 10000 | up | Server NIC
VA-DC-001-TOR-004 | xe-0/0/15 | 10G SFP+ | 10000 | admin-down
VA-DC-001-TOR-004 | xe-0/0/16 | 10G SFP+ | 10000 | up | Server NIC
VA-DC-001-TOR-004 | xe-0/0/17 | 10G SFP+ | 10000 | up | Server NIC
VA-DC-001-TOR-004 | xe-0/0/18 | 10G SFP+ | 10000 | up | Server NIC
VA-DC-001-TOR-004 | xe-0/0/19 | 10G SFP+ | 10000 | up | Server NIC
VA-DC-001-TOR-004 | xe-0/0/20 | 10G SFP+ | 10000 | up | Server NIC
VA-DC-001-TOR-004 | xe-0/0/21 | 10G SFP+ | 10000 | admin-down
VA-DC-001-TOR-004 | xe-0/0/22 | 10G SFP+ | 10000 | up | Server NIC
VA-DC-001-TOR-004 | xe-0/0/23 | 10G SFP+ | 10000 | up | Server NIC
VA-DC-001-TOR-004 | et-0/1/0 | 100G QSFP28 | 100000 | admin-down
VA-DC-001-TOR-004 | et-0/1/1 | 100G QSFP28 | 100000 | admin-down
VA-DC-001-TOR-005 | xe-0/0/0 | 10G SFP+ | 10000 | up | Access to VA-DC-001-MMR-SW-05 | SFP-10G-LR
VA-DC-001-TOR-005 | xe-0/0/1 | 10G SFP+ | 10000 | up | Access to VA-DC-001-MMR-SW-06 | SFP-10G-LR
VA-DC-001-TOR-005 | xe-0/0/2 | 10G SFP+ | 10000 | admin-down
VA-DC-001-TOR-005 | xe-0/0/3 | 10G SFP+ | 10000 | up | Server NIC
VA-DC-001-TOR-005 | xe-0/0/4 | 10G SFP+ | 10000 | up | Server NIC
VA-DC-001-TOR-005 | xe-0/0/5 | 10G SFP+ | 10000 | admin-down
VA-DC-001-TOR-005 | xe-0/0/6 | 10G SFP+ | 10000 | up | Server NIC
VA-DC-001-TOR-005 | xe-0/0/7 | 10G SFP+ | 10000 | up | Server NIC
VA-DC-001-TOR-005 | xe-0/0/8 | 10G SFP+ | 10000 | admin-down
VA-DC-001-TOR-005 | xe-0/0/9 | 10G SFP+ | 10000 | admin-down
VA-DC-001-TOR-005 | xe-0/0/10 | 10G SFP+ | 10000 | up | Server NIC
VA-DC-001-TOR-005 | xe-0/0/11 | 10G SFP+ | 10000 | admin-down
VA-DC-001-TOR-005 | xe-0/0/12 | 10G SFP+ | 10000 | up | Server NIC
VA-DC-001-TOR-005 | xe-0/0/13 | 10G SFP+ | 10000 | admin-down
VA-DC-001-TOR-005 | xe-0/0/14 | 10G SFP+ | 10000 | up | Server NIC
VA-DC-001-TOR-005 | xe-0/0/15 | 10G SFP+ | 10000 | up | Server NIC
VA-DC-001-TOR-005 | xe-0/0/16 | 10G SFP+ | 10000 | up | Server NIC
VA-DC-001-TOR-005 | xe-0/0/17 | 10G SFP+ | 10000 | admin-down
VA-DC-001-TOR-005 | xe-0/0/18 | 10G SFP+ | 10000 | up | Server NIC
VA-DC-001-TOR-005 | xe-0/0/19 | 10G SFP+ | 10000 | admin-down
VA-DC-001-TOR-005 | xe-0/0/20 | 10G SFP+ | 10000 | admin-down
VA-DC-001-TOR-005 | xe-0/0/21 | 10G SFP+ | 10000 | admin-down
VA-DC-001-TOR-005 | xe-0/0/22 | 10G SFP+ | 10000 | admin-down
VA-DC-001-TOR-005 | xe-0/0/23 | 10G SFP+ | 10000 | up | Server NIC
VA-DC-001-TOR-005 | et-0/1/0 | 100G QSFP28 | 100000 | admin-down
VA-DC-001-TOR-005 | et-0/1/1 | 100G QSFP28 | 100000 | admin-down
VA-DC-001-TOR-006 | xe-0/0/0 | 10G SFP+ | 10000 | up | Access to VA-DC-001-MMR-SW-06 | SFP-10G-LR
VA-DC-001-TOR-006 | xe-0/0/1 | 10G SFP+ | 10000 | up | Access to VA-DC-001-MMR-SW-07 | SFP-10G-LR
VA-DC-001-TOR-006 | xe-0/0/2 | 10G SFP+ | 10000 | up | Server NIC
VA-DC-001-TOR-006 | xe-0/0/3 | 10G SFP+ | 10000 | up | Server NIC
VA-DC-001-TOR-006 | xe-0/0/4 | 10G SFP+ | 10000 | admin-down
VA-DC-001-TOR-006 | xe-0/0/5 | 10G SFP+ | 10000 | admin-down
VA-DC-001-TOR-006 | xe-0/0/6 | 10G SFP+ | 10000 | up | Server NIC
VA-DC-001-TOR-006 | xe-0/0/7 | 10G SFP+ | 10000 | up | Server NIC
VA-DC-001-TOR-006 | xe-0/0/8 | 10G SFP+ | 10000 | up | Server NIC
VA-DC-001-TOR-006 | xe-0/0/9 | 10G SFP+ | 10000 | up | Server NIC
VA-DC-001-TOR-006 | xe-0/0/10 | 10G SFP+ | 10000 | admin-down
VA-DC-001-TOR-006 | xe-0/0/11 | 10G SFP+ | 10000 | up | Server NIC
VA-DC-001-TOR-006 | xe-0/0/12 | 10G SFP+ | 10000 | admin-down
VA-DC-001-TOR-006 | xe-0/0/13 | 10G SFP+ | 10000 | up | Server NIC
VA-DC-001-TOR-006 | xe-0/0/14 | 10G SFP+ | 10000 | up | Server NIC
VA-DC-001-TOR-006 | xe-0/0/15 | 10G SFP+ | 10000 | up | Server NIC
VA-DC-001-TOR-006 | xe-0/0/16 | 10G SFP+ | 10000 | up | Server NIC
VA-DC-001-TOR-006 | xe-0/0/17 | 10G SFP+ | 10000 | admin-down
VA-DC-001-TOR-006 | xe-0/0/18 | 10G SFP+ | 10000 | up | Server NIC
VA-DC-001-TOR-006 | xe-0/0/19 | 10G SFP+ | 10000 | up | Server NIC
VA-DC-001-TOR-006 | xe-0/0/20 | 10G SFP+ | 10000 | up | Server NIC
VA-DC-001-TOR-006 | xe-0/0/21 | 10G SFP+ | 10000 | up | Server NIC
VA-DC-001-TOR-006 | xe-0/0/22 | 10G SFP+ | 10000 | up | Server NIC
VA-DC-001-TOR-006 | xe-0/0/23 | 10G SFP+ | 10000 | up | Server NIC
VA-DC-001-TOR-006 | et-0/1/0 | 100G QSFP28 | 100000 | admin-down
VA-DC-001-TOR-006 | et-0/1/1 | 100G QSFP28 | 100000 | admin-down
VA-DC-002-PE-T4-01 | xe-0/0/0 | 10G SFP+ | 10000 | admin-down
VA-DC-002-PE-T4-01 | xe-0/0/1 | 10G SFP+ | 10000 | up | Backhaul to NJ-DC-012 | SFP-10G-LR
VA-DC-002-PE-T4-01 | xe-0/0/2 | 10G SFP+ | 10000 | up | Backhaul to WA-DC-024 | SFP-10G-LR
VA-DC-002-PE-T4-01 | xe-0/0/3 | 10G SFP+ | 10000 | up | Backhaul to OR-DC-014 | SFP-10G-LR
VA-DC-002-PE-T4-01 | xe-0/0/4 | 10G SFP+ | 10000 | up | Backhaul to WA-DC-024 | SFP-10G-LR
VA-DC-002-PE-T4-01 | xe-0/0/5 | 10G SFP+ | 10000 | up | Backhaul to CO-DC-015 | SFP-10G-LR
VA-DC-002-PE-T4-01 | xe-0/0/6 | 10G SFP+ | 10000 | up | Uplink to VA-DC-002-AGG-R01 | SFP-10G-LR
VA-DC-002-PE-T4-01 | xe-0/0/7 | 10G SFP+ | 10000 | admin-down
VA-DC-002-PE-T4-01 | xe-0/0/8 | 10G SFP+ | 10000 | admin-down
VA-DC-002-PE-T4-01 | xe-0/0/9 | 10G SFP+ | 10000 | admin-down
VA-DC-002-PE-T4-01 | xe-0/0/10 | 10G SFP+ | 10000 | admin-down
VA-DC-002-PE-T4-01 | xe-0/0/11 | 10G SFP+ | 10000 | admin-down
VA-DC-002-PE-T4-01 | et-0/1/0 | 100G QSFP28 | 100000 | up | Fabric to VA-DC-002-PE-T4-02 | QSFP28-100G-LR4
VA-DC-002-PE-T4-01 | et-0/1/1 | 100G QSFP28 | 100000 | up | Fabric to VA-DC-002-PE-T4-03 | QSFP28-100G-LR4
VA-DC-002-PE-T4-01 | et-0/1/2 | 100G QSFP28 | 100000 | up | Fabric to VA-DC-002-PE-T4-04 | QSFP28-100G-LR4
VA-DC-002-PE-T4-01 | et-0/1/3 | 100G QSFP28 | 100000 | reserved
VA-DC-002-PE-T4-01 | ge-0/2/0 | 1G copper | 1000 | admin-down
VA-DC-002-PE-T4-01 | ge-0/2/1 | 1G copper | 1000 | admin-down
VA-DC-002-PE-T4-01 | ge-0/2/2 | 1G copper | 1000 | admin-down
VA-DC-002-PE-T4-01 | ge-0/2/3 | 1G copper | 1000 | admin-down
VA-DC-002-PE-T4-01 | ge-0/2/4 | 1G copper | 1000 | admin-down
VA-DC-002-PE-T4-01 | ge-0/2/5 | 1G copper | 1000 | admin-down
VA-DC-002-PE-T4-01 | ge-0/2/6 | 1G copper | 1000 | admin-down
VA-DC-002-PE-T4-01 | ge-0/2/7 | 1G copper | 1000 | admin-down
VA-DC-002-PE-T4-01 | ge-0/2/8 | 1G copper | 1000 | admin-down
VA-DC-002-PE-T4-01 | ge-0/2/9 | 1G copper | 1000 | admin-down
VA-DC-002-PE-T4-01 | ge-0/2/10 | 1G copper | 1000 | admin-down
VA-DC-002-PE-T4-01 | ge-0/2/11 | 1G copper | 1000 | reserved
VA-DC-002-PE-T4-01 | ge-0/2/12 | 1G copper | 1000 | admin-down
VA-DC-002-PE-T4-01 | ge-0/2/13 | 1G copper | 1000 | admin-down
VA-DC-002-PE-T4-01 | ge-0/2/14 | 1G copper | 1000 | admin-down
VA-DC-002-PE-T4-01 | ge-0/2/15 | 1G copper | 1000 | admin-down
VA-DC-002-PE-T4-02 | xe-0/0/0 | 10G SFP+ | 10000 | admin-down
VA-DC-002-PE-T4-02 | xe-0/0/1 | 10G SFP+ | 10000 | up | Backhaul to NJ-DC-012 | SFP-10G-LR
VA-DC-002-PE-T4-02 | xe-0/0/2 | 10G SFP+ | 10000 | up | Backhaul to FL-DC-018 | SFP-10G-LR
VA-DC-002-PE-T4-02 | xe-0/0/3 | 10G SFP+ | 10000 | up | Backhaul to FL-DC-018 | SFP-10G-LR
VA-DC-002-PE-T4-02 | xe-0/0/4 | 10G SFP+ | 10000 | up | Backhaul to CA-DC-020 | SFP-10G-LR
VA-DC-002-PE-T4-02 | xe-0/0/5 | 10G SFP+ | 10000 | up | Backhaul to TX-DC-007 | SFP-10G-LR
VA-DC-002-PE-T4-02 | xe-0/0/6 | 10G SFP+ | 10000 | up | Uplink to VA-DC-002-AGG-R01 | SFP-10G-LR
VA-DC-002-PE-T4-02 | xe-0/0/7 | 10G SFP+ | 10000 | up | Uplink to VA-DC-002-AGG-R02 | SFP-10G-LR
VA-DC-002-PE-T4-02 | xe-0/0/8 | 10G SFP+ | 10000 | admin-down
VA-DC-002-PE-T4-02 | xe-0/0/9 | 10G SFP+ | 10000 | admin-down
VA-DC-002-PE-T4-02 | xe-0/0/10 | 10G SFP+ | 10000 | admin-down
VA-DC-002-PE-T4-02 | xe-0/0/11 | 10G SFP+ | 10000 | admin-down
VA-DC-002-PE-T4-02 | et-0/1/0 | 100G QSFP28 | 100000 | up | Fabric to VA-DC-002-PE-T4-01 | QSFP28-100G-LR4
VA-DC-002-PE-T4-02 | et-0/1/1 | 100G QSFP28 | 100000 | up | Fabric to VA-DC-002-PE-T4-03 | QSFP28-100G-LR4
VA-DC-002-PE-T4-02 | et-0/1/2 | 100G QSFP28 | 100000 | up | Fabric to VA-DC-002-PE-T4-04 | QSFP28-100G-LR4
VA-DC-002-PE-T4-02 | et-0/1/3 | 100G QSFP28 | 100000 | admin-down
VA-DC-002-PE-T4-02 | ge-0/2/0 | 1G copper | 1000 | admin-down
VA-DC-002-PE-T4-02 | ge-0/2/1 | 1G copper | 1000 | admin-down
VA-DC-002-PE-T4-02 | ge-0/2/2 | 1G copper | 1000 | admin-down
VA-DC-002-PE-T4-02 | ge-0/2/3 | 1G copper | 1000 | admin-down
VA-DC-002-PE-T4-02 | ge-0/2/4 | 1G copper | 1000 | admin-down
VA-DC-002-PE-T4-02 | ge-0/2/5 | 1G copper | 1000 | admin-down
VA-DC-002-PE-T4-02 | ge-0/2/6 | 1G copper | 1000 | admin-down
VA-DC-002-PE-T4-02 | ge-0/2/7 | 1G copper | 1000 | admin-down
VA-DC-002-PE-T4-02 | ge-0/2/8 | 1G copper | 1000 | admin-down
VA-DC-002-PE-T4-02 | ge-0/2/9 | 1G copper | 1000 | reserved
VA-DC-002-PE-T4-02 | ge-0/2/10 | 1G copper | 1000 | admin-down
VA-DC-002-PE-T4-02 | ge-0/2/11 | 1G copper | 1000 | admin-down
VA-DC-002-PE-T4-02 | ge-0/2/12 | 1G copper | 1000 | admin-down
VA-DC-002-PE-T4-02 | ge-0/2/13 | 1G copper | 1000 | admin-down
VA-DC-002-PE-T4-02 | ge-0/2/14 | 1G copper | 1000 | admin-down
VA-DC-002-PE-T4-02 | ge-0/2/15 | 1G copper | 1000 | admin-down
VA-DC-002-PE-T4-03 | xe-0/0/0 | 10G SFP+ | 10000 | admin-down
VA-DC-002-PE-T4-03 | xe-0/0/1 | 10G SFP+ | 10000 | up | Backhaul to IL-DC-009 | SFP-10G-LR
VA-DC-002-PE-T4-03 | xe-0/0/2 | 10G SFP+ | 10000 | up | Backhaul to IL-DC-009 | SFP-10G-LR
VA-DC-002-PE-T4-03 | xe-0/0/3 | 10G SFP+ | 10000 | up | Backhaul to TX-DC-022 | SFP-10G-LR
VA-DC-002-PE-T4-03 | xe-0/0/4 | 10G SFP+ | 10000 | up | Backhaul to TX-DC-006 | SFP-10G-LR
VA-DC-002-PE-T4-03 | xe-0/0/5 | 10G SFP+ | 10000 | up | Backhaul to TX-DC-007 | SFP-10G-LR
VA-DC-002-PE-T4-03 | xe-0/0/6 | 10G SFP+ | 10000 | up | Uplink to VA-DC-002-AGG-R02 | SFP-10G-LR
VA-DC-002-PE-T4-03 | xe-0/0/7 | 10G SFP+ | 10000 | admin-down
VA-DC-002-PE-T4-03 | xe-0/0/8 | 10G SFP+ | 10000 | admin-down
VA-DC-002-PE-T4-03 | xe-0/0/9 | 10G SFP+ | 10000 | admin-down
VA-DC-002-PE-T4-03 | xe-0/0/10 | 10G SFP+ | 10000 | admin-down
VA-DC-002-PE-T4-03 | xe-0/0/11 | 10G SFP+ | 10000 | admin-down
VA-DC-002-PE-T4-03 | et-0/1/0 | 100G QSFP28 | 100000 | up | Fabric to VA-DC-002-PE-T4-01 | QSFP28-100G-LR4
VA-DC-002-PE-T4-03 | et-0/1/1 | 100G QSFP28 | 100000 | up | Fabric to VA-DC-002-PE-T4-02 | QSFP28-100G-LR4
VA-DC-002-PE-T4-03 | et-0/1/2 | 100G QSFP28 | 100000 | up | Fabric to VA-DC-002-PE-T4-04 | QSFP28-100G-LR4
VA-DC-002-PE-T4-03 | et-0/1/3 | 100G QSFP28 | 100000 | admin-down
VA-DC-002-PE-T4-03 | ge-0/2/0 | 1G copper | 1000 | admin-down
VA-DC-002-PE-T4-03 | ge-0/2/1 | 1G copper | 1000 | admin-down
VA-DC-002-PE-T4-03 | ge-0/2/2 | 1G copper | 1000 | admin-down
VA-DC-002-PE-T4-03 | ge-0/2/3 | 1G copper | 1000 | admin-down
VA-DC-002-PE-T4-03 | ge-0/2/4 | 1G copper | 1000 | admin-down
VA-DC-002-PE-T4-03 | ge-0/2/5 | 1G copper | 1000 | reserved
VA-DC-002-PE-T4-03 | ge-0/2/6 | 1G copper | 1000 | admin-down
VA-DC-002-PE-T4-03 | ge-0/2/7 | 1G copper | 1000 | admin-down
VA-DC-002-PE-T4-03 | ge-0/2/8 | 1G copper | 1000 | admin-down
VA-DC-002-PE-T4-03 | ge-0/2/9 | 1G copper | 1000 | admin-down
VA-DC-002-PE-T4-03 | ge-0/2/10 | 1G copper | 1000 | admin-down
VA-DC-002-PE-T4-03 | ge-0/2/11 | 1G copper | 1000 | admin-down
VA-DC-002-PE-T4-03 | ge-0/2/12 | 1G copper | 1000 | admin-down
VA-DC-002-PE-T4-03 | ge-0/2/13 | 1G copper | 1000 | admin-down
VA-DC-002-PE-T4-03 | ge-0/2/14 | 1G copper | 1000 | admin-down
VA-DC-002-PE-T4-03 | ge-0/2/15 | 1G copper | 1000 | admin-down
VA-DC-002-PE-T4-04 | xe-0/0/0 | 10G SFP+ | 10000 | reserved
VA-DC-002-PE-T4-04 | xe-0/0/1 | 10G SFP+ | 10000 | up | Backhaul to CA-DC-008 | SFP-10G-LR
VA-DC-002-PE-T4-04 | xe-0/0/2 | 10G SFP+ | 10000 | up | Backhaul to CO-DC-015 | SFP-10G-LR
VA-DC-002-PE-T4-04 | xe-0/0/3 | 10G SFP+ | 10000 | up | Backhaul to CA-DC-020 | SFP-10G-LR
VA-DC-002-PE-T4-04 | xe-0/0/4 | 10G SFP+ | 10000 | up | Backhaul to CA-DC-008 | SFP-10G-LR
VA-DC-002-PE-T4-04 | xe-0/0/5 | 10G SFP+ | 10000 | up | Backhaul to TX-DC-022 | SFP-10G-LR
VA-DC-002-PE-T4-04 | xe-0/0/6 | 10G SFP+ | 10000 | admin-down
VA-DC-002-PE-T4-04 | xe-0/0/7 | 10G SFP+ | 10000 | admin-down
VA-DC-002-PE-T4-04 | xe-0/0/8 | 10G SFP+ | 10000 | admin-down
VA-DC-002-PE-T4-04 | xe-0/0/9 | 10G SFP+ | 10000 | admin-down
VA-DC-002-PE-T4-04 | xe-0/0/10 | 10G SFP+ | 10000 | admin-down
VA-DC-002-PE-T4-04 | xe-0/0/11 | 10G SFP+ | 10000 | admin-down
VA-DC-002-PE-T4-04 | et-0/1/0 | 100G QSFP28 | 100000 | up | Fabric to VA-DC-002-PE-T4-01 | QSFP28-100G-LR4
VA-DC-002-PE-T4-04 | et-0/1/1 | 100G QSFP28 | 100000 | up | Fabric to VA-DC-002-PE-T4-02 | QSFP28-100G-LR4
VA-DC-002-PE-T4-04 | et-0/1/2 | 100G QSFP28 | 100000 | up | Fabric to VA-DC-002-PE-T4-03 | QSFP28-100G-LR4
VA-DC-002-PE-T4-04 | et-0/1/3 | 100G QSFP28 | 100000 | admin-down
VA-DC-002-PE-T4-04 | ge-0/2/0 | 1G copper | 1000 | admin-down
VA-DC-002-PE-T4-04 | ge-0/2/1 | 1G copper | 1000 | admin-down
VA-DC-002-PE-T4-04 | ge-0/2/2 | 1G copper | 1000 | admin-down
VA-DC-002-PE-T4-04 | ge-0/2/3 | 1G copper | 1000 | admin-down
VA-DC-002-PE-T4-04 | ge-0/2/4 | 1G copper | 1000 | admin-down
VA-DC-002-PE-T4-04 | ge-0/2/5 | 1G copper | 1000 | admin-down
VA-DC-002-PE-T4-04 | ge-0/2/6 | 1G copper | 1000 | admin-down
VA-DC-002-PE-T4-04 | ge-0/2/7 | 1G copper | 1000 | admin-down
VA-DC-002-PE-T4-04 | ge-0/2/8 | 1G copper | 1000 | admin-down
VA-DC-002-PE-T4-04 | ge-0/2/9 | 1G copper | 1000 | admin-down
VA-DC-002-PE-T4-04 | ge-0/2/10 | 1G copper | 1000 | admin-down
VA-DC-002-PE-T4-04 | ge-0/2/11 | 1G copper | 1000 | admin-down
VA-DC-002-PE-T4-04 | ge-0/2/12 | 1G copper | 1000 | admin-down
VA-DC-002-PE-T4-04 | ge-0/2/13 | 1G copper | 1000 | admin-down
VA-DC-002-PE-T4-04 | ge-0/2/14 | 1G copper | 1000 | admin-down
VA-DC-002-PE-T4-04 | ge-0/2/15 | 1G copper | 1000 | admin-down
VA-DC-002-FW-01 | port1 | 10G SFP+ | 10000 | up | Uplink to VA-DC-002-AGG-R01 | SFP-10G-LR
VA-DC-002-FW-01 | port2 | 10G SFP+ | 10000 | up | Uplink to VA-DC-002-AGG-R02 | SFP-10G-LR
VA-DC-002-FW-01 | port3 | 10G SFP+ | 10000 | admin-down
VA-DC-002-FW-01 | port4 | 10G SFP+ | 10000 | admin-down
VA-DC-002-FW-01 | port5 | 10G SFP+ | 10000 | admin-down
VA-DC-002-FW-01 | port6 | 10G SFP+ | 10000 | admin-down
VA-DC-002-FW-01 | port7 | 10G SFP+ | 10000 | admin-down
VA-DC-002-FW-01 | port8 | 10G SFP+ | 10000 | admin-down
VA-DC-002-OLA-01 | 1/2/c1 | 100G QSFP28 | 100000 | up | Uplink to VA-DC-002-AGG-R01 | QSFP28-100G-LR4
VA-DC-002-OLA-01 | 1/2/c2 | 100G QSFP28 | 100000 | admin-down
VA-DC-002-OLA-01 | 1/2/c3 | 100G QSFP28 | 100000 | admin-down
VA-DC-002-OLA-01 | 1/2/c4 | 100G QSFP28 | 100000 | admin-down
VA-DC-002-OLA-01 | 1/2/c5 | 100G QSFP28 | 100000 | admin-down
VA-DC-002-OLA-01 | 1/2/c6 | 100G QSFP28 | 100000 | admin-down
VA-DC-002-OLA-01 | 1/2/c7 | 100G QSFP28 | 100000 | admin-down
VA-DC-002-OLA-01 | 1/2/c8 | 100G QSFP28 | 100000 | admin-down
VA-DC-002-AGG-R01 | xe-0/0/0 | 10G SFP+ | 10000 | up | Uplink to VA-DC-002-FW-01 | SFP-10G-LR
VA-DC-002-AGG-R01 | xe-0/0/1 | 10G SFP+ | 10000 | up | Uplink to VA-DC-002-MMR-SW-01 | SFP-10G-LR
VA-DC-002-AGG-R01 | xe-0/0/2 | 10G SFP+ | 10000 | up | Uplink to VA-DC-002-MMR-SW-02 | SFP-10G-LR
VA-DC-002-AGG-R01 | xe-0/0/3 | 10G SFP+ | 10000 | up | Uplink to VA-DC-002-MMR-SW-03 | SFP-10G-LR
VA-DC-002-AGG-R01 | xe-0/0/4 | 10G SFP+ | 10000 | up | Uplink to VA-DC-002-MMR-SW-04 | SFP-10G-LR
VA-DC-002-AGG-R01 | xe-0/0/5 | 10G SFP+ | 10000 | reserved
VA-DC-002-AGG-R01 | xe-0/0/6 | 10G SFP+ | 10000 | admin-down
VA-DC-002-AGG-R01 | xe-0/0/7 | 10G SFP+ | 10000 | admin-down
VA-DC-002-AGG-R01 | xe-0/0/8 | 10G SFP+ | 10000 | admin-down
VA-DC-002-AGG-R01 | xe-0/0/9 | 10G SFP+ | 10000 | admin-down
VA-DC-002-AGG-R01 | xe-0/0/10 | 10G SFP+ | 10000 | admin-down
VA-DC-002-AGG-R01 | xe-0/0/11 | 10G SFP+ | 10000 | admin-down
VA-DC-002-AGG-R01 | xe-0/0/12 | 10G SFP+ | 10000 | admin-down
VA-DC-002-AGG-R01 | xe-0/0/13 | 10G SFP+ | 10000 | admin-down
VA-DC-002-AGG-R01 | xe-0/0/14 | 10G SFP+ | 10000 | admin-down
VA-DC-002-AGG-R01 | xe-0/0/15 | 10G SFP+ | 10000 | admin-down
VA-DC-002-AGG-R01 | et-0/1/0 | 100G QSFP28 | 100000 | up | Uplink to VA-DC-002-PE-T4-01 | QSFP28-100G-LR4
VA-DC-002-AGG-R01 | et-0/1/1 | 100G QSFP28 | 100000 | up | Uplink to VA-DC-002-PE-T4-02 | QSFP28-100G-LR4
VA-DC-002-AGG-R01 | et-0/1/2 | 100G QSFP28 | 100000 | up | Uplink to VA-DC-002-OLA-01 | QSFP28-100G-LR4
VA-DC-002-AGG-R01 | et-0/1/3 | 100G QSFP28 | 100000 | admin-down
VA-DC-002-AGG-R01 | et-0/1/4 | 100G QSFP28 | 100000 | admin-down
VA-DC-002-AGG-R01 | et-0/1/5 | 100G QSFP28 | 100000 | admin-down
VA-DC-002-AGG-R01 | et-0/1/6 | 100G QSFP28 | 100000 | admin-down
VA-DC-002-AGG-R01 | et-0/1/7 | 100G QSFP28 | 100000 | admin-down
VA-DC-002-AGG-R02 | xe-0/0/0 | 10G SFP+ | 10000 | up | Uplink to VA-DC-002-FW-01 | SFP-10G-LR
VA-DC-002-AGG-R02 | xe-0/0/1 | 10G SFP+ | 10000 | up | Uplink to VA-DC-002-MMR-SW-01 | SFP-10G-LR
VA-DC-002-AGG-R02 | xe-0/0/2 | 10G SFP+ | 10000 | up | Uplink to VA-DC-002-MMR-SW-02 | SFP-10G-LR
VA-DC-002-AGG-R02 | xe-0/0/3 | 10G SFP+ | 10000 | up | Uplink to VA-DC-002-MMR-SW-03 | SFP-10G-LR
VA-DC-002-AGG-R02 | xe-0/0/4 | 10G SFP+ | 10000 | up | Uplink to VA-DC-002-MMR-SW-04 | SFP-10G-LR
VA-DC-002-AGG-R02 | xe-0/0/5 | 10G SFP+ | 10000 | admin-down
VA-DC-002-AGG-R02 | xe-0/0/6 | 10G SFP+ | 10000 | reserved
VA-DC-002-AGG-R02 | xe-0/0/7 | 10G SFP+ | 10000 | admin-down
VA-DC-002-AGG-R02 | xe-0/0/8 | 10G SFP+ | 10000 | admin-down
VA-DC-002-AGG-R02 | xe-0/0/9 | 10G SFP+ | 10000 | admin-down
VA-DC-002-AGG-R02 | xe-0/0/10 | 10G SFP+ | 10000 | admin-down
VA-DC-002-AGG-R02 | xe-0/0/11 | 10G SFP+ | 10000 | admin-down
VA-DC-002-AGG-R02 | xe-0/0/12 | 10G SFP+ | 10000 | admin-down
VA-DC-002-AGG-R02 | xe-0/0/13 | 10G SFP+ | 10000 | admin-down
VA-DC-002-AGG-R02 | xe-0/0/14 | 10G SFP+ | 10000 | admin-down
VA-DC-002-AGG-R02 | xe-0/0/15 | 10G SFP+ | 10000 | admin-down
VA-DC-002-AGG-R02 | et-0/1/0 | 100G QSFP28 | 100000 | up | Uplink to VA-DC-002-PE-T4-02 | QSFP28-100G-LR4
VA-DC-002-AGG-R02 | et-0/1/1 | 100G QSFP28 | 100000 | up | Uplink to VA-DC-002-PE-T4-03 | QSFP28-100G-LR4
VA-DC-002-AGG-R02 | et-0/1/2 | 100G QSFP28 | 100000 | admin-down
VA-DC-002-AGG-R02 | et-0/1/3 | 100G QSFP28 | 100000 | admin-down
VA-DC-002-AGG-R02 | et-0/1/4 | 100G QSFP28 | 100000 | admin-down
VA-DC-002-AGG-R02 | et-0/1/5 | 100G QSFP28 | 100000 | admin-down
VA-DC-002-AGG-R02 | et-0/1/6 | 100G QSFP28 | 100000 | admin-down
VA-DC-002-AGG-R02 | et-0/1/7 | 100G QSFP28 | 100000 | admin-down
VA-DC-002-MMR-SW-01 | Ethernet1 | 10G SFP+ | 10000 | up | Access to VA-DC-002-TOR-001 | SFP-10G-LR
VA-DC-002-MMR-SW-01 | Ethernet2 | 10G SFP+ | 10000 | up | Server NIC
VA-DC-002-MMR-SW-01 | Ethernet3 | 10G SFP+ | 10000 | admin-down
VA-DC-002-MMR-SW-01 | Ethernet4 | 10G SFP+ | 10000 | up | Server NIC
VA-DC-002-MMR-SW-01 | Ethernet5 | 10G SFP+ | 10000 | admin-down
VA-DC-002-MMR-SW-01 | Ethernet6 | 10G SFP+ | 10000 | up | Server NIC
VA-DC-002-MMR-SW-01 | Ethernet7 | 10G SFP+ | 10000 | up | Server NIC
VA-DC-002-MMR-SW-01 | Ethernet8 | 10G SFP+ | 10000 | admin-down
VA-DC-002-MMR-SW-01 | Ethernet9 | 10G SFP+ | 10000 | up | Server NIC
VA-DC-002-MMR-SW-01 | Ethernet10 | 10G SFP+ | 10000 | admin-down
VA-DC-002-MMR-SW-01 | Ethernet11 | 10G SFP+ | 10000 | admin-down
VA-DC-002-MMR-SW-01 | Ethernet12 | 10G SFP+ | 10000 | up | Server NIC
VA-DC-002-MMR-SW-01 | Ethernet13 | 10G SFP+ | 10000 | up | Server NIC
VA-DC-002-MMR-SW-01 | Ethernet14 | 10G SFP+ | 10000 | up | Server NIC
VA-DC-002-MMR-SW-01 | Ethernet15 | 10G SFP+ | 10000 | admin-down
VA-DC-002-MMR-SW-01 | Ethernet16 | 10G SFP+ | 10000 | admin-down
VA-DC-002-MMR-SW-01 | Ethernet17 | 10G SFP+ | 10000 | up | Server NIC
VA-DC-002-MMR-SW-01 | Ethernet18 | 10G SFP+ | 10000 | up | Server NIC
VA-DC-002-MMR-SW-01 | Ethernet19 | 10G SFP+ | 10000 | up | Server NIC
VA-DC-002-MMR-SW-01 | Ethernet20 | 10G SFP+ | 10000 | up | Server NIC
VA-DC-002-MMR-SW-01 | Ethernet21 | 10G SFP+ | 10000 | up | Server NIC
VA-DC-002-MMR-SW-01 | Ethernet22 | 10G SFP+ | 10000 | up | Server NIC
VA-DC-002-MMR-SW-01 | Ethernet23 | 10G SFP+ | 10000 | up | Server NIC
VA-DC-002-MMR-SW-01 | Ethernet24 | 10G SFP+ | 10000 | up | Server NIC
VA-DC-002-MMR-SW-01 | Ethernet25 | 10G SFP+ | 10000 | up | Server NIC
VA-DC-002-MMR-SW-01 | Ethernet26 | 10G SFP+ | 10000 | up | Server NIC
VA-DC-002-MMR-SW-01 | Ethernet27 | 10G SFP+ | 10000 | up | Server NIC
VA-DC-002-MMR-SW-01 | Ethernet28 | 10G SFP+ | 10000 | up | Server NIC
VA-DC-002-MMR-SW-01 | Ethernet29 | 10G SFP+ | 10000 | up | Server NIC
VA-DC-002-MMR-SW-01 | Ethernet30 | 10G SFP+ | 10000 | up | Server NIC
VA-DC-002-MMR-SW-01 | Ethernet31 | 10G SFP+ | 10000 | up | Server NIC
VA-DC-002-MMR-SW-01 | Ethernet32 | 10G SFP+ | 10000 | up | Server NIC
VA-DC-002-MMR-SW-01 | Ethernet33 | 10G SFP+ | 10000 | up | Server NIC
VA-DC-002-MMR-SW-01 | Ethernet34 | 10G SFP+ | 10000 | up | Server NIC
VA-DC-002-MMR-SW-01 | Ethernet35 | 10G SFP+ | 10000 | up | Server NIC
VA-DC-002-MMR-SW-01 | Ethernet36 | 10G SFP+ | 10000 | up | Server NIC
VA-DC-002-MMR-SW-01 | Ethernet37 | 10G SFP+ | 10000 | admin-down
VA-DC-002-MMR-SW-01 | Ethernet38 | 10G SFP+ | 10000 | admin-down
VA-DC-002-MMR-SW-01 | Ethernet39 | 10G SFP+ | 10000 | reserved
VA-DC-002-MMR-SW-01 | Ethernet40 | 10G SFP+ | 10000 | up | Server NIC
VA-DC-002-MMR-SW-01 | Ethernet41 | 10G SFP+ | 10000 | up | Server NIC
VA-DC-002-MMR-SW-01 | Ethernet42 | 10G SFP+ | 10000 | admin-down
VA-DC-002-MMR-SW-01 | Ethernet43 | 10G SFP+ | 10000 | up | Server NIC
VA-DC-002-MMR-SW-01 | Ethernet44 | 10G SFP+ | 10000 | up | Server NIC
VA-DC-002-MMR-SW-01 | Ethernet45 | 10G SFP+ | 10000 | up | Server NIC
VA-DC-002-MMR-SW-01 | Ethernet46 | 10G SFP+ | 10000 | up | Server NIC
VA-DC-002-MMR-SW-01 | Ethernet47 | 10G SFP+ | 10000 | admin-down
VA-DC-002-MMR-SW-01 | Ethernet48 | 10G SFP+ | 10000 | up | Server NIC
VA-DC-002-MMR-SW-01 | Ethernet49/1 | 100G QSFP28 | 100000 | up | Uplink to VA-DC-002-AGG-R01 | QSFP28-100G-LR4
VA-DC-002-MMR-SW-01 | Ethernet49/2 | 100G QSFP28 | 100000 | up | Uplink to VA-DC-002-AGG-R02 | QSFP28-100G-LR4
VA-DC-002-MMR-SW-01 | Ethernet49/3 | 100G QSFP28 | 100000 | admin-down
VA-DC-002-MMR-SW-01 | Ethernet49/4 | 100G QSFP28 | 100000 | admin-down
VA-DC-002-MMR-SW-02 | Ethernet1 | 10G SFP+ | 10000 | up | Access to VA-DC-002-TOR-001 | SFP-10G-LR
VA-DC-002-MMR-SW-02 | Ethernet2 | 10G SFP+ | 10000 | up | Access to VA-DC-002-TOR-002 | SFP-10G-LR
VA-DC-002-MMR-SW-02 | Ethernet3 | 10G SFP+ | 10000 | up | Server NIC
VA-DC-002-MMR-SW-02 | Ethernet4 | 10G SFP+ | 10000 | up | Server NIC
VA-DC-002-MMR-SW-02 | Ethernet5 | 10G SFP+ | 10000 | up | Server NIC
VA-DC-002-MMR-SW-02 | Ethernet6 | 10G SFP+ | 10000 | reserved
VA-DC-002-MMR-SW-02 | Ethernet7 | 10G SFP+ | 10000 | up | Server NIC
VA-DC-002-MMR-SW-02 | Ethernet8 | 10G SFP+ | 10000 | up | Server NIC
VA-DC-002-MMR-SW-02 | Ethernet9 | 10G SFP+ | 10000 | up | Server NIC
VA-DC-002-MMR-SW-02 | Ethernet10 | 10G SFP+ | 10000 | up | Server NIC
VA-DC-002-MMR-SW-02 | Ethernet11 | 10G SFP+ | 10000 | admin-down
VA-DC-002-MMR-SW-02 | Ethernet12 | 10G SFP+ | 10000 | admin-down
VA-DC-002-MMR-SW-02 | Ethernet13 | 10G SFP+ | 10000 | up | Server NIC
VA-DC-002-MMR-SW-02 | Ethernet14 | 10G SFP+ | 10000 | up | Server NIC
VA-DC-002-MMR-SW-02 | Ethernet15 | 10G SFP+ | 10000 | admin-down
VA-DC-002-MMR-SW-02 | Ethernet16 | 10G SFP+ | 10000 | admin-down
VA-DC-002-MMR-SW-02 | Ethernet17 | 10G SFP+ | 10000 | up | Server NIC
VA-DC-002-MMR-SW-02 | Ethernet18 | 10G SFP+ | 10000 | up | Server NIC
VA-DC-002-MMR-SW-02 | Ethernet19 | 10G SFP+ | 10000 | up | Server NIC
VA-DC-002-MMR-SW-02 | Ethernet20 | 10G SFP+ | 10000 | admin-down
VA-DC-002-MMR-SW-02 | Ethernet21 | 10G SFP+ | 10000 | admin-down
VA-DC-002-MMR-SW-02 | Ethernet22 | 10G SFP+ | 10000 | admin-down
VA-DC-002-MMR-SW-02 | Ethernet23 | 10G SFP+ | 10000 | admin-down
VA-DC-002-MMR-SW-02 | Ethernet24 | 10G SFP+ | 10000 | up | Server NIC
VA-DC-002-MMR-SW-02 | Ethernet25 | 10G SFP+ | 10000 | up | Server NIC
VA-DC-002-MMR-SW-02 | Ethernet26 | 10G SFP+ | 10000 | admin-down
VA-DC-002-MMR-SW-02 | Ethernet27 | 10G SFP+ | 10000 | admin-down
VA-DC-002-MMR-SW-02 | Ethernet28 | 10G SFP+ | 10000 | up | Server NIC
VA-DC-002-MMR-SW-02 | Ethernet29 | 10G SFP+ | 10000 | up | Server NIC
VA-DC-002-MMR-SW-02 | Ethernet30 | 10G SFP+ | 10000 | admin-down
VA-DC-002-MMR-SW-02 | Ethernet31 | 10G SFP+ | 10000 | up | Server NIC
VA-DC-002-MMR-SW-02 | Ethernet32 | 10G SFP+ | 10000 | admin-down
VA-DC-002-MMR-SW-02 | Ethernet33 | 10G SFP+ | 10000 | up | Server NIC
VA-DC-002-MMR-SW-02 | Ethernet34 | 10G SFP+ | 10000 | admin-down
VA-DC-002-MMR-SW-02 | Ethernet35 | 10G SFP+ | 10000 | up | Server NIC
VA-DC-002-MMR-SW-02 | Ethernet36 | 10G SFP+ | 10000 | admin-down
VA-DC-002-MMR-SW-02 | Ethernet37 | 10G SFP+ | 10000 | admin-down
VA-DC-002-MMR-SW-02 | Ethernet38 | 10G SFP+ | 10000 | up | Server NIC
VA-DC-002-MMR-SW-02 | Ethernet39 | 10G SFP+ | 10000 | admin-down
VA-DC-002-MMR-SW-02 | Ethernet40 | 10G SFP+ | 10000 | admin-down
VA-DC-002-MMR-SW-02 | Ethernet41 | 10G SFP+ | 10000 | up | Server NIC
VA-DC-002-MMR-SW-02 | Ethernet42 | 10G SFP+ | 10000 | reserved
VA-DC-002-MMR-SW-02 | Ethernet43 | 10G SFP+ | 10000 | up | Server NIC
VA-DC-002-MMR-SW-02 | Ethernet44 | 10G SFP+ | 10000 | admin-down
VA-DC-002-MMR-SW-02 | Ethernet45 | 10G SFP+ | 10000 | up | Server NIC
VA-DC-002-MMR-SW-02 | Ethernet46 | 10G SFP+ | 10000 | admin-down
VA-DC-002-MMR-SW-02 | Ethernet47 | 10G SFP+ | 10000 | up | Server NIC
VA-DC-002-MMR-SW-02 | Ethernet48 | 10G SFP+ | 10000 | admin-down
VA-DC-002-MMR-SW-02 | Ethernet49/1 | 100G QSFP28 | 100000 | up | Uplink to VA-DC-002-AGG-R02 | QSFP28-100G-LR4
VA-DC-002-MMR-SW-02 | Ethernet49/2 | 100G QSFP28 | 100000 | up | Uplink to VA-DC-002-AGG-R01 | QSFP28-100G-LR4
VA-DC-002-MMR-SW-02 | Ethernet49/3 | 100G QSFP28 | 100000 | reserved
VA-DC-002-MMR-SW-02 | Ethernet49/4 | 100G QSFP28 | 100000 | admin-down
VA-DC-002-MMR-SW-03 | Ethernet1 | 10G SFP+ | 10000 | up | Access to VA-DC-002-TOR-002 | SFP-10G-LR
VA-DC-002-MMR-SW-03 | Ethernet2 | 10G SFP+ | 10000 | up | Access to VA-DC-002-TOR-003 | SFP-10G-LR
VA-DC-002-MMR-SW-03 | Ethernet3 | 10G SFP+ | 10000 | admin-down
VA-DC-002-MMR-SW-03 | Ethernet4 | 10G SFP+ | 10000 | up | Server NIC
VA-DC-002-MMR-SW-03 | Ethernet5 | 10G SFP+ | 10000 | admin-down
VA-DC-002-MMR-SW-03 | Ethernet6 | 10G SFP+ | 10000 | up | Server NIC
VA-DC-002-MMR-SW-03 | Ethernet7 | 10G SFP+ | 10000 | up | Server NIC
VA-DC-002-MMR-SW-03 | Ethernet8 | 10G SFP+ | 10000 | up | Server NIC
VA-DC-002-MMR-SW-03 | Ethernet9 | 10G SFP+ | 10000 | admin-down
VA-DC-002-MMR-SW-03 | Ethernet10 | 10G SFP+ | 10000 | up | Server NIC
VA-DC-002-MMR-SW-03 | Ethernet11 | 10G SFP+ | 10000 | up | Server NIC
VA-DC-002-MMR-SW-03 | Ethernet12 | 10G SFP+ | 10000 | admin-down
VA-DC-002-MMR-SW-03 | Ethernet13 | 10G SFP+ | 10000 | up | Server NIC
VA-DC-002-MMR-SW-03 | Ethernet14 | 10G SFP+ | 10000 | admin-down
VA-DC-002-MMR-SW-03 | Ethernet15 | 10G SFP+ | 10000 | admin-down
VA-DC-002-MMR-SW-03 | Ethernet16 | 10G SFP+ | 10000 | admin-down
VA-DC-002-MMR-SW-03 | Ethernet17 | 10G SFP+ | 10000 | up | Server NIC
VA-DC-002-MMR-SW-03 | Ethernet18 | 10G SFP+ | 10000 | admin-down
VA-DC-002-MMR-SW-03 | Ethernet19 | 10G SFP+ | 10000 | up | Server NIC
VA-DC-002-MMR-SW-03 | Ethernet20 | 10G SFP+ | 10000 | admin-down
VA-DC-002-MMR-SW-03 | Ethernet21 | 10G SFP+ | 10000 | up | Server NIC
VA-DC-002-MMR-SW-03 | Ethernet22 | 10G SFP+ | 10000 | admin-down
VA-DC-002-MMR-SW-03 | Ethernet23 | 10G SFP+ | 10000 | up | Server NIC
VA-DC-002-MMR-SW-03 | Ethernet24 | 10G SFP+ | 10000 | up | Server NIC
VA-DC-002-MMR-SW-03 | Ethernet25 | 10G SFP+ | 10000 | admin-down
VA-DC-002-MMR-SW-03 | Ethernet26 | 10G SFP+ | 10000 | up | Server NIC
VA-DC-002-MMR-SW-03 | Ethernet27 | 10G SFP+ | 10000 | admin-down
VA-DC-002-MMR-SW-03 | Ethernet28 | 10G SFP+ | 10000 | up | Server NIC
VA-DC-002-MMR-SW-03 | Ethernet29 | 10G SFP+ | 10000 | up | Server NIC
VA-DC-002-MMR-SW-03 | Ethernet30 | 10G SFP+ | 10000 | up | Server NIC
VA-DC-002-MMR-SW-03 | Ethernet31 | 10G SFP+ | 10000 | admin-down
VA-DC-002-MMR-SW-03 | Ethernet32 | 10G SFP+ | 10000 | up | Server NIC
VA-DC-002-MMR-SW-03 | Ethernet33 | 10G SFP+ | 10000 | admin-down
VA-DC-002-MMR-SW-03 | Ethernet34 | 10G SFP+ | 10000 | up | Server NIC
VA-DC-002-MMR-SW-03 | Ethernet35 | 10G SFP+ | 10000 | up | Server NIC
VA-DC-002-MMR-SW-03 | Ethernet36 | 10G SFP+ | 10000 | up | Server NIC
VA-DC-002-MMR-SW-03 | Ethernet37 | 10G SFP+ | 10000 | up | Server NIC
VA-DC-002-MMR-SW-03 | Ethernet38 | 10G SFP+ | 10000 | up | Server NIC
VA-DC-002-MMR-SW-03 | Ethernet39 | 10G SFP+ | 10000 | admin-down
VA-DC-002-MMR-SW-03 | Ethernet40 | 10G SFP+ | 10000 | up | Server NIC
VA-DC-002-MMR-SW-03 | Ethernet41 | 10G SFP+ | 10000 | up | Server NIC
VA-DC-002-MMR-SW-03 | Ethernet42 | 10G SFP+ | 10000 | up | Server NIC
VA-DC-002-MMR-SW-03 | Ethernet43 | 10G SFP+ | 10000 | admin-down
VA-DC-002-MMR-SW-03 | Ethernet44 | 10G SFP+ | 10000 | up | Server NIC
VA-DC-002-MMR-SW-03 | Ethernet45 | 10G SFP+ | 10000 | admin-down
VA-DC-002-MMR-SW-03 | Ethernet46 | 10G SFP+ | 10000 | up | Server NIC
VA-DC-002-MMR-SW-03 | Ethernet47 | 10G SFP+ | 10000 | admin-down
VA-DC-002-MMR-SW-03 | Ethernet48 | 10G SFP+ | 10000 | up | Server NIC
VA-DC-002-MMR-SW-03 | Ethernet49/1 | 100G QSFP28 | 100000 | up | Uplink to VA-DC-002-AGG-R01 | QSFP28-100G-LR4
VA-DC-002-MMR-SW-03 | Ethernet49/2 | 100G QSFP28 | 100000 | up | Uplink to VA-DC-002-AGG-R02 | QSFP28-100G-LR4
VA-DC-002-MMR-SW-03 | Ethernet49/3 | 100G QSFP28 | 100000 | admin-down
VA-DC-002-MMR-SW-03 | Ethernet49/4 | 100G QSFP28 | 100000 | admin-down
VA-DC-002-MMR-SW-04 | xe-0/0/0 | 10G SFP+ | 10000 | up | Access to VA-DC-002-TOR-003 | SFP-10G-LR
VA-DC-002-MMR-SW-04 | xe-0/0/1 | 10G SFP+ | 10000 | up | Server NIC
VA-DC-002-MMR-SW-04 | xe-0/0/2 | 10G SFP+ | 10000 | admin-down
VA-DC-002-MMR-SW-04 | xe-0/0/3 | 10G SFP+ | 10000 | admin-down
VA-DC-002-MMR-SW-04 | xe-0/0/4 | 10G SFP+ | 10000 | up | Server NIC
VA-DC-002-MMR-SW-04 | xe-0/0/5 | 10G SFP+ | 10000 | up | Server NIC
VA-DC-002-MMR-SW-04 | xe-0/0/6 | 10G SFP+ | 10000 | admin-down
VA-DC-002-MMR-SW-04 | xe-0/0/7 | 10G SFP+ | 10000 | reserved
VA-DC-002-MMR-SW-04 | xe-0/0/8 | 10G SFP+ | 10000 | up | Server NIC
VA-DC-002-MMR-SW-04 | xe-0/0/9 | 10G SFP+ | 10000 | up | Server NIC
VA-DC-002-MMR-SW-04 | xe-0/0/10 | 10G SFP+ | 10000 | admin-down
VA-DC-002-MMR-SW-04 | xe-0/0/11 | 10G SFP+ | 10000 | up | Server NIC
VA-DC-002-MMR-SW-04 | xe-0/0/12 | 10G SFP+ | 10000 | up | Server NIC
VA-DC-002-MMR-SW-04 | xe-0/0/13 | 10G SFP+ | 10000 | up | Server NIC
VA-DC-002-MMR-SW-04 | xe-0/0/14 | 10G SFP+ | 10000 | admin-down
VA-DC-002-MMR-SW-04 | xe-0/0/15 | 10G SFP+ | 10000 | up | Server NIC
VA-DC-002-MMR-SW-04 | xe-0/0/16 | 10G SFP+ | 10000 | up | Server NIC
VA-DC-002-MMR-SW-04 | xe-0/0/17 | 10G SFP+ | 10000 | up | Server NIC
VA-DC-002-MMR-SW-04 | xe-0/0/18 | 10G SFP+ | 10000 | up | Server NIC
VA-DC-002-MMR-SW-04 | xe-0/0/19 | 10G SFP+ | 10000 | up | Server NIC
VA-DC-002-MMR-SW-04 | xe-0/0/20 | 10G SFP+ | 10000 | admin-down
VA-DC-002-MMR-SW-04 | xe-0/0/21 | 10G SFP+ | 10000 | admin-down
VA-DC-002-MMR-SW-04 | xe-0/0/22 | 10G SFP+ | 10000 | up | Server NIC
VA-DC-002-MMR-SW-04 | xe-0/0/23 | 10G SFP+ | 10000 | up | Server NIC
VA-DC-002-MMR-SW-04 | xe-0/0/24 | 10G SFP+ | 10000 | up | Server NIC
VA-DC-002-MMR-SW-04 | xe-0/0/25 | 10G SFP+ | 10000 | up | Server NIC
VA-DC-002-MMR-SW-04 | xe-0/0/26 | 10G SFP+ | 10000 | up | Server NIC
VA-DC-002-MMR-SW-04 | xe-0/0/27 | 10G SFP+ | 10000 | up | Server NIC
VA-DC-002-MMR-SW-04 | xe-0/0/28 | 10G SFP+ | 10000 | up | Server NIC
VA-DC-002-MMR-SW-04 | xe-0/0/29 | 10G SFP+ | 10000 | up | Server NIC
VA-DC-002-MMR-SW-04 | xe-0/0/30 | 10G SFP+ | 10000 | up | Server NIC
VA-DC-002-MMR-SW-04 | xe-0/0/31 | 10G SFP+ | 10000 | admin-down
VA-DC-002-MMR-SW-04 | xe-0/0/32 | 10G SFP+ | 10000 | up | Server NIC
VA-DC-002-MMR-SW-04 | xe-0/0/33 | 10G SFP+ | 10000 | up | Server NIC
VA-DC-002-MMR-SW-04 | xe-0/0/34 | 10G SFP+ | 10000 | up | Server NIC
VA-DC-002-MMR-SW-04 | xe-0/0/35 | 10G SFP+ | 10000 | admin-down
VA-DC-002-MMR-SW-04 | xe-0/0/36 | 10G SFP+ | 10000 | up | Server NIC
VA-DC-002-MMR-SW-04 | xe-0/0/37 | 10G SFP+ | 10000 | admin-down
VA-DC-002-MMR-SW-04 | xe-0/0/38 | 10G SFP+ | 10000 | admin-down
VA-DC-002-MMR-SW-04 | xe-0/0/39 | 10G SFP+ | 10000 | up | Server NIC
VA-DC-002-MMR-SW-04 | xe-0/0/40 | 10G SFP+ | 10000 | up | Server NIC
VA-DC-002-MMR-SW-04 | xe-0/0/41 | 10G SFP+ | 10000 | up | Server NIC
VA-DC-002-MMR-SW-04 | xe-0/0/42 | 10G SFP+ | 10000 | up | Server NIC
VA-DC-002-MMR-SW-04 | xe-0/0/43 | 10G SFP+ | 10000 | admin-down
VA-DC-002-MMR-SW-04 | xe-0/0/44 | 10G SFP+ | 10000 | admin-down
VA-DC-002-MMR-SW-04 | xe-0/0/45 | 10G SFP+ | 10000 | up | Server NIC
VA-DC-002-MMR-SW-04 | xe-0/0/46 | 10G SFP+ | 10000 | admin-down
VA-DC-002-MMR-SW-04 | xe-0/0/47 | 10G SFP+ | 10000 | up | Server NIC
VA-DC-002-MMR-SW-04 | et-0/1/0 | 100G QSFP28 | 100000 | up | Uplink to VA-DC-002-AGG-R02 | QSFP28-100G-LR4
VA-DC-002-MMR-SW-04 | et-0/1/1 | 100G QSFP28 | 100000 | up | Uplink to VA-DC-002-AGG-R01 | QSFP28-100G-LR4
VA-DC-002-MMR-SW-04 | et-0/1/2 | 100G QSFP28 | 100000 | admin-down
VA-DC-002-MMR-SW-04 | et-0/1/3 | 100G QSFP28 | 100000 | admin-down
VA-DC-002-TOR-001 | Te0/0/0/0 | 10G SFP+ | 10000 | up | Access to VA-DC-002-MMR-SW-01 | SFP-10G-LR
VA-DC-002-TOR-001 | Te0/0/0/1 | 10G SFP+ | 10000 | up | Access to VA-DC-002-MMR-SW-02 | SFP-10G-LR
VA-DC-002-TOR-001 | Te0/0/0/2 | 10G SFP+ | 10000 | admin-down
VA-DC-002-TOR-001 | Te0/0/0/3 | 10G SFP+ | 10000 | admin-down
VA-DC-002-TOR-001 | Te0/0/0/4 | 10G SFP+ | 10000 | up | Server NIC
VA-DC-002-TOR-001 | Te0/0/0/5 | 10G SFP+ | 10000 | reserved
VA-DC-002-TOR-001 | Te0/0/0/6 | 10G SFP+ | 10000 | up | Server NIC
VA-DC-002-TOR-001 | Te0/0/0/7 | 10G SFP+ | 10000 | up | Server NIC
VA-DC-002-TOR-001 | Te0/0/0/8 | 10G SFP+ | 10000 | admin-down
VA-DC-002-TOR-001 | Te0/0/0/9 | 10G SFP+ | 10000 | admin-down
VA-DC-002-TOR-001 | Te0/0/0/10 | 10G SFP+ | 10000 | up | Server NIC
VA-DC-002-TOR-001 | Te0/0/0/11 | 10G SFP+ | 10000 | up | Server NIC
VA-DC-002-TOR-001 | Te0/0/0/12 | 10G SFP+ | 10000 | up | Server NIC
VA-DC-002-TOR-001 | Te0/0/0/13 | 10G SFP+ | 10000 | admin-down
VA-DC-002-TOR-001 | Te0/0/0/14 | 10G SFP+ | 10000 | up | Server NIC
VA-DC-002-TOR-001 | Te0/0/0/15 | 10G SFP+ | 10000 | up | Server NIC
VA-DC-002-TOR-001 | Te0/0/0/16 | 10G SFP+ | 10000 | up | Server NIC
VA-DC-002-TOR-001 | Te0/0/0/17 | 10G SFP+ | 10000 | admin-down
VA-DC-002-TOR-001 | Te0/0/0/18 | 10G SFP+ | 10000 | reserved
VA-DC-002-TOR-001 | Te0/0/0/19 | 10G SFP+ | 10000 | admin-down
VA-DC-002-TOR-001 | Te0/0/0/20 | 10G SFP+ | 10000 | up | Server NIC
VA-DC-002-TOR-001 | Te0/0/0/21 | 10G SFP+ | 10000 | up | Server NIC
VA-DC-002-TOR-001 | Te0/0/0/22 | 10G SFP+ | 10000 | admin-down
VA-DC-002-TOR-001 | Te0/0/0/23 | 10G SFP+ | 10000 | up | Server NIC
VA-DC-002-TOR-001 | Hu0/0/1/0 | 100G QSFP28 | 100000 | reserved
VA-DC-002-TOR-001 | Hu0/0/1/1 | 100G QSFP28 | 100000 | admin-down
VA-DC-002-TOR-002 | Te0/0/0/0 | 10G SFP+ | 10000 | up | Access to VA-DC-002-MMR-SW-02 | SFP-10G-LR
VA-DC-002-TOR-002 | Te0/0/0/1 | 10G SFP+ | 10000 | up | Access to VA-DC-002-MMR-SW-03 | SFP-10G-LR
VA-DC-002-TOR-002 | Te0/0/0/2 | 10G SFP+ | 10000 | up | Server NIC
VA-DC-002-TOR-002 | Te0/0/0/3 | 10G SFP+ | 10000 | admin-down
VA-DC-002-TOR-002 | Te0/0/0/4 | 10G SFP+ | 10000 | up | Server NIC
VA-DC-002-TOR-002 | Te0/0/0/5 | 10G SFP+ | 10000 | admin-down
VA-DC-002-TOR-002 | Te0/0/0/6 | 10G SFP+ | 10000 | up | Server NIC
VA-DC-002-TOR-002 | Te0/0/0/7 | 10G SFP+ | 10000 | up | Server NIC
VA-DC-002-TOR-002 | Te0/0/0/8 | 10G SFP+ | 10000 | admin-down
VA-DC-002-TOR-002 | Te0/0/0/9 | 10G SFP+ | 10000 | admin-down
VA-DC-002-TOR-002 | Te0/0/0/10 | 10G SFP+ | 10000 | up | Server NIC
VA-DC-002-TOR-002 | Te0/0/0/11 | 10G SFP+ | 10000 | up | Server NIC
VA-DC-002-TOR-002 | Te0/0/0/12 | 10G SFP+ | 10000 | up | Server NIC
VA-DC-002-TOR-002 | Te0/0/0/13 | 10G SFP+ | 10000 | admin-down
VA-DC-002-TOR-002 | Te0/0/0/14 | 10G SFP+ | 10000 | up | Server NIC
VA-DC-002-TOR-002 | Te0/0/0/15 | 10G SFP+ | 10000 | up | Server NIC
VA-DC-002-TOR-002 | Te0/0/0/16 | 10G SFP+ | 10000 | up | Server NIC
VA-DC-002-TOR-002 | Te0/0/0/17 | 10G SFP+ | 10000 | up | Server NIC
VA-DC-002-TOR-002 | Te0/0/0/18 | 10G SFP+ | 10000 | admin-down
VA-DC-002-TOR-002 | Te0/0/0/19 | 10G SFP+ | 10000 | up | Server NIC
VA-DC-002-TOR-002 | Te0/0/0/20 | 10G SFP+ | 10000 | reserved
VA-DC-002-TOR-002 | Te0/0/0/21 | 10G SFP+ | 10000 | admin-down
VA-DC-002-TOR-002 | Te0/0/0/22 | 10G SFP+ | 10000 | up | Server NIC
VA-DC-002-TOR-002 | Te0/0/0/23 | 10G SFP+ | 10000 | admin-down
VA-DC-002-TOR-002 | Hu0/0/1/0 | 100G QSFP28 | 100000 | admin-down
VA-DC-002-TOR-002 | Hu0/0/1/1 | 100G QSFP28 | 100000 | reserved
VA-DC-002-TOR-003 | Te0/0/0/0 | 10G SFP+ | 10000 | up | Access to VA-DC-002-MMR-SW-03 | SFP-10G-LR
VA-DC-002-TOR-003 | Te0/0/0/1 | 10G SFP+ | 10000 | up | Access to VA-DC-002-MMR-SW-04 | SFP-10G-LR
VA-DC-002-TOR-003 | Te0/0/0/2 | 10G SFP+ | 10000 | up | Server NIC
VA-DC-002-TOR-003 | Te0/0/0/3 | 10G SFP+ | 10000 | admin-down
VA-DC-002-TOR-003 | Te0/0/0/4 | 10G SFP+ | 10000 | up | Server NIC
VA-DC-002-TOR-003 | Te0/0/0/5 | 10G SFP+ | 10000 | up | Server NIC
VA-DC-002-TOR-003 | Te0/0/0/6 | 10G SFP+ | 10000 | up | Server NIC
VA-DC-002-TOR-003 | Te0/0/0/7 | 10G SFP+ | 10000 | up | Server NIC
VA-DC-002-TOR-003 | Te0/0/0/8 | 10G SFP+ | 10000 | up | Server NIC
VA-DC-002-TOR-003 | Te0/0/0/9 | 10G SFP+ | 10000 | admin-down
VA-DC-002-TOR-003 | Te0/0/0/10 | 10G SFP+ | 10000 | admin-down
VA-DC-002-TOR-003 | Te0/0/0/11 | 10G SFP+ | 10000 | admin-down
VA-DC-002-TOR-003 | Te0/0/0/12 | 10G SFP+ | 10000 | up | Server NIC
VA-DC-002-TOR-003 | Te0/0/0/13 | 10G SFP+ | 10000 | up | Server NIC
VA-DC-002-TOR-003 | Te0/0/0/14 | 10G SFP+ | 10000 | up | Server NIC
VA-DC-002-TOR-003 | Te0/0/0/15 | 10G SFP+ | 10000 | admin-down
VA-DC-002-TOR-003 | Te0/0/0/16 | 10G SFP+ | 10000 | up | Server NIC
VA-DC-002-TOR-003 | Te0/0/0/17 | 10G SFP+ | 10000 | admin-down
VA-DC-002-TOR-003 | Te0/0/0/18 | 10G SFP+ | 10000 | admin-down
VA-DC-002-TOR-003 | Te0/0/0/19 | 10G SFP+ | 10000 | admin-down
VA-DC-002-TOR-003 | Te0/0/0/20 | 10G SFP+ | 10000 | up | Server NIC
VA-DC-002-TOR-003 | Te0/0/0/21 | 10G SFP+ | 10000 | admin-down
VA-DC-002-TOR-003 | Te0/0/0/22 | 10G SFP+ | 10000 | up | Server NIC
VA-DC-002-TOR-003 | Te0/0/0/23 | 10G SFP+ | 10000 | up | Server NIC
VA-DC-002-TOR-003 | Hu0/0/1/0 | 100G QSFP28 | 100000 | admin-down
VA-DC-002-TOR-003 | Hu0/0/1/1 | 100G QSFP28 | 100000 | admin-down
VA-DC-003-PE-T4-01 | xe-0/0/0 | 10G SFP+ | 10000 | admin-down
VA-DC-003-PE-T4-01 | xe-0/0/1 | 10G SFP+ | 10000 | up | Backhaul to VA-DC-004 | SFP-10G-LR
VA-DC-003-PE-T4-01 | xe-0/0/2 | 10G SFP+ | 10000 | up | Backhaul to WA-DC-024 | SFP-10G-LR
VA-DC-003-PE-T4-01 | xe-0/0/3 | 10G SFP+ | 10000 | up | Backhaul to TX-DC-005 | SFP-10G-LR
VA-DC-003-PE-T4-01 | xe-0/0/4 | 10G SFP+ | 10000 | up | Backhaul to VA-DC-004 | SFP-10G-LR
VA-DC-003-PE-T4-01 | xe-0/0/5 | 10G SFP+ | 10000 | up | Backhaul to OH-DC-016 | SFP-10G-LR
VA-DC-003-PE-T4-01 | xe-0/0/6 | 10G SFP+ | 10000 | up | Uplink to VA-DC-003-AGG-R01 | SFP-10G-LR
VA-DC-003-PE-T4-01 | xe-0/0/7 | 10G SFP+ | 10000 | admin-down
VA-DC-003-PE-T4-01 | xe-0/0/8 | 10G SFP+ | 10000 | admin-down
VA-DC-003-PE-T4-01 | xe-0/0/9 | 10G SFP+ | 10000 | admin-down
VA-DC-003-PE-T4-01 | xe-0/0/10 | 10G SFP+ | 10000 | admin-down
VA-DC-003-PE-T4-01 | xe-0/0/11 | 10G SFP+ | 10000 | admin-down
VA-DC-003-PE-T4-01 | et-0/1/0 | 100G QSFP28 | 100000 | up | Fabric to VA-DC-003-PE-T4-02 | QSFP28-100G-LR4
VA-DC-003-PE-T4-01 | et-0/1/1 | 100G QSFP28 | 100000 | up | Fabric to VA-DC-003-PE-T4-03 | QSFP28-100G-LR4
VA-DC-003-PE-T4-01 | et-0/1/2 | 100G QSFP28 | 100000 | up | Fabric to VA-DC-003-PE-T4-04 | QSFP28-100G-LR4
VA-DC-003-PE-T4-01 | et-0/1/3 | 100G QSFP28 | 100000 | admin-down
VA-DC-003-PE-T4-01 | ge-0/2/0 | 1G copper | 1000 | admin-down
VA-DC-003-PE-T4-01 | ge-0/2/1 | 1G copper | 1000 | admin-down
VA-DC-003-PE-T4-01 | ge-0/2/2 | 1G copper | 1000 | admin-down
VA-DC-003-PE-T4-01 | ge-0/2/3 | 1G copper | 1000 | reserved
VA-DC-003-PE-T4-01 | ge-0/2/4 | 1G copper | 1000 | admin-down
VA-DC-003-PE-T4-01 | ge-0/2/5 | 1G copper | 1000 | admin-down
VA-DC-003-PE-T4-01 | ge-0/2/6 | 1G copper | 1000 | admin-down
VA-DC-003-PE-T4-01 | ge-0/2/7 | 1G copper | 1000 | admin-down
VA-DC-003-PE-T4-01 | ge-0/2/8 | 1G copper | 1000 | admin-down
VA-DC-003-PE-T4-01 | ge-0/2/9 | 1G copper | 1000 | admin-down
VA-DC-003-PE-T4-01 | ge-0/2/10 | 1G copper | 1000 | admin-down
VA-DC-003-PE-T4-01 | ge-0/2/11 | 1G copper | 1000 | admin-down
VA-DC-003-PE-T4-01 | ge-0/2/12 | 1G copper | 1000 | admin-down
VA-DC-003-PE-T4-01 | ge-0/2/13 | 1G copper | 1000 | admin-down
VA-DC-003-PE-T4-01 | ge-0/2/14 | 1G copper | 1000 | admin-down
VA-DC-003-PE-T4-01 | ge-0/2/15 | 1G copper | 1000 | admin-down
VA-DC-003-PE-T4-02 | xe-0/0/0 | 10G SFP+ | 10000 | admin-down
VA-DC-003-PE-T4-02 | xe-0/0/1 | 10G SFP+ | 10000 | up | Backhaul to TX-DC-022 | SFP-10G-LR
VA-DC-003-PE-T4-02 | xe-0/0/2 | 10G SFP+ | 10000 | up | Backhaul to NJ-DC-012 | SFP-10G-LR
VA-DC-003-PE-T4-02 | xe-0/0/3 | 10G SFP+ | 10000 | up | Backhaul to NJ-DC-012 | SFP-10G-LR
VA-DC-003-PE-T4-02 | xe-0/0/4 | 10G SFP+ | 10000 | up | Backhaul to CA-DC-021 | SFP-10G-LR
VA-DC-003-PE-T4-02 | xe-0/0/5 | 10G SFP+ | 10000 | up | Backhaul to TX-DC-022 | SFP-10G-LR
VA-DC-003-PE-T4-02 | xe-0/0/6 | 10G SFP+ | 10000 | up | Uplink to VA-DC-003-AGG-R01 | SFP-10G-LR
VA-DC-003-PE-T4-02 | xe-0/0/7 | 10G SFP+ | 10000 | up | Uplink to VA-DC-003-AGG-R02 | SFP-10G-LR
VA-DC-003-PE-T4-02 | xe-0/0/8 | 10G SFP+ | 10000 | admin-down
VA-DC-003-PE-T4-02 | xe-0/0/9 | 10G SFP+ | 10000 | admin-down
VA-DC-003-PE-T4-02 | xe-0/0/10 | 10G SFP+ | 10000 | admin-down
VA-DC-003-PE-T4-02 | xe-0/0/11 | 10G SFP+ | 10000 | admin-down
VA-DC-003-PE-T4-02 | et-0/1/0 | 100G QSFP28 | 100000 | up | Fabric to VA-DC-003-PE-T4-01 | QSFP28-100G-LR4
VA-DC-003-PE-T4-02 | et-0/1/1 | 100G QSFP28 | 100000 | up | Fabric to VA-DC-003-PE-T4-03 | QSFP28-100G-LR4
VA-DC-003-PE-T4-02 | et-0/1/2 | 100G QSFP28 | 100000 | up | Fabric to VA-DC-003-PE-T4-04 | QSFP28-100G-LR4
VA-DC-003-PE-T4-02 | et-0/1/3 | 100G QSFP28 | 100000 | admin-down
VA-DC-003-PE-T4-02 | ge-0/2/0 | 1G copper | 1000 | admin-down
VA-DC-003-PE-T4-02 | ge-0/2/1 | 1G copper | 1000 | admin-down
VA-DC-003-PE-T4-02 | ge-0/2/2 | 1G copper | 1000 | admin-down
VA-DC-003-PE-T4-02 | ge-0/2/3 | 1G copper | 1000 | admin-down
VA-DC-003-PE-T4-02 | ge-0/2/4 | 1G copper | 1000 | admin-down
VA-DC-003-PE-T4-02 | ge-0/2/5 | 1G copper | 1000 | admin-down
VA-DC-003-PE-T4-02 | ge-0/2/6 | 1G copper | 1000 | admin-down
VA-DC-003-PE-T4-02 | ge-0/2/7 | 1G copper | 1000 | admin-down
VA-DC-003-PE-T4-02 | ge-0/2/8 | 1G copper | 1000 | admin-down
VA-DC-003-PE-T4-02 | ge-0/2/9 | 1G copper | 1000 | admin-down
VA-DC-003-PE-T4-02 | ge-0/2/10 | 1G copper | 1000 | admin-down
VA-DC-003-PE-T4-02 | ge-0/2/11 | 1G copper | 1000 | admin-down
VA-DC-003-PE-T4-02 | ge-0/2/12 | 1G copper | 1000 | admin-down
VA-DC-003-PE-T4-02 | ge-0/2/13 | 1G copper | 1000 | admin-down
VA-DC-003-PE-T4-02 | ge-0/2/14 | 1G copper | 1000 | admin-down
VA-DC-003-PE-T4-02 | ge-0/2/15 | 1G copper | 1000 | admin-down
VA-DC-003-PE-T4-03 | xe-0/0/0 | 10G SFP+ | 10000 | admin-down
VA-DC-003-PE-T4-03 | xe-0/0/1 | 10G SFP+ | 10000 | up | Backhaul to AZ-DC-010 | SFP-10G-LR
VA-DC-003-PE-T4-03 | xe-0/0/2 | 10G SFP+ | 10000 | up | Backhaul to OH-DC-016 | SFP-10G-LR
VA-DC-003-PE-T4-03 | xe-0/0/3 | 10G SFP+ | 10000 | up | Backhaul to TX-DC-022 | SFP-10G-LR
VA-DC-003-PE-T4-03 | xe-0/0/4 | 10G SFP+ | 10000 | up | Backhaul to OH-DC-017 | SFP-10G-LR
VA-DC-003-PE-T4-03 | xe-0/0/5 | 10G SFP+ | 10000 | up | Backhaul to CA-DC-020 | SFP-10G-LR
VA-DC-003-PE-T4-03 | xe-0/0/6 | 10G SFP+ | 10000 | up | Uplink to VA-DC-003-AGG-R02 | SFP-10G-LR
VA-DC-003-PE-T4-03 | xe-0/0/7 | 10G SFP+ | 10000 | admin-down
VA-DC-003-PE-T4-03 | xe-0/0/8 | 10G SFP+ | 10000 | admin-down
VA-DC-003-PE-T4-03 | xe-0/0/9 | 10G SFP+ | 10000 | reserved
VA-DC-003-PE-T4-03 | xe-0/0/10 | 10G SFP+ | 10000 | admin-down
VA-DC-003-PE-T4-03 | xe-0/0/11 | 10G SFP+ | 10000 | reserved
VA-DC-003-PE-T4-03 | et-0/1/0 | 100G QSFP28 | 100000 | up | Fabric to VA-DC-003-PE-T4-01 | QSFP28-100G-LR4
VA-DC-003-PE-T4-03 | et-0/1/1 | 100G QSFP28 | 100000 | up | Fabric to VA-DC-003-PE-T4-02 | QSFP28-100G-LR4
VA-DC-003-PE-T4-03 | et-0/1/2 | 100G QSFP28 | 100000 | up | Fabric to VA-DC-003-PE-T4-04 | QSFP28-100G-LR4
VA-DC-003-PE-T4-03 | et-0/1/3 | 100G QSFP28 | 100000 | reserved
VA-DC-003-PE-T4-03 | ge-0/2/0 | 1G copper | 1000 | admin-down
VA-DC-003-PE-T4-03 | ge-0/2/1 | 1G copper | 1000 | admin-down
VA-DC-003-PE-T4-03 | ge-0/2/2 | 1G copper | 1000 | admin-down
VA-DC-003-PE-T4-03 | ge-0/2/3 | 1G copper | 1000 | admin-down
VA-DC-003-PE-T4-03 | ge-0/2/4 | 1G copper | 1000 | admin-down
VA-DC-003-PE-T4-03 | ge-0/2/5 | 1G copper | 1000 | admin-down
VA-DC-003-PE-T4-03 | ge-0/2/6 | 1G copper | 1000 | reserved
VA-DC-003-PE-T4-03 | ge-0/2/7 | 1G copper | 1000 | admin-down
VA-DC-003-PE-T4-03 | ge-0/2/8 | 1G copper | 1000 | admin-down
VA-DC-003-PE-T4-03 | ge-0/2/9 | 1G copper | 1000 | admin-down
VA-DC-003-PE-T4-03 | ge-0/2/10 | 1G copper | 1000 | admin-down
VA-DC-003-PE-T4-03 | ge-0/2/11 | 1G copper | 1000 | admin-down
VA-DC-003-PE-T4-03 | ge-0/2/12 | 1G copper | 1000 | admin-down
VA-DC-003-PE-T4-03 | ge-0/2/13 | 1G copper | 1000 | admin-down
VA-DC-003-PE-T4-03 | ge-0/2/14 | 1G copper | 1000 | admin-down
VA-DC-003-PE-T4-03 | ge-0/2/15 | 1G copper | 1000 | admin-down
VA-DC-003-PE-T4-04 | xe-0/0/0 | 10G SFP+ | 10000 | admin-down
VA-DC-003-PE-T4-04 | xe-0/0/1 | 10G SFP+ | 10000 | up | Backhaul to CO-DC-015 | SFP-10G-LR
VA-DC-003-PE-T4-04 | xe-0/0/2 | 10G SFP+ | 10000 | up | Backhaul to OH-DC-017 | SFP-10G-LR
VA-DC-003-PE-T4-04 | xe-0/0/3 | 10G SFP+ | 10000 | up | Backhaul to OR-DC-014 | SFP-10G-LR
VA-DC-003-PE-T4-04 | xe-0/0/4 | 10G SFP+ | 10000 | up | Backhaul to TX-DC-005 | SFP-10G-LR
VA-DC-003-PE-T4-04 | xe-0/0/5 | 10G SFP+ | 10000 | up | Backhaul to CA-DC-020 | SFP-10G-LR
VA-DC-003-PE-T4-04 | xe-0/0/6 | 10G SFP+ | 10000 | admin-down
VA-DC-003-PE-T4-04 | xe-0/0/7 | 10G SFP+ | 10000 | admin-down
VA-DC-003-PE-T4-04 | xe-0/0/8 | 10G SFP+ | 10000 | admin-down
VA-DC-003-PE-T4-04 | xe-0/0/9 | 10G SFP+ | 10000 | admin-down
VA-DC-003-PE-T4-04 | xe-0/0/10 | 10G SFP+ | 10000 | admin-down
VA-DC-003-PE-T4-04 | xe-0/0/11 | 10G SFP+ | 10000 | admin-down
VA-DC-003-PE-T4-04 | et-0/1/0 | 100G QSFP28 | 100000 | up | Fabric to VA-DC-003-PE-T4-01 | QSFP28-100G-LR4
VA-DC-003-PE-T4-04 | et-0/1/1 | 100G QSFP28 | 100000 | up | Fabric to VA-DC-003-PE-T4-02 | QSFP28-100G-LR4
VA-DC-003-PE-T4-04 | et-0/1/2 | 100G QSFP28 | 100000 | up | Fabric to VA-DC-003-PE-T4-03 | QSFP28-100G-LR4
VA-DC-003-PE-T4-04 | et-0/1/3 | 100G QSFP28 | 100000 | reserved
VA-DC-003-PE-T4-04 | ge-0/2/0 | 1G copper | 1000 | admin-down
VA-DC-003-PE-T4-04 | ge-0/2/1 | 1G copper | 1000 | admin-down
VA-DC-003-PE-T4-04 | ge-0/2/2 | 1G copper | 1000 | admin-down
VA-DC-003-PE-T4-04 | ge-0/2/3 | 1G copper | 1000 | admin-down
VA-DC-003-PE-T4-04 | ge-0/2/4 | 1G copper | 1000 | admin-down
VA-DC-003-PE-T4-04 | ge-0/2/5 | 1G copper | 1000 | admin-down
VA-DC-003-PE-T4-04 | ge-0/2/6 | 1G copper | 1000 | admin-down
VA-DC-003-PE-T4-04 | ge-0/2/7 | 1G copper | 1000 | admin-down
VA-DC-003-PE-T4-04 | ge-0/2/8 | 1G copper | 1000 | admin-down
VA-DC-003-PE-T4-04 | ge-0/2/9 | 1G copper | 1000 | admin-down
VA-DC-003-PE-T4-04 | ge-0/2/10 | 1G copper | 1000 | admin-down
VA-DC-003-PE-T4-04 | ge-0/2/11 | 1G copper | 1000 | admin-down
VA-DC-003-PE-T4-04 | ge-0/2/12 | 1G copper | 1000 | admin-down
VA-DC-003-PE-T4-04 | ge-0/2/13 | 1G copper | 1000 | admin-down
VA-DC-003-PE-T4-04 | ge-0/2/14 | 1G copper | 1000 | admin-down
VA-DC-003-PE-T4-04 | ge-0/2/15 | 1G copper | 1000 | reserved
VA-DC-003-FW-01 | port1 | 10G SFP+ | 10000 | up | Uplink to VA-DC-003-AGG-R01 | SFP-10G-LR
VA-DC-003-FW-01 | port2 | 10G SFP+ | 10000 | up | Uplink to VA-DC-003-AGG-R02 | SFP-10G-LR
VA-DC-003-FW-01 | port3 | 10G SFP+ | 10000 | admin-down
VA-DC-003-FW-01 | port4 | 10G SFP+ | 10000 | admin-down
VA-DC-003-FW-01 | port5 | 10G SFP+ | 10000 | admin-down
VA-DC-003-FW-01 | port6 | 10G SFP+ | 10000 | reserved
VA-DC-003-FW-01 | port7 | 10G SFP+ | 10000 | admin-down
VA-DC-003-FW-01 | port8 | 10G SFP+ | 10000 | admin-down
VA-DC-003-OLA-01 | 1/2/c1 | 100G QSFP28 | 100000 | up | Uplink to VA-DC-003-AGG-R01 | QSFP28-100G-LR4
VA-DC-003-OLA-01 | 1/2/c2 | 100G QSFP28 | 100000 | admin-down
VA-DC-003-OLA-01 | 1/2/c3 | 100G QSFP28 | 100000 | admin-down
VA-DC-003-OLA-01 | 1/2/c4 | 100G QSFP28 | 100000 | admin-down
VA-DC-003-OLA-01 | 1/2/c5 | 100G QSFP28 | 100000 | admin-down
VA-DC-003-OLA-01 | 1/2/c6 | 100G QSFP28 | 100000 | admin-down
VA-DC-003-OLA-01 | 1/2/c7 | 100G QSFP28 | 100000 | admin-down
VA-DC-003-OLA-01 | 1/2/c8 | 100G QSFP28 | 100000 | admin-down
VA-DC-003-OLA-02 | 1-A-1 | 100G QSFP28 | 100000 | up | Uplink to VA-DC-003-AGG-R02 | QSFP28-100G-LR4
VA-DC-003-OLA-02 | 1-A-2 | 100G QSFP28 | 100000 | admin-down
VA-DC-003-OLA-02 | 1-A-3 | 100G QSFP28 | 100000 | admin-down
VA-DC-003-OLA-02 | 1-A-4 | 100G QSFP28 | 100000 | admin-down
VA-DC-003-OLA-02 | 1-A-5 | 100G QSFP28 | 100000 | admin-down
VA-DC-003-OLA-02 | 1-A-6 | 100G QSFP28 | 100000 | admin-down
VA-DC-003-OLA-02 | 1-A-7 | 100G QSFP28 | 100000 | admin-down
VA-DC-003-OLA-02 | 1-A-8 | 100G QSFP28 | 100000 | admin-down
VA-DC-003-AGG-R01 | xe-0/0/0 | 10G SFP+ | 10000 | up | Uplink to VA-DC-003-FW-01 | SFP-10G-LR
VA-DC-003-AGG-R01 | xe-0/0/1 | 10G SFP+ | 10000 | up | Uplink to VA-DC-003-MMR-SW-01 | SFP-10G-LR
VA-DC-003-AGG-R01 | xe-0/0/2 | 10G SFP+ | 10000 | up | Uplink to VA-DC-003-MMR-SW-02 | SFP-10G-LR
VA-DC-003-AGG-R01 | xe-0/0/3 | 10G SFP+ | 10000 | up | Uplink to VA-DC-003-MMR-SW-03 | SFP-10G-LR
VA-DC-003-AGG-R01 | xe-0/0/4 | 10G SFP+ | 10000 | up | Uplink to VA-DC-003-MMR-SW-04 | SFP-10G-LR
VA-DC-003-AGG-R01 | xe-0/0/5 | 10G SFP+ | 10000 | up | Uplink to VA-DC-003-MMR-SW-05 | SFP-10G-LR
VA-DC-003-AGG-R01 | xe-0/0/6 | 10G SFP+ | 10000 | reserved
VA-DC-003-AGG-R01 | xe-0/0/7 | 10G SFP+ | 10000 | admin-down
VA-DC-003-AGG-R01 | xe-0/0/8 | 10G SFP+ | 10000 | admin-down
VA-DC-003-AGG-R01 | xe-0/0/9 | 10G SFP+ | 10000 | admin-down
VA-DC-003-AGG-R01 | xe-0/0/10 | 10G SFP+ | 10000 | admin-down
VA-DC-003-AGG-R01 | xe-0/0/11 | 10G SFP+ | 10000 | admin-down
VA-DC-003-AGG-R01 | xe-0/0/12 | 10G SFP+ | 10000 | admin-down
VA-DC-003-AGG-R01 | xe-0/0/13 | 10G SFP+ | 10000 | admin-down
VA-DC-003-AGG-R01 | xe-0/0/14 | 10G SFP+ | 10000 | admin-down
VA-DC-003-AGG-R01 | xe-0/0/15 | 10G SFP+ | 10000 | admin-down
VA-DC-003-AGG-R01 | et-0/1/0 | 100G QSFP28 | 100000 | up | Uplink to VA-DC-003-PE-T4-01 | QSFP28-100G-LR4
VA-DC-003-AGG-R01 | et-0/1/1 | 100G QSFP28 | 100000 | up | Uplink to VA-DC-003-PE-T4-02 | QSFP28-100G-LR4
VA-DC-003-AGG-R01 | et-0/1/2 | 100G QSFP28 | 100000 | up | Uplink to VA-DC-003-OLA-01 | QSFP28-100G-LR4
VA-DC-003-AGG-R01 | et-0/1/3 | 100G QSFP28 | 100000 | admin-down
VA-DC-003-AGG-R01 | et-0/1/4 | 100G QSFP28 | 100000 | admin-down
VA-DC-003-AGG-R01 | et-0/1/5 | 100G QSFP28 | 100000 | admin-down
VA-DC-003-AGG-R01 | et-0/1/6 | 100G QSFP28 | 100000 | admin-down
VA-DC-003-AGG-R01 | et-0/1/7 | 100G QSFP28 | 100000 | admin-down
VA-DC-003-AGG-R02 | xe-0/0/0 | 10G SFP+ | 10000 | up | Uplink to VA-DC-003-FW-01 | SFP-10G-LR
VA-DC-003-AGG-R02 | xe-0/0/1 | 10G SFP+ | 10000 | up | Uplink to VA-DC-003-MMR-SW-01 | SFP-10G-LR
VA-DC-003-AGG-R02 | xe-0/0/2 | 10G SFP+ | 10000 | up | Uplink to VA-DC-003-MMR-SW-02 | SFP-10G-LR
VA-DC-003-AGG-R02 | xe-0/0/3 | 10G SFP+ | 10000 | up | Uplink to VA-DC-003-MMR-SW-03 | SFP-10G-LR
VA-DC-003-AGG-R02 | xe-0/0/4 | 10G SFP+ | 10000 | up | Uplink to VA-DC-003-MMR-SW-04 | SFP-10G-LR
VA-DC-003-AGG-R02 | xe-0/0/5 | 10G SFP+ | 10000 | up | Uplink to VA-DC-003-MMR-SW-05 | SFP-10G-LR
VA-DC-003-AGG-R02 | xe-0/0/6 | 10G SFP+ | 10000 | admin-down
VA-DC-003-AGG-R02 | xe-0/0/7 | 10G SFP+ | 10000 | admin-down
VA-DC-003-AGG-R02 | xe-0/0/8 | 10G SFP+ | 10000 | admin-down
VA-DC-003-AGG-R02 | xe-0/0/9 | 10G SFP+ | 10000 | admin-down
VA-DC-003-AGG-R02 | xe-0/0/10 | 10G SFP+ | 10000 | admin-down
VA-DC-003-AGG-R02 | xe-0/0/11 | 10G SFP+ | 10000 | reserved
VA-DC-003-AGG-R02 | xe-0/0/12 | 10G SFP+ | 10000 | admin-down
VA-DC-003-AGG-R02 | xe-0/0/13 | 10G SFP+ | 10000 | admin-down
VA-DC-003-AGG-R02 | xe-0/0/14 | 10G SFP+ | 10000 | admin-down
VA-DC-003-AGG-R02 | xe-0/0/15 | 10G SFP+ | 10000 | admin-down
VA-DC-003-AGG-R02 | et-0/1/0 | 100G QSFP28 | 100000 | up | Uplink to VA-DC-003-PE-T4-02 | QSFP28-100G-LR4
VA-DC-003-AGG-R02 | et-0/1/1 | 100G QSFP28 | 100000 | up | Uplink to VA-DC-003-PE-T4-03 | QSFP28-100G-LR4
VA-DC-003-AGG-R02 | et-0/1/2 | 100G QSFP28 | 100000 | up | Uplink to VA-DC-003-OLA-02 | QSFP28-100G-LR4
VA-DC-003-AGG-R02 | et-0/1/3 | 100G QSFP28 | 100000 | admin-down
VA-DC-003-AGG-R02 | et-0/1/4 | 100G QSFP28 | 100000 | admin-down
VA-DC-003-AGG-R02 | et-0/1/5 | 100G QSFP28 | 100000 | admin-down
VA-DC-003-AGG-R02 | et-0/1/6 | 100G QSFP28 | 100000 | admin-down
VA-DC-003-AGG-R02 | et-0/1/7 | 100G QSFP28 | 100000 | admin-down
VA-DC-003-MMR-SW-01 | Ethernet1 | 10G SFP+ | 10000 | up | Access to VA-DC-003-TOR-001 | SFP-10G-LR
VA-DC-003-MMR-SW-01 | Ethernet2 | 10G SFP+ | 10000 | admin-down
VA-DC-003-MMR-SW-01 | Ethernet3 | 10G SFP+ | 10000 | up | Server NIC
VA-DC-003-MMR-SW-01 | Ethernet4 | 10G SFP+ | 10000 | up | Server NIC
VA-DC-003-MMR-SW-01 | Ethernet5 | 10G SFP+ | 10000 | up | Server NIC
VA-DC-003-MMR-SW-01 | Ethernet6 | 10G SFP+ | 10000 | up | Server NIC
VA-DC-003-MMR-SW-01 | Ethernet7 | 10G SFP+ | 10000 | admin-down
VA-DC-003-MMR-SW-01 | Ethernet8 | 10G SFP+ | 10000 | admin-down
VA-DC-003-MMR-SW-01 | Ethernet9 | 10G SFP+ | 10000 | up | Server NIC
VA-DC-003-MMR-SW-01 | Ethernet10 | 10G SFP+ | 10000 | up | Server NIC
VA-DC-003-MMR-SW-01 | Ethernet11 | 10G SFP+ | 10000 | admin-down
VA-DC-003-MMR-SW-01 | Ethernet12 | 10G SFP+ | 10000 | up | Server NIC
VA-DC-003-MMR-SW-01 | Ethernet13 | 10G SFP+ | 10000 | admin-down
VA-DC-003-MMR-SW-01 | Ethernet14 | 10G SFP+ | 10000 | up | Server NIC
VA-DC-003-MMR-SW-01 | Ethernet15 | 10G SFP+ | 10000 | reserved
VA-DC-003-MMR-SW-01 | Ethernet16 | 10G SFP+ | 10000 | up | Server NIC
VA-DC-003-MMR-SW-01 | Ethernet17 | 10G SFP+ | 10000 | up | Server NIC
VA-DC-003-MMR-SW-01 | Ethernet18 | 10G SFP+ | 10000 | admin-down
VA-DC-003-MMR-SW-01 | Ethernet19 | 10G SFP+ | 10000 | up | Server NIC
VA-DC-003-MMR-SW-01 | Ethernet20 | 10G SFP+ | 10000 | up | Server NIC
VA-DC-003-MMR-SW-01 | Ethernet21 | 10G SFP+ | 10000 | up | Server NIC
VA-DC-003-MMR-SW-01 | Ethernet22 | 10G SFP+ | 10000 | up | Server NIC
VA-DC-003-MMR-SW-01 | Ethernet23 | 10G SFP+ | 10000 | up | Server NIC
VA-DC-003-MMR-SW-01 | Ethernet24 | 10G SFP+ | 10000 | up | Server NIC
VA-DC-003-MMR-SW-01 | Ethernet25 | 10G SFP+ | 10000 | admin-down
VA-DC-003-MMR-SW-01 | Ethernet26 | 10G SFP+ | 10000 | up | Server NIC
VA-DC-003-MMR-SW-01 | Ethernet27 | 10G SFP+ | 10000 | up | Server NIC
VA-DC-003-MMR-SW-01 | Ethernet28 | 10G SFP+ | 10000 | up | Server NIC
VA-DC-003-MMR-SW-01 | Ethernet29 | 10G SFP+ | 10000 | admin-down
VA-DC-003-MMR-SW-01 | Ethernet30 | 10G SFP+ | 10000 | admin-down
VA-DC-003-MMR-SW-01 | Ethernet31 | 10G SFP+ | 10000 | admin-down
VA-DC-003-MMR-SW-01 | Ethernet32 | 10G SFP+ | 10000 | up | Server NIC
VA-DC-003-MMR-SW-01 | Ethernet33 | 10G SFP+ | 10000 | admin-down
VA-DC-003-MMR-SW-01 | Ethernet34 | 10G SFP+ | 10000 | admin-down
VA-DC-003-MMR-SW-01 | Ethernet35 | 10G SFP+ | 10000 | admin-down
VA-DC-003-MMR-SW-01 | Ethernet36 | 10G SFP+ | 10000 | up | Server NIC
VA-DC-003-MMR-SW-01 | Ethernet37 | 10G SFP+ | 10000 | admin-down
VA-DC-003-MMR-SW-01 | Ethernet38 | 10G SFP+ | 10000 | up | Server NIC
VA-DC-003-MMR-SW-01 | Ethernet39 | 10G SFP+ | 10000 | admin-down
VA-DC-003-MMR-SW-01 | Ethernet40 | 10G SFP+ | 10000 | up | Server NIC
VA-DC-003-MMR-SW-01 | Ethernet41 | 10G SFP+ | 10000 | admin-down
VA-DC-003-MMR-SW-01 | Ethernet42 | 10G SFP+ | 10000 | up | Server NIC
VA-DC-003-MMR-SW-01 | Ethernet43 | 10G SFP+ | 10000 | up | Server NIC
VA-DC-003-MMR-SW-01 | Ethernet44 | 10G SFP+ | 10000 | up | Server NIC
VA-DC-003-MMR-SW-01 | Ethernet45 | 10G SFP+ | 10000 | admin-down
VA-DC-003-MMR-SW-01 | Ethernet46 | 10G SFP+ | 10000 | up | Server NIC
VA-DC-003-MMR-SW-01 | Ethernet47 | 10G SFP+ | 10000 | admin-down
VA-DC-003-MMR-SW-01 | Ethernet48 | 10G SFP+ | 10000 | admin-down
VA-DC-003-MMR-SW-01 | Ethernet49/1 | 100G QSFP28 | 100000 | up | Uplink to VA-DC-003-AGG-R01 | QSFP28-100G-LR4
VA-DC-003-MMR-SW-01 | Ethernet49/2 | 100G QSFP28 | 100000 | up | Uplink to VA-DC-003-AGG-R02 | QSFP28-100G-LR4
VA-DC-003-MMR-SW-01 | Ethernet49/3 | 100G QSFP28 | 100000 | admin-down
VA-DC-003-MMR-SW-01 | Ethernet49/4 | 100G QSFP28 | 100000 | admin-down
VA-DC-003-MMR-SW-02 | xe-0/0/0 | 10G SFP+ | 10000 | up | Access to VA-DC-003-TOR-001 | SFP-10G-LR
VA-DC-003-MMR-SW-02 | xe-0/0/1 | 10G SFP+ | 10000 | up | Access to VA-DC-003-TOR-002 | SFP-10G-LR
VA-DC-003-MMR-SW-02 | xe-0/0/2 | 10G SFP+ | 10000 | up | Server NIC
VA-DC-003-MMR-SW-02 | xe-0/0/3 | 10G SFP+ | 10000 | up | Server NIC
VA-DC-003-MMR-SW-02 | xe-0/0/4 | 10G SFP+ | 10000 | up | Server NIC
VA-DC-003-MMR-SW-02 | xe-0/0/5 | 10G SFP+ | 10000 | up | Server NIC
VA-DC-003-MMR-SW-02 | xe-0/0/6 | 10G SFP+ | 10000 | admin-down
VA-DC-003-MMR-SW-02 | xe-0/0/7 | 10G SFP+ | 10000 | up | Server NIC
VA-DC-003-MMR-SW-02 | xe-0/0/8 | 10G SFP+ | 10000 | admin-down
VA-DC-003-MMR-SW-02 | xe-0/0/9 | 10G SFP+ | 10000 | admin-down
VA-DC-003-MMR-SW-02 | xe-0/0/10 | 10G SFP+ | 10000 | up | Server NIC
VA-DC-003-MMR-SW-02 | xe-0/0/11 | 10G SFP+ | 10000 | admin-down
VA-DC-003-MMR-SW-02 | xe-0/0/12 | 10G SFP+ | 10000 | up | Server NIC
VA-DC-003-MMR-SW-02 | xe-0/0/13 | 10G SFP+ | 10000 | admin-down
VA-DC-003-MMR-SW-02 | xe-0/0/14 | 10G SFP+ | 10000 | up | Server NIC
VA-DC-003-MMR-SW-02 | xe-0/0/15 | 10G SFP+ | 10000 | admin-down
VA-DC-003-MMR-SW-02 | xe-0/0/16 | 10G SFP+ | 10000 | up | Server NIC
VA-DC-003-MMR-SW-02 | xe-0/0/17 | 10G SFP+ | 10000 | up | Server NIC
VA-DC-003-MMR-SW-02 | xe-0/0/18 | 10G SFP+ | 10000 | up | Server NIC
VA-DC-003-MMR-SW-02 | xe-0/0/19 | 10G SFP+ | 10000 | up | Server NIC
VA-DC-003-MMR-SW-02 | xe-0/0/20 | 10G SFP+ | 10000 | up | Server NIC
VA-DC-003-MMR-SW-02 | xe-0/0/21 | 10G SFP+ | 10000 | up | Server NIC
VA-DC-003-MMR-SW-02 | xe-0/0/22 | 10G SFP+ | 10000 | up | Server NIC
VA-DC-003-MMR-SW-02 | xe-0/0/23 | 10G SFP+ | 10000 | up | Server NIC
VA-DC-003-MMR-SW-02 | xe-0/0/24 | 10G SFP+ | 10000 | up | Server NIC
VA-DC-003-MMR-SW-02 | xe-0/0/25 | 10G SFP+ | 10000 | up | Server NIC
VA-DC-003-MMR-SW-02 | xe-0/0/26 | 10G SFP+ | 10000 | admin-down
VA-DC-003-MMR-SW-02 | xe-0/0/27 | 10G SFP+ | 10000 | admin-down
VA-DC-003-MMR-SW-02 | xe-0/0/28 | 10G SFP+ | 10000 | admin-down
VA-DC-003-MMR-SW-02 | xe-0/0/29 | 10G SFP+ | 10000 | admin-down
VA-DC-003-MMR-SW-02 | xe-0/0/30 | 10G SFP+ | 10000 | up | Server NIC
VA-DC-003-MMR-SW-02 | xe-0/0/31 | 10G SFP+ | 10000 | admin-down
VA-DC-003-MMR-SW-02 | xe-0/0/32 | 10G SFP+ | 10000 | up | Server NIC
VA-DC-003-MMR-SW-02 | xe-0/0/33 | 10G SFP+ | 10000 | up | Server NIC
VA-DC-003-MMR-SW-02 | xe-0/0/34 | 10G SFP+ | 10000 | up | Server NIC
VA-DC-003-MMR-SW-02 | xe-0/0/35 | 10G SFP+ | 10000 | up | Server NIC
VA-DC-003-MMR-SW-02 | xe-0/0/36 | 10G SFP+ | 10000 | admin-down
VA-DC-003-MMR-SW-02 | xe-0/0/37 | 10G SFP+ | 10000 | up | Server NIC
VA-DC-003-MMR-SW-02 | xe-0/0/38 | 10G SFP+ | 10000 | up | Server NIC
VA-DC-003-MMR-SW-02 | xe-0/0/39 | 10G SFP+ | 10000 | reserved
VA-DC-003-MMR-SW-02 | xe-0/0/40 | 10G SFP+ | 10000 | reserved
VA-DC-003-MMR-SW-02 | xe-0/0/41 | 10G SFP+ | 10000 | up | Server NIC
VA-DC-003-MMR-SW-02 | xe-0/0/42 | 10G SFP+ | 10000 | admin-down
VA-DC-003-MMR-SW-02 | xe-0/0/43 | 10G SFP+ | 10000 | up | Server NIC
VA-DC-003-MMR-SW-02 | xe-0/0/44 | 10G SFP+ | 10000 | admin-down
VA-DC-003-MMR-SW-02 | xe-0/0/45 | 10G SFP+ | 10000 | reserved
VA-DC-003-MMR-SW-02 | xe-0/0/46 | 10G SFP+ | 10000 | up | Server NIC
VA-DC-003-MMR-SW-02 | xe-0/0/47 | 10G SFP+ | 10000 | admin-down
VA-DC-003-MMR-SW-02 | et-0/1/0 | 100G QSFP28 | 100000 | up | Uplink to VA-DC-003-AGG-R02 | QSFP28-100G-LR4
VA-DC-003-MMR-SW-02 | et-0/1/1 | 100G QSFP28 | 100000 | up | Uplink to VA-DC-003-AGG-R01 | QSFP28-100G-LR4
VA-DC-003-MMR-SW-02 | et-0/1/2 | 100G QSFP28 | 100000 | admin-down
VA-DC-003-MMR-SW-02 | et-0/1/3 | 100G QSFP28 | 100000 | admin-down
VA-DC-003-MMR-SW-03 | Ethernet1 | 10G SFP+ | 10000 | up | Access to VA-DC-003-TOR-002 | SFP-10G-LR
VA-DC-003-MMR-SW-03 | Ethernet2 | 10G SFP+ | 10000 | up | Access to VA-DC-003-TOR-003 | SFP-10G-LR
VA-DC-003-MMR-SW-03 | Ethernet3 | 10G SFP+ | 10000 | up | Server NIC
VA-DC-003-MMR-SW-03 | Ethernet4 | 10G SFP+ | 10000 | up | Server NIC
VA-DC-003-MMR-SW-03 | Ethernet5 | 10G SFP+ | 10000 | admin-down
VA-DC-003-MMR-SW-03 | Ethernet6 | 10G SFP+ | 10000 | admin-down
VA-DC-003-MMR-SW-03 | Ethernet7 | 10G SFP+ | 10000 | admin-down
VA-DC-003-MMR-SW-03 | Ethernet8 | 10G SFP+ | 10000 | up | Server NIC
VA-DC-003-MMR-SW-03 | Ethernet9 | 10G SFP+ | 10000 | up | Server NIC
VA-DC-003-MMR-SW-03 | Ethernet10 | 10G SFP+ | 10000 | up | Server NIC
VA-DC-003-MMR-SW-03 | Ethernet11 | 10G SFP+ | 10000 | up | Server NIC
VA-DC-003-MMR-SW-03 | Ethernet12 | 10G SFP+ | 10000 | up | Server NIC
VA-DC-003-MMR-SW-03 | Ethernet13 | 10G SFP+ | 10000 | up | Server NIC
VA-DC-003-MMR-SW-03 | Ethernet14 | 10G SFP+ | 10000 | admin-down
VA-DC-003-MMR-SW-03 | Ethernet15 | 10G SFP+ | 10000 | up | Server NIC
VA-DC-003-MMR-SW-03 | Ethernet16 | 10G SFP+ | 10000 | admin-down
VA-DC-003-MMR-SW-03 | Ethernet17 | 10G SFP+ | 10000 | admin-down
VA-DC-003-MMR-SW-03 | Ethernet18 | 10G SFP+ | 10000 | up | Server NIC
VA-DC-003-MMR-SW-03 | Ethernet19 | 10G SFP+ | 10000 | up | Server NIC
VA-DC-003-MMR-SW-03 | Ethernet20 | 10G SFP+ | 10000 | admin-down
VA-DC-003-MMR-SW-03 | Ethernet21 | 10G SFP+ | 10000 | up | Server NIC
VA-DC-003-MMR-SW-03 | Ethernet22 | 10G SFP+ | 10000 | up | Server NIC
VA-DC-003-MMR-SW-03 | Ethernet23 | 10G SFP+ | 10000 | up | Server NIC
VA-DC-003-MMR-SW-03 | Ethernet24 | 10G SFP+ | 10000 | admin-down
VA-DC-003-MMR-SW-03 | Ethernet25 | 10G SFP+ | 10000 | up | Server NIC
VA-DC-003-MMR-SW-03 | Ethernet26 | 10G SFP+ | 10000 | admin-down
VA-DC-003-MMR-SW-03 | Ethernet27 | 10G SFP+ | 10000 | up | Server NIC
VA-DC-003-MMR-SW-03 | Ethernet28 | 10G SFP+ | 10000 | up | Server NIC
VA-DC-003-MMR-SW-03 | Ethernet29 | 10G SFP+ | 10000 | admin-down
VA-DC-003-MMR-SW-03 | Ethernet30 | 10G SFP+ | 10000 | up | Server NIC
VA-DC-003-MMR-SW-03 | Ethernet31 | 10G SFP+ | 10000 | admin-down
VA-DC-003-MMR-SW-03 | Ethernet32 | 10G SFP+ | 10000 | up | Server NIC
VA-DC-003-MMR-SW-03 | Ethernet33 | 10G SFP+ | 10000 | up | Server NIC
VA-DC-003-MMR-SW-03 | Ethernet34 | 10G SFP+ | 10000 | up | Server NIC
VA-DC-003-MMR-SW-03 | Ethernet35 | 10G SFP+ | 10000 | up | Server NIC
VA-DC-003-MMR-SW-03 | Ethernet36 | 10G SFP+ | 10000 | admin-down
VA-DC-003-MMR-SW-03 | Ethernet37 | 10G SFP+ | 10000 | up | Server NIC
VA-DC-003-MMR-SW-03 | Ethernet38 | 10G SFP+ | 10000 | admin-down
VA-DC-003-MMR-SW-03 | Ethernet39 | 10G SFP+ | 10000 | up | Server NIC
VA-DC-003-MMR-SW-03 | Ethernet40 | 10G SFP+ | 10000 | up | Server NIC
VA-DC-003-MMR-SW-03 | Ethernet41 | 10G SFP+ | 10000 | up | Server NIC
VA-DC-003-MMR-SW-03 | Ethernet42 | 10G SFP+ | 10000 | admin-down
VA-DC-003-MMR-SW-03 | Ethernet43 | 10G SFP+ | 10000 | up | Server NIC
VA-DC-003-MMR-SW-03 | Ethernet44 | 10G SFP+ | 10000 | up | Server NIC
VA-DC-003-MMR-SW-03 | Ethernet45 | 10G SFP+ | 10000 | up | Server NIC
VA-DC-003-MMR-SW-03 | Ethernet46 | 10G SFP+ | 10000 | reserved
VA-DC-003-MMR-SW-03 | Ethernet47 | 10G SFP+ | 10000 | admin-down
VA-DC-003-MMR-SW-03 | Ethernet48 | 10G SFP+ | 10000 | up | Server NIC
VA-DC-003-MMR-SW-03 | Ethernet49/1 | 100G QSFP28 | 100000 | up | Uplink to VA-DC-003-AGG-R01 | QSFP28-100G-LR4
VA-DC-003-MMR-SW-03 | Ethernet49/2 | 100G QSFP28 | 100000 | up | Uplink to VA-DC-003-AGG-R02 | QSFP28-100G-LR4
VA-DC-003-MMR-SW-03 | Ethernet49/3 | 100G QSFP28 | 100000 | admin-down
VA-DC-003-MMR-SW-03 | Ethernet49/4 | 100G QSFP28 | 100000 | admin-down
VA-DC-003-MMR-SW-04 | Ethernet1 | 10G SFP+ | 10000 | up | Access to VA-DC-003-TOR-003 | SFP-10G-LR
VA-DC-003-MMR-SW-04 | Ethernet2 | 10G SFP+ | 10000 | up | Access to VA-DC-003-TOR-004 | SFP-10G-LR
VA-DC-003-MMR-SW-04 | Ethernet3 | 10G SFP+ | 10000 | admin-down
VA-DC-003-MMR-SW-04 | Ethernet4 | 10G SFP+ | 10000 | up | Server NIC
VA-DC-003-MMR-SW-04 | Ethernet5 | 10G SFP+ | 10000 | up | Server NIC
VA-DC-003-MMR-SW-04 | Ethernet6 | 10G SFP+ | 10000 | admin-down
VA-DC-003-MMR-SW-04 | Ethernet7 | 10G SFP+ | 10000 | up | Server NIC
VA-DC-003-MMR-SW-04 | Ethernet8 | 10G SFP+ | 10000 | up | Server NIC
VA-DC-003-MMR-SW-04 | Ethernet9 | 10G SFP+ | 10000 | admin-down
VA-DC-003-MMR-SW-04 | Ethernet10 | 10G SFP+ | 10000 | admin-down
VA-DC-003-MMR-SW-04 | Ethernet11 | 10G SFP+ | 10000 | admin-down
VA-DC-003-MMR-SW-04 | Ethernet12 | 10G SFP+ | 10000 | admin-down
VA-DC-003-MMR-SW-04 | Ethernet13 | 10G SFP+ | 10000 | admin-down
VA-DC-003-MMR-SW-04 | Ethernet14 | 10G SFP+ | 10000 | up | Server NIC
VA-DC-003-MMR-SW-04 | Ethernet15 | 10G SFP+ | 10000 | up | Server NIC
VA-DC-003-MMR-SW-04 | Ethernet16 | 10G SFP+ | 10000 | admin-down
VA-DC-003-MMR-SW-04 | Ethernet17 | 10G SFP+ | 10000 | admin-down
VA-DC-003-MMR-SW-04 | Ethernet18 | 10G SFP+ | 10000 | up | Server NIC
VA-DC-003-MMR-SW-04 | Ethernet19 | 10G SFP+ | 10000 | up | Server NIC
VA-DC-003-MMR-SW-04 | Ethernet20 | 10G SFP+ | 10000 | up | Server NIC
VA-DC-003-MMR-SW-04 | Ethernet21 | 10G SFP+ | 10000 | up | Server NIC
VA-DC-003-MMR-SW-04 | Ethernet22 | 10G SFP+ | 10000 | up | Server NIC
VA-DC-003-MMR-SW-04 | Ethernet23 | 10G SFP+ | 10000 | admin-down
VA-DC-003-MMR-SW-04 | Ethernet24 | 10G SFP+ | 10000 | up | Server NIC
VA-DC-003-MMR-SW-04 | Ethernet25 | 10G SFP+ | 10000 | up | Server NIC
VA-DC-003-MMR-SW-04 | Ethernet26 | 10G SFP+ | 10000 | up | Server NIC
VA-DC-003-MMR-SW-04 | Ethernet27 | 10G SFP+ | 10000 | up | Server NIC
VA-DC-003-MMR-SW-04 | Ethernet28 | 10G SFP+ | 10000 | admin-down
VA-DC-003-MMR-SW-04 | Ethernet29 | 10G SFP+ | 10000 | admin-down
VA-DC-003-MMR-SW-04 | Ethernet30 | 10G SFP+ | 10000 | admin-down
VA-DC-003-MMR-SW-04 | Ethernet31 | 10G SFP+ | 10000 | admin-down
VA-DC-003-MMR-SW-04 | Ethernet32 | 10G SFP+ | 10000 | up | Server NIC
VA-DC-003-MMR-SW-04 | Ethernet33 | 10G SFP+ | 10000 | admin-down
VA-DC-003-MMR-SW-04 | Ethernet34 | 10G SFP+ | 10000 | admin-down
VA-DC-003-MMR-SW-04 | Ethernet35 | 10G SFP+ | 10000 | up | Server NIC
VA-DC-003-MMR-SW-04 | Ethernet36 | 10G SFP+ | 10000 | up | Server NIC
VA-DC-003-MMR-SW-04 | Ethernet37 | 10G SFP+ | 10000 | admin-down
VA-DC-003-MMR-SW-04 | Ethernet38 | 10G SFP+ | 10000 | up | Server NIC
VA-DC-003-MMR-SW-04 | Ethernet39 | 10G SFP+ | 10000 | up | Server NIC
VA-DC-003-MMR-SW-04 | Ethernet40 | 10G SFP+ | 10000 | up | Server NIC
VA-DC-003-MMR-SW-04 | Ethernet41 | 10G SFP+ | 10000 | up | Server NIC
VA-DC-003-MMR-SW-04 | Ethernet42 | 10G SFP+ | 10000 | up | Server NIC
VA-DC-003-MMR-SW-04 | Ethernet43 | 10G SFP+ | 10000 | up | Server NIC
VA-DC-003-MMR-SW-04 | Ethernet44 | 10G SFP+ | 10000 | up | Server NIC
VA-DC-003-MMR-SW-04 | Ethernet45 | 10G SFP+ | 10000 | admin-down
VA-DC-003-MMR-SW-04 | Ethernet46 | 10G SFP+ | 10000 | up | Server NIC
VA-DC-003-MMR-SW-04 | Ethernet47 | 10G SFP+ | 10000 | admin-down
VA-DC-003-MMR-SW-04 | Ethernet48 | 10G SFP+ | 10000 | admin-down
VA-DC-003-MMR-SW-04 | Ethernet49/1 | 100G QSFP28 | 100000 | up | Uplink to VA-DC-003-AGG-R02 | QSFP28-100G-LR4
VA-DC-003-MMR-SW-04 | Ethernet49/2 | 100G QSFP28 | 100000 | up | Uplink to VA-DC-003-AGG-R01 | QSFP28-100G-LR4
VA-DC-003-MMR-SW-04 | Ethernet49/3 | 100G QSFP28 | 100000 | admin-down
VA-DC-003-MMR-SW-04 | Ethernet49/4 | 100G QSFP28 | 100000 | admin-down
VA-DC-003-MMR-SW-05 | xe-0/0/0 | 10G SFP+ | 10000 | up | Access to VA-DC-003-TOR-004 | SFP-10G-LR
VA-DC-003-MMR-SW-05 | xe-0/0/1 | 10G SFP+ | 10000 | admin-down
VA-DC-003-MMR-SW-05 | xe-0/0/2 | 10G SFP+ | 10000 | reserved
VA-DC-003-MMR-SW-05 | xe-0/0/3 | 10G SFP+ | 10000 | admin-down
VA-DC-003-MMR-SW-05 | xe-0/0/4 | 10G SFP+ | 10000 | admin-down
VA-DC-003-MMR-SW-05 | xe-0/0/5 | 10G SFP+ | 10000 | up | Server NIC
VA-DC-003-MMR-SW-05 | xe-0/0/6 | 10G SFP+ | 10000 | admin-down
VA-DC-003-MMR-SW-05 | xe-0/0/7 | 10G SFP+ | 10000 | up | Server NIC
VA-DC-003-MMR-SW-05 | xe-0/0/8 | 10G SFP+ | 10000 | admin-down
VA-DC-003-MMR-SW-05 | xe-0/0/9 | 10G SFP+ | 10000 | admin-down
VA-DC-003-MMR-SW-05 | xe-0/0/10 | 10G SFP+ | 10000 | admin-down
VA-DC-003-MMR-SW-05 | xe-0/0/11 | 10G SFP+ | 10000 | up | Server NIC
VA-DC-003-MMR-SW-05 | xe-0/0/12 | 10G SFP+ | 10000 | up | Server NIC
VA-DC-003-MMR-SW-05 | xe-0/0/13 | 10G SFP+ | 10000 | admin-down
VA-DC-003-MMR-SW-05 | xe-0/0/14 | 10G SFP+ | 10000 | up | Server NIC
VA-DC-003-MMR-SW-05 | xe-0/0/15 | 10G SFP+ | 10000 | up | Server NIC
VA-DC-003-MMR-SW-05 | xe-0/0/16 | 10G SFP+ | 10000 | up | Server NIC
VA-DC-003-MMR-SW-05 | xe-0/0/17 | 10G SFP+ | 10000 | admin-down
VA-DC-003-MMR-SW-05 | xe-0/0/18 | 10G SFP+ | 10000 | up | Server NIC
VA-DC-003-MMR-SW-05 | xe-0/0/19 | 10G SFP+ | 10000 | up | Server NIC
VA-DC-003-MMR-SW-05 | xe-0/0/20 | 10G SFP+ | 10000 | admin-down
VA-DC-003-MMR-SW-05 | xe-0/0/21 | 10G SFP+ | 10000 | admin-down
VA-DC-003-MMR-SW-05 | xe-0/0/22 | 10G SFP+ | 10000 | admin-down
VA-DC-003-MMR-SW-05 | xe-0/0/23 | 10G SFP+ | 10000 | reserved
VA-DC-003-MMR-SW-05 | xe-0/0/24 | 10G SFP+ | 10000 | up | Server NIC
VA-DC-003-MMR-SW-05 | xe-0/0/25 | 10G SFP+ | 10000 | up | Server NIC
VA-DC-003-MMR-SW-05 | xe-0/0/26 | 10G SFP+ | 10000 | up | Server NIC
VA-DC-003-MMR-SW-05 | xe-0/0/27 | 10G SFP+ | 10000 | up | Server NIC
VA-DC-003-MMR-SW-05 | xe-0/0/28 | 10G SFP+ | 10000 | up | Server NIC
VA-DC-003-MMR-SW-05 | xe-0/0/29 | 10G SFP+ | 10000 | admin-down
VA-DC-003-MMR-SW-05 | xe-0/0/30 | 10G SFP+ | 10000 | admin-down
VA-DC-003-MMR-SW-05 | xe-0/0/31 | 10G SFP+ | 10000 | admin-down
VA-DC-003-MMR-SW-05 | xe-0/0/32 | 10G SFP+ | 10000 | admin-down
VA-DC-003-MMR-SW-05 | xe-0/0/33 | 10G SFP+ | 10000 | up | Server NIC
VA-DC-003-MMR-SW-05 | xe-0/0/34 | 10G SFP+ | 10000 | up | Server NIC
VA-DC-003-MMR-SW-05 | xe-0/0/35 | 10G SFP+ | 10000 | up | Server NIC
VA-DC-003-MMR-SW-05 | xe-0/0/36 | 10G SFP+ | 10000 | up | Server NIC
VA-DC-003-MMR-SW-05 | xe-0/0/37 | 10G SFP+ | 10000 | up | Server NIC
VA-DC-003-MMR-SW-05 | xe-0/0/38 | 10G SFP+ | 10000 | up | Server NIC
VA-DC-003-MMR-SW-05 | xe-0/0/39 | 10G SFP+ | 10000 | up | Server NIC
VA-DC-003-MMR-SW-05 | xe-0/0/40 | 10G SFP+ | 10000 | admin-down
VA-DC-003-MMR-SW-05 | xe-0/0/41 | 10G SFP+ | 10000 | up | Server NIC
VA-DC-003-MMR-SW-05 | xe-0/0/42 | 10G SFP+ | 10000 | admin-down
VA-DC-003-MMR-SW-05 | xe-0/0/43 | 10G SFP+ | 10000 | up | Server NIC
VA-DC-003-MMR-SW-05 | xe-0/0/44 | 10G SFP+ | 10000 | up | Server NIC
VA-DC-003-MMR-SW-05 | xe-0/0/45 | 10G SFP+ | 10000 | admin-down
VA-DC-003-MMR-SW-05 | xe-0/0/46 | 10G SFP+ | 10000 | up | Server NIC
VA-DC-003-MMR-SW-05 | xe-0/0/47 | 10G SFP+ | 10000 | up | Server NIC
VA-DC-003-MMR-SW-05 | et-0/1/0 | 100G QSFP28 | 100000 | up | Uplink to VA-DC-003-AGG-R01 | QSFP28-100G-LR4
VA-DC-003-MMR-SW-05 | et-0/1/1 | 100G QSFP28 | 100000 | up | Uplink to VA-DC-003-AGG-R02 | QSFP28-100G-LR4
VA-DC-003-MMR-SW-05 | et-0/1/2 | 100G QSFP28 | 100000 | reserved
VA-DC-003-MMR-SW-05 | et-0/1/3 | 100G QSFP28 | 100000 | admin-down
VA-DC-003-TOR-001 | Ethernet1 | 10G SFP+ | 10000 | up | Access to VA-DC-003-MMR-SW-01 | SFP-10G-LR
VA-DC-003-TOR-001 | Ethernet2 | 10G SFP+ | 10000 | up | Access to VA-DC-003-MMR-SW-02 | SFP-10G-LR
VA-DC-003-TOR-001 | Ethernet3 | 10G SFP+ | 10000 | up | Server NIC
VA-DC-003-TOR-001 | Ethernet4 | 10G SFP+ | 10000 | up | Server NIC
VA-DC-003-TOR-001 | Ethernet5 | 10G SFP+ | 10000 | up | Server NIC
VA-DC-003-TOR-001 | Ethernet6 | 10G SFP+ | 10000 | up | Server NIC
VA-DC-003-TOR-001 | Ethernet7 | 10G SFP+ | 10000 | admin-down
VA-DC-003-TOR-001 | Ethernet8 | 10G SFP+ | 10000 | up | Server NIC
VA-DC-003-TOR-001 | Ethernet9 | 10G SFP+ | 10000 | up | Server NIC
VA-DC-003-TOR-001 | Ethernet10 | 10G SFP+ | 10000 | admin-down
VA-DC-003-TOR-001 | Ethernet11 | 10G SFP+ | 10000 | up | Server NIC
VA-DC-003-TOR-001 | Ethernet12 | 10G SFP+ | 10000 | admin-down
VA-DC-003-TOR-001 | Ethernet13 | 10G SFP+ | 10000 | admin-down
VA-DC-003-TOR-001 | Ethernet14 | 10G SFP+ | 10000 | admin-down
VA-DC-003-TOR-001 | Ethernet15 | 10G SFP+ | 10000 | admin-down
VA-DC-003-TOR-001 | Ethernet16 | 10G SFP+ | 10000 | admin-down
VA-DC-003-TOR-001 | Ethernet17 | 10G SFP+ | 10000 | admin-down
VA-DC-003-TOR-001 | Ethernet18 | 10G SFP+ | 10000 | up | Server NIC
VA-DC-003-TOR-001 | Ethernet19 | 10G SFP+ | 10000 | up | Server NIC
VA-DC-003-TOR-001 | Ethernet20 | 10G SFP+ | 10000 | up | Server NIC
VA-DC-003-TOR-001 | Ethernet21 | 10G SFP+ | 10000 | up | Server NIC
VA-DC-003-TOR-001 | Ethernet22 | 10G SFP+ | 10000 | admin-down
VA-DC-003-TOR-001 | Ethernet23 | 10G SFP+ | 10000 | up | Server NIC
VA-DC-003-TOR-001 | Ethernet24 | 10G SFP+ | 10000 | up | Server NIC
VA-DC-003-TOR-001 | Ethernet49/1 | 100G QSFP28 | 100000 | admin-down
VA-DC-003-TOR-001 | Ethernet49/2 | 100G QSFP28 | 100000 | admin-down
VA-DC-003-TOR-002 | Ethernet1 | 10G SFP+ | 10000 | up | Access to VA-DC-003-MMR-SW-02 | SFP-10G-LR
VA-DC-003-TOR-002 | Ethernet2 | 10G SFP+ | 10000 | up | Access to VA-DC-003-MMR-SW-03 | SFP-10G-LR
VA-DC-003-TOR-002 | Ethernet3 | 10G SFP+ | 10000 | up | Server NIC
VA-DC-003-TOR-002 | Ethernet4 | 10G SFP+ | 10000 | up | Server NIC
VA-DC-003-TOR-002 | Ethernet5 | 10G SFP+ | 10000 | admin-down
VA-DC-003-TOR-002 | Ethernet6 | 10G SFP+ | 10000 | admin-down
VA-DC-003-TOR-002 | Ethernet7 | 10G SFP+ | 10000 | up | Server NIC
VA-DC-003-TOR-002 | Ethernet8 | 10G SFP+ | 10000 | admin-down
VA-DC-003-TOR-002 | Ethernet9 | 10G SFP+ | 10000 | up | Server NIC
VA-DC-003-TOR-002 | Ethernet10 | 10G SFP+ | 10000 | up | Server NIC
VA-DC-003-TOR-002 | Ethernet11 | 10G SFP+ | 10000 | up | Server NIC
VA-DC-003-TOR-002 | Ethernet12 | 10G SFP+ | 10000 | admin-down
VA-DC-003-TOR-002 | Ethernet13 | 10G SFP+ | 10000 | up | Server NIC
VA-DC-003-TOR-002 | Ethernet14 | 10G SFP+ | 10000 | admin-down
VA-DC-003-TOR-002 | Ethernet15 | 10G SFP+ | 10000 | up | Server NIC
VA-DC-003-TOR-002 | Ethernet16 | 10G SFP+ | 10000 | up | Server NIC
VA-DC-003-TOR-002 | Ethernet17 | 10G SFP+ | 10000 | admin-down
VA-DC-003-TOR-002 | Ethernet18 | 10G SFP+ | 10000 | up | Server NIC
VA-DC-003-TOR-002 | Ethernet19 | 10G SFP+ | 10000 | up | Server NIC
VA-DC-003-TOR-002 | Ethernet20 | 10G SFP+ | 10000 | admin-down
VA-DC-003-TOR-002 | Ethernet21 | 10G SFP+ | 10000 | admin-down
VA-DC-003-TOR-002 | Ethernet22 | 10G SFP+ | 10000 | admin-down
VA-DC-003-TOR-002 | Ethernet23 | 10G SFP+ | 10000 | up | Server NIC
VA-DC-003-TOR-002 | Ethernet24 | 10G SFP+ | 10000 | up | Server NIC
VA-DC-003-TOR-002 | Ethernet49/1 | 100G QSFP28 | 100000 | admin-down
VA-DC-003-TOR-002 | Ethernet49/2 | 100G QSFP28 | 100000 | admin-down
VA-DC-003-TOR-003 | Ethernet1 | 10G SFP+ | 10000 | up | Access to VA-DC-003-MMR-SW-03 | SFP-10G-LR
VA-DC-003-TOR-003 | Ethernet2 | 10G SFP+ | 10000 | up | Access to VA-DC-003-MMR-SW-04 | SFP-10G-LR
VA-DC-003-TOR-003 | Ethernet3 | 10G SFP+ | 10000 | up | Server NIC
VA-DC-003-TOR-003 | Ethernet4 | 10G SFP+ | 10000 | up | Server NIC
VA-DC-003-TOR-003 | Ethernet5 | 10G SFP+ | 10000 | admin-down
VA-DC-003-TOR-003 | Ethernet6 | 10G SFP+ | 10000 | up | Server NIC
VA-DC-003-TOR-003 | Ethernet7 | 10G SFP+ | 10000 | admin-down
VA-DC-003-TOR-003 | Ethernet8 | 10G SFP+ | 10000 | admin-down
VA-DC-003-TOR-003 | Ethernet9 | 10G SFP+ | 10000 | up | Server NIC
VA-DC-003-TOR-003 | Ethernet10 | 10G SFP+ | 10000 | admin-down
VA-DC-003-TOR-003 | Ethernet11 | 10G SFP+ | 10000 | admin-down
VA-DC-003-TOR-003 | Ethernet12 | 10G SFP+ | 10000 | up | Server NIC
VA-DC-003-TOR-003 | Ethernet13 | 10G SFP+ | 10000 | up | Server NIC
VA-DC-003-TOR-003 | Ethernet14 | 10G SFP+ | 10000 | up | Server NIC
VA-DC-003-TOR-003 | Ethernet15 | 10G SFP+ | 10000 | up | Server NIC
VA-DC-003-TOR-003 | Ethernet16 | 10G SFP+ | 10000 | admin-down
VA-DC-003-TOR-003 | Ethernet17 | 10G SFP+ | 10000 | admin-down
VA-DC-003-TOR-003 | Ethernet18 | 10G SFP+ | 10000 | admin-down
VA-DC-003-TOR-003 | Ethernet19 | 10G SFP+ | 10000 | up | Server NIC
VA-DC-003-TOR-003 | Ethernet20 | 10G SFP+ | 10000 | admin-down
VA-DC-003-TOR-003 | Ethernet21 | 10G SFP+ | 10000 | up | Server NIC
VA-DC-003-TOR-003 | Ethernet22 | 10G SFP+ | 10000 | admin-down
VA-DC-003-TOR-003 | Ethernet23 | 10G SFP+ | 10000 | up | Server NIC
VA-DC-003-TOR-003 | Ethernet24 | 10G SFP+ | 10000 | admin-down
VA-DC-003-TOR-003 | Ethernet49/1 | 100G QSFP28 | 100000 | admin-down
VA-DC-003-TOR-003 | Ethernet49/2 | 100G QSFP28 | 100000 | admin-down
VA-DC-003-TOR-004 | Te0/0/0/0 | 10G SFP+ | 10000 | up | Access to VA-DC-003-MMR-SW-04 | SFP-10G-LR
VA-DC-003-TOR-004 | Te0/0/0/1 | 10G SFP+ | 10000 | up | Access to VA-DC-003-MMR-SW-05 | SFP-10G-LR
VA-DC-003-TOR-004 | Te0/0/0/2 | 10G SFP+ | 10000 | up | Server NIC
VA-DC-003-TOR-004 | Te0/0/0/3 | 10G SFP+ | 10000 | up | Server NIC
VA-DC-003-TOR-004 | Te0/0/0/4 | 10G SFP+ | 10000 | up | Server NIC
VA-DC-003-TOR-004 | Te0/0/0/5 | 10G SFP+ | 10000 | admin-down
VA-DC-003-TOR-004 | Te0/0/0/6 | 10G SFP+ | 10000 | up | Server NIC
VA-DC-003-TOR-004 | Te0/0/0/7 | 10G SFP+ | 10000 | up | Server NIC
VA-DC-003-TOR-004 | Te0/0/0/8 | 10G SFP+ | 10000 | admin-down
VA-DC-003-TOR-004 | Te0/0/0/9 | 10G SFP+ | 10000 | admin-down
VA-DC-003-TOR-004 | Te0/0/0/10 | 10G SFP+ | 10000 | admin-down
VA-DC-003-TOR-004 | Te0/0/0/11 | 10G SFP+ | 10000 | admin-down
VA-DC-003-TOR-004 | Te0/0/0/12 | 10G SFP+ | 10000 | admin-down
VA-DC-003-TOR-004 | Te0/0/0/13 | 10G SFP+ | 10000 | up | Server NIC
VA-DC-003-TOR-004 | Te0/0/0/14 | 10G SFP+ | 10000 | up | Server NIC
VA-DC-003-TOR-004 | Te0/0/0/15 | 10G SFP+ | 10000 | admin-down
VA-DC-003-TOR-004 | Te0/0/0/16 | 10G SFP+ | 10000 | up | Server NIC
VA-DC-003-TOR-004 | Te0/0/0/17 | 10G SFP+ | 10000 | up | Server NIC
VA-DC-003-TOR-004 | Te0/0/0/18 | 10G SFP+ | 10000 | up | Server NIC
VA-DC-003-TOR-004 | Te0/0/0/19 | 10G SFP+ | 10000 | admin-down
VA-DC-003-TOR-004 | Te0/0/0/20 | 10G SFP+ | 10000 | up | Server NIC
VA-DC-003-TOR-004 | Te0/0/0/21 | 10G SFP+ | 10000 | up | Server NIC
VA-DC-003-TOR-004 | Te0/0/0/22 | 10G SFP+ | 10000 | up | Server NIC
VA-DC-003-TOR-004 | Te0/0/0/23 | 10G SFP+ | 10000 | up | Server NIC
VA-DC-003-TOR-004 | Hu0/0/1/0 | 100G QSFP28 | 100000 | admin-down
VA-DC-003-TOR-004 | Hu0/0/1/1 | 100G QSFP28 | 100000 | admin-down
VA-DC-004-PE-T4-01 | xe-0/0/0 | 10G SFP+ | 10000 | admin-down
VA-DC-004-PE-T4-01 | xe-0/0/1 | 10G SFP+ | 10000 | up | Backhaul to AZ-DC-010 | SFP-10G-LR
VA-DC-004-PE-T4-01 | xe-0/0/2 | 10G SFP+ | 10000 | up | Backhaul to NC-DC-023 | SFP-10G-LR
VA-DC-004-PE-T4-01 | xe-0/0/3 | 10G SFP+ | 10000 | up | Backhaul to WA-DC-024 | SFP-10G-LR
VA-DC-004-PE-T4-01 | xe-0/0/4 | 10G SFP+ | 10000 | up | Backhaul to VA-DC-001 | SFP-10G-LR
VA-DC-004-PE-T4-01 | xe-0/0/5 | 10G SFP+ | 10000 | up | Backhaul to VA-DC-003 | SFP-10G-LR
VA-DC-004-PE-T4-01 | xe-0/0/6 | 10G SFP+ | 10000 | up | Uplink to VA-DC-004-AGG-R01 | SFP-10G-LR
VA-DC-004-PE-T4-01 | xe-0/0/7 | 10G SFP+ | 10000 | admin-down
VA-DC-004-PE-T4-01 | xe-0/0/8 | 10G SFP+ | 10000 | admin-down
VA-DC-004-PE-T4-01 | xe-0/0/9 | 10G SFP+ | 10000 | admin-down
VA-DC-004-PE-T4-01 | xe-0/0/10 | 10G SFP+ | 10000 | admin-down
VA-DC-004-PE-T4-01 | xe-0/0/11 | 10G SFP+ | 10000 | admin-down
VA-DC-004-PE-T4-01 | et-0/1/0 | 100G QSFP28 | 100000 | up | Fabric to VA-DC-004-PE-T4-02 | QSFP28-100G-LR4
VA-DC-004-PE-T4-01 | et-0/1/1 | 100G QSFP28 | 100000 | up | Fabric to VA-DC-004-PE-T4-03 | QSFP28-100G-LR4
VA-DC-004-PE-T4-01 | et-0/1/2 | 100G QSFP28 | 100000 | up | Fabric to VA-DC-004-PE-T4-04 | QSFP28-100G-LR4
VA-DC-004-PE-T4-01 | et-0/1/3 | 100G QSFP28 | 100000 | admin-down
VA-DC-004-PE-T4-01 | ge-0/2/0 | 1G copper | 1000 | admin-down
VA-DC-004-PE-T4-01 | ge-0/2/1 | 1G copper | 1000 | admin-down
VA-DC-004-PE-T4-01 | ge-0/2/2 | 1G copper | 1000 | admin-down
VA-DC-004-PE-T4-01 | ge-0/2/3 | 1G copper | 1000 | admin-down
VA-DC-004-PE-T4-01 | ge-0/2/4 | 1G copper | 1000 | admin-down
VA-DC-004-PE-T4-01 | ge-0/2/5 | 1G copper | 1000 | admin-down
VA-DC-004-PE-T4-01 | ge-0/2/6 | 1G copper | 1000 | admin-down
VA-DC-004-PE-T4-01 | ge-0/2/7 | 1G copper | 1000 | admin-down
VA-DC-004-PE-T4-01 | ge-0/2/8 | 1G copper | 1000 | admin-down
VA-DC-004-PE-T4-01 | ge-0/2/9 | 1G copper | 1000 | admin-down
VA-DC-004-PE-T4-01 | ge-0/2/10 | 1G copper | 1000 | admin-down
VA-DC-004-PE-T4-01 | ge-0/2/11 | 1G copper | 1000 | admin-down
VA-DC-004-PE-T4-01 | ge-0/2/12 | 1G copper | 1000 | admin-down
VA-DC-004-PE-T4-01 | ge-0/2/13 | 1G copper | 1000 | admin-down
VA-DC-004-PE-T4-01 | ge-0/2/14 | 1G copper | 1000 | admin-down
VA-DC-004-PE-T4-01 | ge-0/2/15 | 1G copper | 1000 | admin-down
VA-DC-004-PE-T4-02 | xe-0/0/0 | 10G SFP+ | 10000 | admin-down
VA-DC-004-PE-T4-02 | xe-0/0/1 | 10G SFP+ | 10000 | up | Backhaul to CA-DC-008 | SFP-10G-LR
VA-DC-004-PE-T4-02 | xe-0/0/2 | 10G SFP+ | 10000 | up | Backhaul to VA-DC-003 | SFP-10G-LR
VA-DC-004-PE-T4-02 | xe-0/0/3 | 10G SFP+ | 10000 | up | Backhaul to TX-DC-005 | SFP-10G-LR
VA-DC-004-PE-T4-02 | xe-0/0/4 | 10G SFP+ | 10000 | up | Backhaul to AZ-DC-010 | SFP-10G-LR
VA-DC-004-PE-T4-02 | xe-0/0/5 | 10G SFP+ | 10000 | up | Backhaul to IL-DC-009 | SFP-10G-LR
VA-DC-004-PE-T4-02 | xe-0/0/6 | 10G SFP+ | 10000 | up | Uplink to VA-DC-004-AGG-R01 | SFP-10G-LR
VA-DC-004-PE-T4-02 | xe-0/0/7 | 10G SFP+ | 10000 | up | Uplink to VA-DC-004-AGG-R02 | SFP-10G-LR
VA-DC-004-PE-T4-02 | xe-0/0/8 | 10G SFP+ | 10000 | admin-down
VA-DC-004-PE-T4-02 | xe-0/0/9 | 10G SFP+ | 10000 | admin-down
VA-DC-004-PE-T4-02 | xe-0/0/10 | 10G SFP+ | 10000 | reserved
VA-DC-004-PE-T4-02 | xe-0/0/11 | 10G SFP+ | 10000 | admin-down
VA-DC-004-PE-T4-02 | et-0/1/0 | 100G QSFP28 | 100000 | up | Fabric to VA-DC-004-PE-T4-01 | QSFP28-100G-LR4
VA-DC-004-PE-T4-02 | et-0/1/1 | 100G QSFP28 | 100000 | up | Fabric to VA-DC-004-PE-T4-03 | QSFP28-100G-LR4
VA-DC-004-PE-T4-02 | et-0/1/2 | 100G QSFP28 | 100000 | up | Fabric to VA-DC-004-PE-T4-04 | QSFP28-100G-LR4
VA-DC-004-PE-T4-02 | et-0/1/3 | 100G QSFP28 | 100000 | admin-down
VA-DC-004-PE-T4-02 | ge-0/2/0 | 1G copper | 1000 | admin-down
VA-DC-004-PE-T4-02 | ge-0/2/1 | 1G copper | 1000 | admin-down
VA-DC-004-PE-T4-02 | ge-0/2/2 | 1G copper | 1000 | admin-down
VA-DC-004-PE-T4-02 | ge-0/2/3 | 1G copper | 1000 | admin-down
VA-DC-004-PE-T4-02 | ge-0/2/4 | 1G copper | 1000 | admin-down
VA-DC-004-PE-T4-02 | ge-0/2/5 | 1G copper | 1000 | admin-down
VA-DC-004-PE-T4-02 | ge-0/2/6 | 1G copper | 1000 | admin-down
VA-DC-004-PE-T4-02 | ge-0/2/7 | 1G copper | 1000 | admin-down
VA-DC-004-PE-T4-02 | ge-0/2/8 | 1G copper | 1000 | admin-down
VA-DC-004-PE-T4-02 | ge-0/2/9 | 1G copper | 1000 | admin-down
VA-DC-004-PE-T4-02 | ge-0/2/10 | 1G copper | 1000 | admin-down
VA-DC-004-PE-T4-02 | ge-0/2/11 | 1G copper | 1000 | admin-down
VA-DC-004-PE-T4-02 | ge-0/2/12 | 1G copper | 1000 | admin-down
VA-DC-004-PE-T4-02 | ge-0/2/13 | 1G copper | 1000 | admin-down
VA-DC-004-PE-T4-02 | ge-0/2/14 | 1G copper | 1000 | admin-down
VA-DC-004-PE-T4-02 | ge-0/2/15 | 1G copper | 1000 | reserved
VA-DC-004-PE-T4-03 | 1/1/c1 | 10G SFP+ | 10000 | admin-down
VA-DC-004-PE-T4-03 | 1/1/c2 | 10G SFP+ | 10000 | up | Backhaul to OH-DC-016 | SFP-10G-LR
VA-DC-004-PE-T4-03 | 1/1/c3 | 10G SFP+ | 10000 | up | Backhaul to CO-DC-015 | SFP-10G-LR
VA-DC-004-PE-T4-03 | 1/1/c4 | 10G SFP+ | 10000 | up | Backhaul to OR-DC-014 | SFP-10G-LR
VA-DC-004-PE-T4-03 | 1/1/c5 | 10G SFP+ | 10000 | up | Backhaul to OH-DC-016 | SFP-10G-LR
VA-DC-004-PE-T4-03 | 1/1/c6 | 10G SFP+ | 10000 | up | Backhaul to TX-DC-007 | SFP-10G-LR
VA-DC-004-PE-T4-03 | 1/1/c7 | 10G SFP+ | 10000 | up | Uplink to VA-DC-004-AGG-R02 | SFP-10G-LR
VA-DC-004-PE-T4-03 | 1/1/c8 | 10G SFP+ | 10000 | admin-down
VA-DC-004-PE-T4-03 | 1/1/c9 | 10G SFP+ | 10000 | admin-down
VA-DC-004-PE-T4-03 | 1/1/c10 | 10G SFP+ | 10000 | admin-down
VA-DC-004-PE-T4-03 | 1/1/c11 | 10G SFP+ | 10000 | admin-down
VA-DC-004-PE-T4-03 | 1/1/c12 | 10G SFP+ | 10000 | admin-down
VA-DC-004-PE-T4-03 | 1/2/c1 | 100G QSFP28 | 100000 | up | Fabric to VA-DC-004-PE-T4-01 | QSFP28-100G-LR4
VA-DC-004-PE-T4-03 | 1/2/c2 | 100G QSFP28 | 100000 | up | Fabric to VA-DC-004-PE-T4-02 | QSFP28-100G-LR4
VA-DC-004-PE-T4-03 | 1/2/c3 | 100G QSFP28 | 100000 | up | Fabric to VA-DC-004-PE-T4-04 | QSFP28-100G-LR4
VA-DC-004-PE-T4-03 | 1/2/c4 | 100G QSFP28 | 100000 | reserved
VA-DC-004-PE-T4-03 | 1/3/1 | 1G copper | 1000 | admin-down
VA-DC-004-PE-T4-03 | 1/3/2 | 1G copper | 1000 | admin-down
VA-DC-004-PE-T4-03 | 1/3/3 | 1G copper | 1000 | admin-down
VA-DC-004-PE-T4-03 | 1/3/4 | 1G copper | 1000 | admin-down
VA-DC-004-PE-T4-03 | 1/3/5 | 1G copper | 1000 | admin-down
VA-DC-004-PE-T4-03 | 1/3/6 | 1G copper | 1000 | admin-down
VA-DC-004-PE-T4-03 | 1/3/7 | 1G copper | 1000 | admin-down
VA-DC-004-PE-T4-03 | 1/3/8 | 1G copper | 1000 | reserved
VA-DC-004-PE-T4-03 | 1/3/9 | 1G copper | 1000 | admin-down
VA-DC-004-PE-T4-03 | 1/3/10 | 1G copper | 1000 | admin-down
VA-DC-004-PE-T4-03 | 1/3/11 | 1G copper | 1000 | admin-down
VA-DC-004-PE-T4-03 | 1/3/12 | 1G copper | 1000 | admin-down
VA-DC-004-PE-T4-03 | 1/3/13 | 1G copper | 1000 | admin-down
VA-DC-004-PE-T4-03 | 1/3/14 | 1G copper | 1000 | admin-down
VA-DC-004-PE-T4-03 | 1/3/15 | 1G copper | 1000 | admin-down
VA-DC-004-PE-T4-03 | 1/3/16 | 1G copper | 1000 | admin-down
VA-DC-004-PE-T4-04 | 1/1/c1 | 10G SFP+ | 10000 | admin-down
VA-DC-004-PE-T4-04 | 1/1/c2 | 10G SFP+ | 10000 | up | Backhaul to TX-DC-007 | SFP-10G-LR
VA-DC-004-PE-T4-04 | 1/1/c3 | 10G SFP+ | 10000 | up | Backhaul to TX-DC-007 | SFP-10G-LR
VA-DC-004-PE-T4-04 | 1/1/c4 | 10G SFP+ | 10000 | up | Backhaul to OH-DC-017 | SFP-10G-LR
VA-DC-004-PE-T4-04 | 1/1/c5 | 10G SFP+ | 10000 | up | Backhaul to TX-DC-022 | SFP-10G-LR
VA-DC-004-PE-T4-04 | 1/1/c6 | 10G SFP+ | 10000 | up | Backhaul to NC-DC-023 | SFP-10G-LR
VA-DC-004-PE-T4-04 | 1/1/c7 | 10G SFP+ | 10000 | admin-down
VA-DC-004-PE-T4-04 | 1/1/c8 | 10G SFP+ | 10000 | admin-down
VA-DC-004-PE-T4-04 | 1/1/c9 | 10G SFP+ | 10000 | reserved
VA-DC-004-PE-T4-04 | 1/1/c10 | 10G SFP+ | 10000 | admin-down
VA-DC-004-PE-T4-04 | 1/1/c11 | 10G SFP+ | 10000 | admin-down
VA-DC-004-PE-T4-04 | 1/1/c12 | 10G SFP+ | 10000 | admin-down
VA-DC-004-PE-T4-04 | 1/2/c1 | 100G QSFP28 | 100000 | up | Fabric to VA-DC-004-PE-T4-01 | QSFP28-100G-LR4
VA-DC-004-PE-T4-04 | 1/2/c2 | 100G QSFP28 | 100000 | up | Fabric to VA-DC-004-PE-T4-02 | QSFP28-100G-LR4
VA-DC-004-PE-T4-04 | 1/2/c3 | 100G QSFP28 | 100000 | up | Fabric to VA-DC-004-PE-T4-03 | QSFP28-100G-LR4
VA-DC-004-PE-T4-04 | 1/2/c4 | 100G QSFP28 | 100000 | admin-down
VA-DC-004-PE-T4-04 | 1/3/1 | 1G copper | 1000 | admin-down
VA-DC-004-PE-T4-04 | 1/3/2 | 1G copper | 1000 | admin-down
VA-DC-004-PE-T4-04 | 1/3/3 | 1G copper | 1000 | admin-down
VA-DC-004-PE-T4-04 | 1/3/4 | 1G copper | 1000 | admin-down
VA-DC-004-PE-T4-04 | 1/3/5 | 1G copper | 1000 | admin-down
VA-DC-004-PE-T4-04 | 1/3/6 | 1G copper | 1000 | admin-down
VA-DC-004-PE-T4-04 | 1/3/7 | 1G copper | 1000 | admin-down
VA-DC-004-PE-T4-04 | 1/3/8 | 1G copper | 1000 | admin-down
VA-DC-004-PE-T4-04 | 1/3/9 | 1G copper | 1000 | admin-down
VA-DC-004-PE-T4-04 | 1/3/10 | 1G copper | 1000 | admin-down
VA-DC-004-PE-T4-04 | 1/3/11 | 1G copper | 1000 | admin-down
VA-DC-004-PE-T4-04 | 1/3/12 | 1G copper | 1000 | admin-down
VA-DC-004-PE-T4-04 | 1/3/13 | 1G copper | 1000 | admin-down
VA-DC-004-PE-T4-04 | 1/3/14 | 1G copper | 1000 | admin-down
VA-DC-004-PE-T4-04 | 1/3/15 | 1G copper | 1000 | reserved
VA-DC-004-PE-T4-04 | 1/3/16 | 1G copper | 1000 | admin-down
VA-DC-004-FW-01 | port1 | 10G SFP+ | 10000 | up | Uplink to VA-DC-004-AGG-R01 | SFP-10G-LR
VA-DC-004-FW-01 | port2 | 10G SFP+ | 10000 | up | Uplink to VA-DC-004-AGG-R02 | SFP-10G-LR
VA-DC-004-FW-01 | port3 | 10G SFP+ | 10000 | admin-down
VA-DC-004-FW-01 | port4 | 10G SFP+ | 10000 | admin-down
VA-DC-004-FW-01 | port5 | 10G SFP+ | 10000 | admin-down
VA-DC-004-FW-01 | port6 | 10G SFP+ | 10000 | admin-down
VA-DC-004-FW-01 | port7 | 10G SFP+ | 10000 | admin-down
VA-DC-004-FW-01 | port8 | 10G SFP+ | 10000 | admin-down
VA-DC-004-OLA-01 | 1-A-1 | 100G QSFP28 | 100000 | up | Uplink to VA-DC-004-AGG-R01 | QSFP28-100G-LR4
VA-DC-004-OLA-01 | 1-A-2 | 100G QSFP28 | 100000 | admin-down
VA-DC-004-OLA-01 | 1-A-3 | 100G QSFP28 | 100000 | admin-down
VA-DC-004-OLA-01 | 1-A-4 | 100G QSFP28 | 100000 | admin-down
VA-DC-004-OLA-01 | 1-A-5 | 100G QSFP28 | 100000 | admin-down
VA-DC-004-OLA-01 | 1-A-6 | 100G QSFP28 | 100000 | admin-down
VA-DC-004-OLA-01 | 1-A-7 | 100G QSFP28 | 100000 | admin-down
VA-DC-004-OLA-01 | 1-A-8 | 100G QSFP28 | 100000 | admin-down
VA-DC-004-AGG-R01 | xe-0/0/0 | 10G SFP+ | 10000 | up | Uplink to VA-DC-004-FW-01 | SFP-10G-LR
VA-DC-004-AGG-R01 | xe-0/0/1 | 10G SFP+ | 10000 | up | Uplink to VA-DC-004-MMR-SW-01 | SFP-10G-LR
VA-DC-004-AGG-R01 | xe-0/0/2 | 10G SFP+ | 10000 | up | Uplink to VA-DC-004-MMR-SW-02 | SFP-10G-LR
VA-DC-004-AGG-R01 | xe-0/0/3 | 10G SFP+ | 10000 | up | Uplink to VA-DC-004-MMR-SW-03 | SFP-10G-LR
VA-DC-004-AGG-R01 | xe-0/0/4 | 10G SFP+ | 10000 | up | Uplink to VA-DC-004-MMR-SW-04 | SFP-10G-LR
VA-DC-004-AGG-R01 | xe-0/0/5 | 10G SFP+ | 10000 | admin-down
VA-DC-004-AGG-R01 | xe-0/0/6 | 10G SFP+ | 10000 | admin-down
VA-DC-004-AGG-R01 | xe-0/0/7 | 10G SFP+ | 10000 | admin-down
VA-DC-004-AGG-R01 | xe-0/0/8 | 10G SFP+ | 10000 | admin-down
VA-DC-004-AGG-R01 | xe-0/0/9 | 10G SFP+ | 10000 | admin-down
VA-DC-004-AGG-R01 | xe-0/0/10 | 10G SFP+ | 10000 | admin-down
VA-DC-004-AGG-R01 | xe-0/0/11 | 10G SFP+ | 10000 | admin-down
VA-DC-004-AGG-R01 | xe-0/0/12 | 10G SFP+ | 10000 | admin-down
VA-DC-004-AGG-R01 | xe-0/0/13 | 10G SFP+ | 10000 | admin-down
VA-DC-004-AGG-R01 | xe-0/0/14 | 10G SFP+ | 10000 | admin-down
VA-DC-004-AGG-R01 | xe-0/0/15 | 10G SFP+ | 10000 | admin-down
VA-DC-004-AGG-R01 | et-0/1/0 | 100G QSFP28 | 100000 | up | Uplink to VA-DC-004-PE-T4-01 | QSFP28-100G-LR4
VA-DC-004-AGG-R01 | et-0/1/1 | 100G QSFP28 | 100000 | up | Uplink to VA-DC-004-PE-T4-02 | QSFP28-100G-LR4
VA-DC-004-AGG-R01 | et-0/1/2 | 100G QSFP28 | 100000 | up | Uplink to VA-DC-004-OLA-01 | QSFP28-100G-LR4
VA-DC-004-AGG-R01 | et-0/1/3 | 100G QSFP28 | 100000 | admin-down
VA-DC-004-AGG-R01 | et-0/1/4 | 100G QSFP28 | 100000 | admin-down
VA-DC-004-AGG-R01 | et-0/1/5 | 100G QSFP28 | 100000 | admin-down
VA-DC-004-AGG-R01 | et-0/1/6 | 100G QSFP28 | 100000 | admin-down
VA-DC-004-AGG-R01 | et-0/1/7 | 100G QSFP28 | 100000 | admin-down
VA-DC-004-AGG-R02 | xe-0/0/0 | 10G SFP+ | 10000 | up | Uplink to VA-DC-004-FW-01 | SFP-10G-LR
VA-DC-004-AGG-R02 | xe-0/0/1 | 10G SFP+ | 10000 | up | Uplink to VA-DC-004-MMR-SW-01 | SFP-10G-LR
VA-DC-004-AGG-R02 | xe-0/0/2 | 10G SFP+ | 10000 | up | Uplink to VA-DC-004-MMR-SW-02 | SFP-10G-LR
VA-DC-004-AGG-R02 | xe-0/0/3 | 10G SFP+ | 10000 | up | Uplink to VA-DC-004-MMR-SW-03 | SFP-10G-LR
VA-DC-004-AGG-R02 | xe-0/0/4 | 10G SFP+ | 10000 | up | Uplink to VA-DC-004-MMR-SW-04 | SFP-10G-LR
VA-DC-004-AGG-R02 | xe-0/0/5 | 10G SFP+ | 10000 | admin-down
VA-DC-004-AGG-R02 | xe-0/0/6 | 10G SFP+ | 10000 | admin-down
VA-DC-004-AGG-R02 | xe-0/0/7 | 10G SFP+ | 10000 | admin-down
VA-DC-004-AGG-R02 | xe-0/0/8 | 10G SFP+ | 10000 | admin-down
VA-DC-004-AGG-R02 | xe-0/0/9 | 10G SFP+ | 10000 | admin-down
VA-DC-004-AGG-R02 | xe-0/0/10 | 10G SFP+ | 10000 | admin-down
VA-DC-004-AGG-R02 | xe-0/0/11 | 10G SFP+ | 10000 | reserved
VA-DC-004-AGG-R02 | xe-0/0/12 | 10G SFP+ | 10000 | admin-down
VA-DC-004-AGG-R02 | xe-0/0/13 | 10G SFP+ | 10000 | admin-down
VA-DC-004-AGG-R02 | xe-0/0/14 | 10G SFP+ | 10000 | admin-down
VA-DC-004-AGG-R02 | xe-0/0/15 | 10G SFP+ | 10000 | admin-down
VA-DC-004-AGG-R02 | et-0/1/0 | 100G QSFP28 | 100000 | up | Uplink to VA-DC-004-PE-T4-02 | QSFP28-100G-LR4
VA-DC-004-AGG-R02 | et-0/1/1 | 100G QSFP28 | 100000 | up | Uplink to VA-DC-004-PE-T4-03 | QSFP28-100G-LR4
VA-DC-004-AGG-R02 | et-0/1/2 | 100G QSFP28 | 100000 | admin-down
VA-DC-004-AGG-R02 | et-0/1/3 | 100G QSFP28 | 100000 | admin-down
VA-DC-004-AGG-R02 | et-0/1/4 | 100G QSFP28 | 100000 | admin-down
VA-DC-004-AGG-R02 | et-0/1/5 | 100G QSFP28 | 100000 | admin-down
VA-DC-004-AGG-R02 | et-0/1/6 | 100G QSFP28 | 100000 | admin-down
VA-DC-004-AGG-R02 | et-0/1/7 | 100G QSFP28 | 100000 | admin-down
VA-DC-004-MMR-SW-01 | Ethernet1 | 10G SFP+ | 10000 | up | Access to VA-DC-004-TOR-001 | SFP-10G-LR
VA-DC-004-MMR-SW-01 | Ethernet2 | 10G SFP+ | 10000 | up | Server NIC
VA-DC-004-MMR-SW-01 | Ethernet3 | 10G SFP+ | 10000 | admin-down
VA-DC-004-MMR-SW-01 | Ethernet4 | 10G SFP+ | 10000 | admin-down
VA-DC-004-MMR-SW-01 | Ethernet5 | 10G SFP+ | 10000 | admin-down
VA-DC-004-MMR-SW-01 | Ethernet6 | 10G SFP+ | 10000 | admin-down
VA-DC-004-MMR-SW-01 | Ethernet7 | 10G SFP+ | 10000 | up | Server NIC
VA-DC-004-MMR-SW-01 | Ethernet8 | 10G SFP+ | 10000 | up | Server NIC
VA-DC-004-MMR-SW-01 | Ethernet9 | 10G SFP+ | 10000 | up | Server NIC
VA-DC-004-MMR-SW-01 | Ethernet10 | 10G SFP+ | 10000 | admin-down
VA-DC-004-MMR-SW-01 | Ethernet11 | 10G SFP+ | 10000 | up | Server NIC
VA-DC-004-MMR-SW-01 | Ethernet12 | 10G SFP+ | 10000 | admin-down
VA-DC-004-MMR-SW-01 | Ethernet13 | 10G SFP+ | 10000 | up | Server NIC
VA-DC-004-MMR-SW-01 | Ethernet14 | 10G SFP+ | 10000 | up | Server NIC
VA-DC-004-MMR-SW-01 | Ethernet15 | 10G SFP+ | 10000 | admin-down
VA-DC-004-MMR-SW-01 | Ethernet16 | 10G SFP+ | 10000 | reserved
VA-DC-004-MMR-SW-01 | Ethernet17 | 10G SFP+ | 10000 | up | Server NIC
VA-DC-004-MMR-SW-01 | Ethernet18 | 10G SFP+ | 10000 | admin-down
VA-DC-004-MMR-SW-01 | Ethernet19 | 10G SFP+ | 10000 | up | Server NIC
VA-DC-004-MMR-SW-01 | Ethernet20 | 10G SFP+ | 10000 | up | Server NIC
VA-DC-004-MMR-SW-01 | Ethernet21 | 10G SFP+ | 10000 | admin-down
VA-DC-004-MMR-SW-01 | Ethernet22 | 10G SFP+ | 10000 | admin-down
VA-DC-004-MMR-SW-01 | Ethernet23 | 10G SFP+ | 10000 | up | Server NIC
VA-DC-004-MMR-SW-01 | Ethernet24 | 10G SFP+ | 10000 | admin-down
VA-DC-004-MMR-SW-01 | Ethernet25 | 10G SFP+ | 10000 | admin-down
VA-DC-004-MMR-SW-01 | Ethernet26 | 10G SFP+ | 10000 | up | Server NIC
VA-DC-004-MMR-SW-01 | Ethernet27 | 10G SFP+ | 10000 | admin-down
VA-DC-004-MMR-SW-01 | Ethernet28 | 10G SFP+ | 10000 | up | Server NIC
VA-DC-004-MMR-SW-01 | Ethernet29 | 10G SFP+ | 10000 | up | Server NIC
VA-DC-004-MMR-SW-01 | Ethernet30 | 10G SFP+ | 10000 | reserved
VA-DC-004-MMR-SW-01 | Ethernet31 | 10G SFP+ | 10000 | up | Server NIC
VA-DC-004-MMR-SW-01 | Ethernet32 | 10G SFP+ | 10000 | up | Server NIC
VA-DC-004-MMR-SW-01 | Ethernet33 | 10G SFP+ | 10000 | up | Server NIC
VA-DC-004-MMR-SW-01 | Ethernet34 | 10G SFP+ | 10000 | up | Server NIC
VA-DC-004-MMR-SW-01 | Ethernet35 | 10G SFP+ | 10000 | up | Server NIC
VA-DC-004-MMR-SW-01 | Ethernet36 | 10G SFP+ | 10000 | admin-down
VA-DC-004-MMR-SW-01 | Ethernet37 | 10G SFP+ | 10000 | up | Server NIC
VA-DC-004-MMR-SW-01 | Ethernet38 | 10G SFP+ | 10000 | up | Server NIC
VA-DC-004-MMR-SW-01 | Ethernet39 | 10G SFP+ | 10000 | up | Server NIC
VA-DC-004-MMR-SW-01 | Ethernet40 | 10G SFP+ | 10000 | up | Server NIC
VA-DC-004-MMR-SW-01 | Ethernet41 | 10G SFP+ | 10000 | up | Server NIC
VA-DC-004-MMR-SW-01 | Ethernet42 | 10G SFP+ | 10000 | admin-down
VA-DC-004-MMR-SW-01 | Ethernet43 | 10G SFP+ | 10000 | up | Server NIC
VA-DC-004-MMR-SW-01 | Ethernet44 | 10G SFP+ | 10000 | up | Server NIC
VA-DC-004-MMR-SW-01 | Ethernet45 | 10G SFP+ | 10000 | up | Server NIC
VA-DC-004-MMR-SW-01 | Ethernet46 | 10G SFP+ | 10000 | admin-down
VA-DC-004-MMR-SW-01 | Ethernet47 | 10G SFP+ | 10000 | up | Server NIC
VA-DC-004-MMR-SW-01 | Ethernet48 | 10G SFP+ | 10000 | up | Server NIC
VA-DC-004-MMR-SW-01 | Ethernet49/1 | 100G QSFP28 | 100000 | up | Uplink to VA-DC-004-AGG-R01 | QSFP28-100G-LR4
VA-DC-004-MMR-SW-01 | Ethernet49/2 | 100G QSFP28 | 100000 | up | Uplink to VA-DC-004-AGG-R02 | QSFP28-100G-LR4
VA-DC-004-MMR-SW-01 | Ethernet49/3 | 100G QSFP28 | 100000 | admin-down
VA-DC-004-MMR-SW-01 | Ethernet49/4 | 100G QSFP28 | 100000 | admin-down
VA-DC-004-MMR-SW-02 | Te0/0/0/0 | 10G SFP+ | 10000 | up | Access to VA-DC-004-TOR-001 | SFP-10G-LR
VA-DC-004-MMR-SW-02 | Te0/0/0/1 | 10G SFP+ | 10000 | up | Access to VA-DC-004-TOR-002 | SFP-10G-LR
VA-DC-004-MMR-SW-02 | Te0/0/0/2 | 10G SFP+ | 10000 | up | Server NIC
VA-DC-004-MMR-SW-02 | Te0/0/0/3 | 10G SFP+ | 10000 | up | Server NIC
VA-DC-004-MMR-SW-02 | Te0/0/0/4 | 10G SFP+ | 10000 | admin-down
VA-DC-004-MMR-SW-02 | Te0/0/0/5 | 10G SFP+ | 10000 | admin-down
VA-DC-004-MMR-SW-02 | Te0/0/0/6 | 10G SFP+ | 10000 | up | Server NIC
VA-DC-004-MMR-SW-02 | Te0/0/0/7 | 10G SFP+ | 10000 | up | Server NIC
VA-DC-004-MMR-SW-02 | Te0/0/0/8 | 10G SFP+ | 10000 | up | Server NIC
VA-DC-004-MMR-SW-02 | Te0/0/0/9 | 10G SFP+ | 10000 | up | Server NIC
VA-DC-004-MMR-SW-02 | Te0/0/0/10 | 10G SFP+ | 10000 | admin-down
VA-DC-004-MMR-SW-02 | Te0/0/0/11 | 10G SFP+ | 10000 | admin-down
VA-DC-004-MMR-SW-02 | Te0/0/0/12 | 10G SFP+ | 10000 | up | Server NIC
VA-DC-004-MMR-SW-02 | Te0/0/0/13 | 10G SFP+ | 10000 | admin-down
VA-DC-004-MMR-SW-02 | Te0/0/0/14 | 10G SFP+ | 10000 | up | Server NIC
VA-DC-004-MMR-SW-02 | Te0/0/0/15 | 10G SFP+ | 10000 | admin-down
VA-DC-004-MMR-SW-02 | Te0/0/0/16 | 10G SFP+ | 10000 | up | Server NIC
VA-DC-004-MMR-SW-02 | Te0/0/0/17 | 10G SFP+ | 10000 | admin-down
VA-DC-004-MMR-SW-02 | Te0/0/0/18 | 10G SFP+ | 10000 | up | Server NIC
VA-DC-004-MMR-SW-02 | Te0/0/0/19 | 10G SFP+ | 10000 | up | Server NIC
VA-DC-004-MMR-SW-02 | Te0/0/0/20 | 10G SFP+ | 10000 | up | Server NIC
VA-DC-004-MMR-SW-02 | Te0/0/0/21 | 10G SFP+ | 10000 | up | Server NIC
VA-DC-004-MMR-SW-02 | Te0/0/0/22 | 10G SFP+ | 10000 | up | Server NIC
VA-DC-004-MMR-SW-02 | Te0/0/0/23 | 10G SFP+ | 10000 | admin-down
VA-DC-004-MMR-SW-02 | Te0/0/0/24 | 10G SFP+ | 10000 | up | Server NIC
VA-DC-004-MMR-SW-02 | Te0/0/0/25 | 10G SFP+ | 10000 | reserved
VA-DC-004-MMR-SW-02 | Te0/0/0/26 | 10G SFP+ | 10000 | up | Server NIC
VA-DC-004-MMR-SW-02 | Te0/0/0/27 | 10G SFP+ | 10000 | admin-down
VA-DC-004-MMR-SW-02 | Te0/0/0/28 | 10G SFP+ | 10000 | reserved
VA-DC-004-MMR-SW-02 | Te0/0/0/29 | 10G SFP+ | 10000 | admin-down
VA-DC-004-MMR-SW-02 | Te0/0/0/30 | 10G SFP+ | 10000 | up | Server NIC
VA-DC-004-MMR-SW-02 | Te0/0/0/31 | 10G SFP+ | 10000 | admin-down
VA-DC-004-MMR-SW-02 | Te0/0/0/32 | 10G SFP+ | 10000 | admin-down
VA-DC-004-MMR-SW-02 | Te0/0/0/33 | 10G SFP+ | 10000 | up | Server NIC
VA-DC-004-MMR-SW-02 | Te0/0/0/34 | 10G SFP+ | 10000 | up | Server NIC
VA-DC-004-MMR-SW-02 | Te0/0/0/35 | 10G SFP+ | 10000 | up | Server NIC
VA-DC-004-MMR-SW-02 | Te0/0/0/36 | 10G SFP+ | 10000 | up | Server NIC
VA-DC-004-MMR-SW-02 | Te0/0/0/37 | 10G SFP+ | 10000 | up | Server NIC
VA-DC-004-MMR-SW-02 | Te0/0/0/38 | 10G SFP+ | 10000 | up | Server NIC
VA-DC-004-MMR-SW-02 | Te0/0/0/39 | 10G SFP+ | 10000 | admin-down
VA-DC-004-MMR-SW-02 | Te0/0/0/40 | 10G SFP+ | 10000 | up | Server NIC
VA-DC-004-MMR-SW-02 | Te0/0/0/41 | 10G SFP+ | 10000 | up | Server NIC
VA-DC-004-MMR-SW-02 | Te0/0/0/42 | 10G SFP+ | 10000 | up | Server NIC
VA-DC-004-MMR-SW-02 | Te0/0/0/43 | 10G SFP+ | 10000 | up | Server NIC
VA-DC-004-MMR-SW-02 | Te0/0/0/44 | 10G SFP+ | 10000 | up | Server NIC
VA-DC-004-MMR-SW-02 | Te0/0/0/45 | 10G SFP+ | 10000 | up | Server NIC
VA-DC-004-MMR-SW-02 | Te0/0/0/46 | 10G SFP+ | 10000 | up | Server NIC
VA-DC-004-MMR-SW-02 | Te0/0/0/47 | 10G SFP+ | 10000 | up | Server NIC
VA-DC-004-MMR-SW-02 | Hu0/0/1/0 | 100G QSFP28 | 100000 | up | Uplink to VA-DC-004-AGG-R02 | QSFP28-100G-LR4
VA-DC-004-MMR-SW-02 | Hu0/0/1/1 | 100G QSFP28 | 100000 | up | Uplink to VA-DC-004-AGG-R01 | QSFP28-100G-LR4
VA-DC-004-MMR-SW-02 | Hu0/0/1/2 | 100G QSFP28 | 100000 | admin-down
VA-DC-004-MMR-SW-02 | Hu0/0/1/3 | 100G QSFP28 | 100000 | admin-down
VA-DC-004-MMR-SW-03 | Te0/0/0/0 | 10G SFP+ | 10000 | up | Access to VA-DC-004-TOR-002 | SFP-10G-LR
VA-DC-004-MMR-SW-03 | Te0/0/0/1 | 10G SFP+ | 10000 | admin-down
VA-DC-004-MMR-SW-03 | Te0/0/0/2 | 10G SFP+ | 10000 | admin-down
VA-DC-004-MMR-SW-03 | Te0/0/0/3 | 10G SFP+ | 10000 | reserved
VA-DC-004-MMR-SW-03 | Te0/0/0/4 | 10G SFP+ | 10000 | up | Server NIC
VA-DC-004-MMR-SW-03 | Te0/0/0/5 | 10G SFP+ | 10000 | admin-down
VA-DC-004-MMR-SW-03 | Te0/0/0/6 | 10G SFP+ | 10000 | up | Server NIC
VA-DC-004-MMR-SW-03 | Te0/0/0/7 | 10G SFP+ | 10000 | up | Server NIC
VA-DC-004-MMR-SW-03 | Te0/0/0/8 | 10G SFP+ | 10000 | up | Server NIC
VA-DC-004-MMR-SW-03 | Te0/0/0/9 | 10G SFP+ | 10000 | up | Server NIC
VA-DC-004-MMR-SW-03 | Te0/0/0/10 | 10G SFP+ | 10000 | up | Server NIC
VA-DC-004-MMR-SW-03 | Te0/0/0/11 | 10G SFP+ | 10000 | up | Server NIC
VA-DC-004-MMR-SW-03 | Te0/0/0/12 | 10G SFP+ | 10000 | up | Server NIC
VA-DC-004-MMR-SW-03 | Te0/0/0/13 | 10G SFP+ | 10000 | admin-down
VA-DC-004-MMR-SW-03 | Te0/0/0/14 | 10G SFP+ | 10000 | up | Server NIC
VA-DC-004-MMR-SW-03 | Te0/0/0/15 | 10G SFP+ | 10000 | admin-down
VA-DC-004-MMR-SW-03 | Te0/0/0/16 | 10G SFP+ | 10000 | admin-down
VA-DC-004-MMR-SW-03 | Te0/0/0/17 | 10G SFP+ | 10000 | up | Server NIC
VA-DC-004-MMR-SW-03 | Te0/0/0/18 | 10G SFP+ | 10000 | up | Server NIC
VA-DC-004-MMR-SW-03 | Te0/0/0/19 | 10G SFP+ | 10000 | up | Server NIC
VA-DC-004-MMR-SW-03 | Te0/0/0/20 | 10G SFP+ | 10000 | admin-down
VA-DC-004-MMR-SW-03 | Te0/0/0/21 | 10G SFP+ | 10000 | up | Server NIC
VA-DC-004-MMR-SW-03 | Te0/0/0/22 | 10G SFP+ | 10000 | reserved
VA-DC-004-MMR-SW-03 | Te0/0/0/23 | 10G SFP+ | 10000 | admin-down
VA-DC-004-MMR-SW-03 | Te0/0/0/24 | 10G SFP+ | 10000 | up | Server NIC
VA-DC-004-MMR-SW-03 | Te0/0/0/25 | 10G SFP+ | 10000 | admin-down
VA-DC-004-MMR-SW-03 | Te0/0/0/26 | 10G SFP+ | 10000 | up | Server NIC
VA-DC-004-MMR-SW-03 | Te0/0/0/27 | 10G SFP+ | 10000 | admin-down
VA-DC-004-MMR-SW-03 | Te0/0/0/28 | 10G SFP+ | 10000 | admin-down
VA-DC-004-MMR-SW-03 | Te0/0/0/29 | 10G SFP+ | 10000 | up | Server NIC
VA-DC-004-MMR-SW-03 | Te0/0/0/30 | 10G SFP+ | 10000 | up | Server NIC
VA-DC-004-MMR-SW-03 | Te0/0/0/31 | 10G SFP+ | 10000 | up | Server NIC
VA-DC-004-MMR-SW-03 | Te0/0/0/32 | 10G SFP+ | 10000 | up | Server NIC
VA-DC-004-MMR-SW-03 | Te0/0/0/33 | 10G SFP+ | 10000 | admin-down
VA-DC-004-MMR-SW-03 | Te0/0/0/34 | 10G SFP+ | 10000 | admin-down
VA-DC-004-MMR-SW-03 | Te0/0/0/35 | 10G SFP+ | 10000 | up | Server NIC
VA-DC-004-MMR-SW-03 | Te0/0/0/36 | 10G SFP+ | 10000 | up | Server NIC
VA-DC-004-MMR-SW-03 | Te0/0/0/37 | 10G SFP+ | 10000 | up | Server NIC
VA-DC-004-MMR-SW-03 | Te0/0/0/38 | 10G SFP+ | 10000 | up | Server NIC
VA-DC-004-MMR-SW-03 | Te0/0/0/39 | 10G SFP+ | 10000 | up | Server NIC
VA-DC-004-MMR-SW-03 | Te0/0/0/40 | 10G SFP+ | 10000 | up | Server NIC
VA-DC-004-MMR-SW-03 | Te0/0/0/41 | 10G SFP+ | 10000 | admin-down
VA-DC-004-MMR-SW-03 | Te0/0/0/42 | 10G SFP+ | 10000 | reserved
VA-DC-004-MMR-SW-03 | Te0/0/0/43 | 10G SFP+ | 10000 | admin-down
VA-DC-004-MMR-SW-03 | Te0/0/0/44 | 10G SFP+ | 10000 | up | Server NIC
VA-DC-004-MMR-SW-03 | Te0/0/0/45 | 10G SFP+ | 10000 | up | Server NIC
VA-DC-004-MMR-SW-03 | Te0/0/0/46 | 10G SFP+ | 10000 | reserved
VA-DC-004-MMR-SW-03 | Te0/0/0/47 | 10G SFP+ | 10000 | up | Server NIC
VA-DC-004-MMR-SW-03 | Hu0/0/1/0 | 100G QSFP28 | 100000 | up | Uplink to VA-DC-004-AGG-R01 | QSFP28-100G-LR4
VA-DC-004-MMR-SW-03 | Hu0/0/1/1 | 100G QSFP28 | 100000 | up | Uplink to VA-DC-004-AGG-R02 | QSFP28-100G-LR4
VA-DC-004-MMR-SW-03 | Hu0/0/1/2 | 100G QSFP28 | 100000 | admin-down
VA-DC-004-MMR-SW-03 | Hu0/0/1/3 | 100G QSFP28 | 100000 | admin-down
VA-DC-004-MMR-SW-04 | xe-0/0/0 | 10G SFP+ | 10000 | admin-down
VA-DC-004-MMR-SW-04 | xe-0/0/1 | 10G SFP+ | 10000 | admin-down
VA-DC-004-MMR-SW-04 | xe-0/0/2 | 10G SFP+ | 10000 | up | Server NIC
VA-DC-004-MMR-SW-04 | xe-0/0/3 | 10G SFP+ | 10000 | up | Server NIC
VA-DC-004-MMR-SW-04 | xe-0/0/4 | 10G SFP+ | 10000 | up | Server NIC
VA-DC-004-MMR-SW-04 | xe-0/0/5 | 10G SFP+ | 10000 | up | Server NIC
VA-DC-004-MMR-SW-04 | xe-0/0/6 | 10G SFP+ | 10000 | admin-down
VA-DC-004-MMR-SW-04 | xe-0/0/7 | 10G SFP+ | 10000 | admin-down
VA-DC-004-MMR-SW-04 | xe-0/0/8 | 10G SFP+ | 10000 | admin-down
VA-DC-004-MMR-SW-04 | xe-0/0/9 | 10G SFP+ | 10000 | admin-down
VA-DC-004-MMR-SW-04 | xe-0/0/10 | 10G SFP+ | 10000 | up | Server NIC
VA-DC-004-MMR-SW-04 | xe-0/0/11 | 10G SFP+ | 10000 | admin-down
VA-DC-004-MMR-SW-04 | xe-0/0/12 | 10G SFP+ | 10000 | up | Server NIC
VA-DC-004-MMR-SW-04 | xe-0/0/13 | 10G SFP+ | 10000 | up | Server NIC
VA-DC-004-MMR-SW-04 | xe-0/0/14 | 10G SFP+ | 10000 | up | Server NIC
VA-DC-004-MMR-SW-04 | xe-0/0/15 | 10G SFP+ | 10000 | up | Server NIC
VA-DC-004-MMR-SW-04 | xe-0/0/16 | 10G SFP+ | 10000 | up | Server NIC
VA-DC-004-MMR-SW-04 | xe-0/0/17 | 10G SFP+ | 10000 | up | Server NIC
VA-DC-004-MMR-SW-04 | xe-0/0/18 | 10G SFP+ | 10000 | admin-down
VA-DC-004-MMR-SW-04 | xe-0/0/19 | 10G SFP+ | 10000 | up | Server NIC
VA-DC-004-MMR-SW-04 | xe-0/0/20 | 10G SFP+ | 10000 | admin-down
VA-DC-004-MMR-SW-04 | xe-0/0/21 | 10G SFP+ | 10000 | up | Server NIC
VA-DC-004-MMR-SW-04 | xe-0/0/22 | 10G SFP+ | 10000 | admin-down
VA-DC-004-MMR-SW-04 | xe-0/0/23 | 10G SFP+ | 10000 | up | Server NIC
VA-DC-004-MMR-SW-04 | xe-0/0/24 | 10G SFP+ | 10000 | up | Server NIC
VA-DC-004-MMR-SW-04 | xe-0/0/25 | 10G SFP+ | 10000 | up | Server NIC
VA-DC-004-MMR-SW-04 | xe-0/0/26 | 10G SFP+ | 10000 | up | Server NIC
VA-DC-004-MMR-SW-04 | xe-0/0/27 | 10G SFP+ | 10000 | admin-down
VA-DC-004-MMR-SW-04 | xe-0/0/28 | 10G SFP+ | 10000 | admin-down
VA-DC-004-MMR-SW-04 | xe-0/0/29 | 10G SFP+ | 10000 | up | Server NIC
VA-DC-004-MMR-SW-04 | xe-0/0/30 | 10G SFP+ | 10000 | admin-down
VA-DC-004-MMR-SW-04 | xe-0/0/31 | 10G SFP+ | 10000 | up | Server NIC
VA-DC-004-MMR-SW-04 | xe-0/0/32 | 10G SFP+ | 10000 | admin-down
VA-DC-004-MMR-SW-04 | xe-0/0/33 | 10G SFP+ | 10000 | up | Server NIC
VA-DC-004-MMR-SW-04 | xe-0/0/34 | 10G SFP+ | 10000 | up | Server NIC
VA-DC-004-MMR-SW-04 | xe-0/0/35 | 10G SFP+ | 10000 | up | Server NIC
VA-DC-004-MMR-SW-04 | xe-0/0/36 | 10G SFP+ | 10000 | up | Server NIC
VA-DC-004-MMR-SW-04 | xe-0/0/37 | 10G SFP+ | 10000 | up | Server NIC
VA-DC-004-MMR-SW-04 | xe-0/0/38 | 10G SFP+ | 10000 | admin-down
VA-DC-004-MMR-SW-04 | xe-0/0/39 | 10G SFP+ | 10000 | up | Server NIC
VA-DC-004-MMR-SW-04 | xe-0/0/40 | 10G SFP+ | 10000 | up | Server NIC
VA-DC-004-MMR-SW-04 | xe-0/0/41 | 10G SFP+ | 10000 | admin-down
VA-DC-004-MMR-SW-04 | xe-0/0/42 | 10G SFP+ | 10000 | reserved
VA-DC-004-MMR-SW-04 | xe-0/0/43 | 10G SFP+ | 10000 | up | Server NIC
VA-DC-004-MMR-SW-04 | xe-0/0/44 | 10G SFP+ | 10000 | up | Server NIC
VA-DC-004-MMR-SW-04 | xe-0/0/45 | 10G SFP+ | 10000 | admin-down
VA-DC-004-MMR-SW-04 | xe-0/0/46 | 10G SFP+ | 10000 | admin-down
VA-DC-004-MMR-SW-04 | xe-0/0/47 | 10G SFP+ | 10000 | admin-down
VA-DC-004-MMR-SW-04 | et-0/1/0 | 100G QSFP28 | 100000 | up | Uplink to VA-DC-004-AGG-R02 | QSFP28-100G-LR4
VA-DC-004-MMR-SW-04 | et-0/1/1 | 100G QSFP28 | 100000 | up | Uplink to VA-DC-004-AGG-R01 | QSFP28-100G-LR4
VA-DC-004-MMR-SW-04 | et-0/1/2 | 100G QSFP28 | 100000 | admin-down
VA-DC-004-MMR-SW-04 | et-0/1/3 | 100G QSFP28 | 100000 | admin-down
VA-DC-004-TOR-001 | xe-0/0/0 | 10G SFP+ | 10000 | up | Access to VA-DC-004-MMR-SW-01 | SFP-10G-LR
VA-DC-004-TOR-001 | xe-0/0/1 | 10G SFP+ | 10000 | up | Access to VA-DC-004-MMR-SW-02 | SFP-10G-LR
VA-DC-004-TOR-001 | xe-0/0/2 | 10G SFP+ | 10000 | up | Server NIC
VA-DC-004-TOR-001 | xe-0/0/3 | 10G SFP+ | 10000 | up | Server NIC
VA-DC-004-TOR-001 | xe-0/0/4 | 10G SFP+ | 10000 | up | Server NIC
VA-DC-004-TOR-001 | xe-0/0/5 | 10G SFP+ | 10000 | admin-down
VA-DC-004-TOR-001 | xe-0/0/6 | 10G SFP+ | 10000 | up | Server NIC
VA-DC-004-TOR-001 | xe-0/0/7 | 10G SFP+ | 10000 | reserved
VA-DC-004-TOR-001 | xe-0/0/8 | 10G SFP+ | 10000 | up | Server NIC
VA-DC-004-TOR-001 | xe-0/0/9 | 10G SFP+ | 10000 | up | Server NIC
VA-DC-004-TOR-001 | xe-0/0/10 | 10G SFP+ | 10000 | up | Server NIC
VA-DC-004-TOR-001 | xe-0/0/11 | 10G SFP+ | 10000 | admin-down
VA-DC-004-TOR-001 | xe-0/0/12 | 10G SFP+ | 10000 | up | Server NIC
VA-DC-004-TOR-001 | xe-0/0/13 | 10G SFP+ | 10000 | admin-down
VA-DC-004-TOR-001 | xe-0/0/14 | 10G SFP+ | 10000 | admin-down
VA-DC-004-TOR-001 | xe-0/0/15 | 10G SFP+ | 10000 | admin-down
VA-DC-004-TOR-001 | xe-0/0/16 | 10G SFP+ | 10000 | admin-down
VA-DC-004-TOR-001 | xe-0/0/17 | 10G SFP+ | 10000 | up | Server NIC
VA-DC-004-TOR-001 | xe-0/0/18 | 10G SFP+ | 10000 | up | Server NIC
VA-DC-004-TOR-001 | xe-0/0/19 | 10G SFP+ | 10000 | up | Server NIC
VA-DC-004-TOR-001 | xe-0/0/20 | 10G SFP+ | 10000 | admin-down
VA-DC-004-TOR-001 | xe-0/0/21 | 10G SFP+ | 10000 | admin-down
VA-DC-004-TOR-001 | xe-0/0/22 | 10G SFP+ | 10000 | up | Server NIC
VA-DC-004-TOR-001 | xe-0/0/23 | 10G SFP+ | 10000 | admin-down
VA-DC-004-TOR-001 | et-0/1/0 | 100G QSFP28 | 100000 | admin-down
VA-DC-004-TOR-001 | et-0/1/1 | 100G QSFP28 | 100000 | admin-down
VA-DC-004-TOR-002 | Ethernet1 | 10G SFP+ | 10000 | up | Access to VA-DC-004-MMR-SW-02 | SFP-10G-LR
VA-DC-004-TOR-002 | Ethernet2 | 10G SFP+ | 10000 | up | Access to VA-DC-004-MMR-SW-03 | SFP-10G-LR
VA-DC-004-TOR-002 | Ethernet3 | 10G SFP+ | 10000 | reserved
VA-DC-004-TOR-002 | Ethernet4 | 10G SFP+ | 10000 | reserved
VA-DC-004-TOR-002 | Ethernet5 | 10G SFP+ | 10000 | admin-down
VA-DC-004-TOR-002 | Ethernet6 | 10G SFP+ | 10000 | up | Server NIC
VA-DC-004-TOR-002 | Ethernet7 | 10G SFP+ | 10000 | up | Server NIC
VA-DC-004-TOR-002 | Ethernet8 | 10G SFP+ | 10000 | admin-down
VA-DC-004-TOR-002 | Ethernet9 | 10G SFP+ | 10000 | admin-down
VA-DC-004-TOR-002 | Ethernet10 | 10G SFP+ | 10000 | up | Server NIC
VA-DC-004-TOR-002 | Ethernet11 | 10G SFP+ | 10000 | up | Server NIC
VA-DC-004-TOR-002 | Ethernet12 | 10G SFP+ | 10000 | up | Server NIC
VA-DC-004-TOR-002 | Ethernet13 | 10G SFP+ | 10000 | up | Server NIC
VA-DC-004-TOR-002 | Ethernet14 | 10G SFP+ | 10000 | up | Server NIC
VA-DC-004-TOR-002 | Ethernet15 | 10G SFP+ | 10000 | admin-down
VA-DC-004-TOR-002 | Ethernet16 | 10G SFP+ | 10000 | admin-down
VA-DC-004-TOR-002 | Ethernet17 | 10G SFP+ | 10000 | up | Server NIC
VA-DC-004-TOR-002 | Ethernet18 | 10G SFP+ | 10000 | up | Server NIC
VA-DC-004-TOR-002 | Ethernet19 | 10G SFP+ | 10000 | up | Server NIC
VA-DC-004-TOR-002 | Ethernet20 | 10G SFP+ | 10000 | reserved
VA-DC-004-TOR-002 | Ethernet21 | 10G SFP+ | 10000 | up | Server NIC
VA-DC-004-TOR-002 | Ethernet22 | 10G SFP+ | 10000 | admin-down
VA-DC-004-TOR-002 | Ethernet23 | 10G SFP+ | 10000 | up | Server NIC
VA-DC-004-TOR-002 | Ethernet24 | 10G SFP+ | 10000 | up | Server NIC
VA-DC-004-TOR-002 | Ethernet49/1 | 100G QSFP28 | 100000 | admin-down
VA-DC-004-TOR-002 | Ethernet49/2 | 100G QSFP28 | 100000 | admin-down
TX-DC-005-PE-T4-01 | xe-0/0/0 | 10G SFP+ | 10000 | admin-down
TX-DC-005-PE-T4-01 | xe-0/0/1 | 10G SFP+ | 10000 | up | Backhaul to CO-DC-015 | SFP-10G-LR
TX-DC-005-PE-T4-01 | xe-0/0/2 | 10G SFP+ | 10000 | up | Backhaul to IL-DC-009 | SFP-10G-LR
TX-DC-005-PE-T4-01 | xe-0/0/3 | 10G SFP+ | 10000 | up | Backhaul to TX-DC-022 | SFP-10G-LR
TX-DC-005-PE-T4-01 | xe-0/0/4 | 10G SFP+ | 10000 | up | Backhaul to UT-DC-019 | SFP-10G-LR
TX-DC-005-PE-T4-01 | xe-0/0/5 | 10G SFP+ | 10000 | up | Backhaul to VA-DC-004 | SFP-10G-LR
TX-DC-005-PE-T4-01 | xe-0/0/6 | 10G SFP+ | 10000 | up | Uplink to TX-DC-005-AGG-R01 | SFP-10G-LR
TX-DC-005-PE-T4-01 | xe-0/0/7 | 10G SFP+ | 10000 | admin-down
TX-DC-005-PE-T4-01 | xe-0/0/8 | 10G SFP+ | 10000 | admin-down
TX-DC-005-PE-T4-01 | xe-0/0/9 | 10G SFP+ | 10000 | admin-down
TX-DC-005-PE-T4-01 | xe-0/0/10 | 10G SFP+ | 10000 | admin-down
TX-DC-005-PE-T4-01 | xe-0/0/11 | 10G SFP+ | 10000 | admin-down
TX-DC-005-PE-T4-01 | et-0/1/0 | 100G QSFP28 | 100000 | up | Fabric to TX-DC-005-PE-T4-02 | QSFP28-100G-LR4
TX-DC-005-PE-T4-01 | et-0/1/1 | 100G QSFP28 | 100000 | up | Fabric to TX-DC-005-PE-T4-03 | QSFP28-100G-LR4
TX-DC-005-PE-T4-01 | et-0/1/2 | 100G QSFP28 | 100000 | up | Fabric to TX-DC-005-PE-T4-04 | QSFP28-100G-LR4
TX-DC-005-PE-T4-01 | et-0/1/3 | 100G QSFP28 | 100000 | admin-down
TX-DC-005-PE-T4-01 | ge-0/2/0 | 1G copper | 1000 | admin-down
TX-DC-005-PE-T4-01 | ge-0/2/1 | 1G copper | 1000 | admin-down
TX-DC-005-PE-T4-01 | ge-0/2/2 | 1G copper | 1000 | admin-down
TX-DC-005-PE-T4-01 | ge-0/2/3 | 1G copper | 1000 | admin-down
TX-DC-005-PE-T4-01 | ge-0/2/4 | 1G copper | 1000 | admin-down
TX-DC-005-PE-T4-01 | ge-0/2/5 | 1G copper | 1000 | admin-down
TX-DC-005-PE-T4-01 | ge-0/2/6 | 1G copper | 1000 | admin-down
TX-DC-005-PE-T4-01 | ge-0/2/7 | 1G copper | 1000 | admin-down
TX-DC-005-PE-T4-01 | ge-0/2/8 | 1G copper | 1000 | admin-down
TX-DC-005-PE-T4-01 | ge-0/2/9 | 1G copper | 1000 | admin-down
TX-DC-005-PE-T4-01 | ge-0/2/10 | 1G copper | 1000 | admin-down
TX-DC-005-PE-T4-01 | ge-0/2/11 | 1G copper | 1000 | admin-down
TX-DC-005-PE-T4-01 | ge-0/2/12 | 1G copper | 1000 | admin-down
TX-DC-005-PE-T4-01 | ge-0/2/13 | 1G copper | 1000 | admin-down
TX-DC-005-PE-T4-01 | ge-0/2/14 | 1G copper | 1000 | admin-down
TX-DC-005-PE-T4-01 | ge-0/2/15 | 1G copper | 1000 | admin-down
TX-DC-005-PE-T4-02 | xe-0/0/0 | 10G SFP+ | 10000 | admin-down
TX-DC-005-PE-T4-02 | xe-0/0/1 | 10G SFP+ | 10000 | up | Backhaul to VA-DC-003 | SFP-10G-LR
TX-DC-005-PE-T4-02 | xe-0/0/2 | 10G SFP+ | 10000 | up | Backhaul to IL-DC-009 | SFP-10G-LR
TX-DC-005-PE-T4-02 | xe-0/0/3 | 10G SFP+ | 10000 | up | Backhaul to IL-DC-009 | SFP-10G-LR
TX-DC-005-PE-T4-02 | xe-0/0/4 | 10G SFP+ | 10000 | up | Backhaul to VA-DC-003 | SFP-10G-LR
TX-DC-005-PE-T4-02 | xe-0/0/5 | 10G SFP+ | 10000 | up | Backhaul to TX-DC-006 | SFP-10G-LR
TX-DC-005-PE-T4-02 | xe-0/0/6 | 10G SFP+ | 10000 | up | Uplink to TX-DC-005-AGG-R01 | SFP-10G-LR
TX-DC-005-PE-T4-02 | xe-0/0/7 | 10G SFP+ | 10000 | up | Uplink to TX-DC-005-AGG-R02 | SFP-10G-LR
TX-DC-005-PE-T4-02 | xe-0/0/8 | 10G SFP+ | 10000 | admin-down
TX-DC-005-PE-T4-02 | xe-0/0/9 | 10G SFP+ | 10000 | admin-down
TX-DC-005-PE-T4-02 | xe-0/0/10 | 10G SFP+ | 10000 | admin-down
TX-DC-005-PE-T4-02 | xe-0/0/11 | 10G SFP+ | 10000 | admin-down
TX-DC-005-PE-T4-02 | et-0/1/0 | 100G QSFP28 | 100000 | up | Fabric to TX-DC-005-PE-T4-01 | QSFP28-100G-LR4
TX-DC-005-PE-T4-02 | et-0/1/1 | 100G QSFP28 | 100000 | up | Fabric to TX-DC-005-PE-T4-03 | QSFP28-100G-LR4
TX-DC-005-PE-T4-02 | et-0/1/2 | 100G QSFP28 | 100000 | up | Fabric to TX-DC-005-PE-T4-04 | QSFP28-100G-LR4
TX-DC-005-PE-T4-02 | et-0/1/3 | 100G QSFP28 | 100000 | admin-down
TX-DC-005-PE-T4-02 | ge-0/2/0 | 1G copper | 1000 | admin-down
TX-DC-005-PE-T4-02 | ge-0/2/1 | 1G copper | 1000 | admin-down
TX-DC-005-PE-T4-02 | ge-0/2/2 | 1G copper | 1000 | admin-down
TX-DC-005-PE-T4-02 | ge-0/2/3 | 1G copper | 1000 | admin-down
TX-DC-005-PE-T4-02 | ge-0/2/4 | 1G copper | 1000 | admin-down
TX-DC-005-PE-T4-02 | ge-0/2/5 | 1G copper | 1000 | admin-down
TX-DC-005-PE-T4-02 | ge-0/2/6 | 1G copper | 1000 | admin-down
TX-DC-005-PE-T4-02 | ge-0/2/7 | 1G copper | 1000 | admin-down
TX-DC-005-PE-T4-02 | ge-0/2/8 | 1G copper | 1000 | admin-down
TX-DC-005-PE-T4-02 | ge-0/2/9 | 1G copper | 1000 | admin-down
TX-DC-005-PE-T4-02 | ge-0/2/10 | 1G copper | 1000 | reserved
TX-DC-005-PE-T4-02 | ge-0/2/11 | 1G copper | 1000 | admin-down
TX-DC-005-PE-T4-02 | ge-0/2/12 | 1G copper | 1000 | admin-down
TX-DC-005-PE-T4-02 | ge-0/2/13 | 1G copper | 1000 | admin-down
TX-DC-005-PE-T4-02 | ge-0/2/14 | 1G copper | 1000 | admin-down
TX-DC-005-PE-T4-02 | ge-0/2/15 | 1G copper | 1000 | admin-down
TX-DC-005-PE-T4-03 | 1/1/c1 | 10G SFP+ | 10000 | admin-down
TX-DC-005-PE-T4-03 | 1/1/c2 | 10G SFP+ | 10000 | up | Backhaul to OH-DC-016 | SFP-10G-LR
TX-DC-005-PE-T4-03 | 1/1/c3 | 10G SFP+ | 10000 | up | Backhaul to GA-DC-011 | SFP-10G-LR
TX-DC-005-PE-T4-03 | 1/1/c4 | 10G SFP+ | 10000 | up | Backhaul to CA-DC-008 | SFP-10G-LR
TX-DC-005-PE-T4-03 | 1/1/c5 | 10G SFP+ | 10000 | up | Backhaul to NJ-DC-012 | SFP-10G-LR
TX-DC-005-PE-T4-03 | 1/1/c6 | 10G SFP+ | 10000 | up | Backhaul to TX-DC-006 | SFP-10G-LR
TX-DC-005-PE-T4-03 | 1/1/c7 | 10G SFP+ | 10000 | up | Uplink to TX-DC-005-AGG-R02 | SFP-10G-LR
TX-DC-005-PE-T4-03 | 1/1/c8 | 10G SFP+ | 10000 | up | Uplink to TX-DC-005-AGG-R03 | SFP-10G-LR
TX-DC-005-PE-T4-03 | 1/1/c9 | 10G SFP+ | 10000 | admin-down
TX-DC-005-PE-T4-03 | 1/1/c10 | 10G SFP+ | 10000 | admin-down
TX-DC-005-PE-T4-03 | 1/1/c11 | 10G SFP+ | 10000 | admin-down
TX-DC-005-PE-T4-03 | 1/1/c12 | 10G SFP+ | 10000 | admin-down
TX-DC-005-PE-T4-03 | 1/2/c1 | 100G QSFP28 | 100000 | up | Fabric to TX-DC-005-PE-T4-01 | QSFP28-100G-LR4
TX-DC-005-PE-T4-03 | 1/2/c2 | 100G QSFP28 | 100000 | up | Fabric to TX-DC-005-PE-T4-02 | QSFP28-100G-LR4
TX-DC-005-PE-T4-03 | 1/2/c3 | 100G QSFP28 | 100000 | up | Fabric to TX-DC-005-PE-T4-04 | QSFP28-100G-LR4
TX-DC-005-PE-T4-03 | 1/2/c4 | 100G QSFP28 | 100000 | admin-down
TX-DC-005-PE-T4-03 | 1/3/1 | 1G copper | 1000 | admin-down
TX-DC-005-PE-T4-03 | 1/3/2 | 1G copper | 1000 | admin-down
TX-DC-005-PE-T4-03 | 1/3/3 | 1G copper | 1000 | admin-down
TX-DC-005-PE-T4-03 | 1/3/4 | 1G copper | 1000 | admin-down
TX-DC-005-PE-T4-03 | 1/3/5 | 1G copper | 1000 | admin-down
TX-DC-005-PE-T4-03 | 1/3/6 | 1G copper | 1000 | admin-down
TX-DC-005-PE-T4-03 | 1/3/7 | 1G copper | 1000 | admin-down
TX-DC-005-PE-T4-03 | 1/3/8 | 1G copper | 1000 | admin-down
TX-DC-005-PE-T4-03 | 1/3/9 | 1G copper | 1000 | admin-down
TX-DC-005-PE-T4-03 | 1/3/10 | 1G copper | 1000 | admin-down
TX-DC-005-PE-T4-03 | 1/3/11 | 1G copper | 1000 | admin-down
TX-DC-005-PE-T4-03 | 1/3/12 | 1G copper | 1000 | reserved
TX-DC-005-PE-T4-03 | 1/3/13 | 1G copper | 1000 | admin-down
TX-DC-005-PE-T4-03 | 1/3/14 | 1G copper | 1000 | admin-down
TX-DC-005-PE-T4-03 | 1/3/15 | 1G copper | 1000 | admin-down
TX-DC-005-PE-T4-03 | 1/3/16 | 1G copper | 1000 | admin-down
TX-DC-005-PE-T4-04 | 1/1/c1 | 10G SFP+ | 10000 | admin-down
TX-DC-005-PE-T4-04 | 1/1/c2 | 10G SFP+ | 10000 | up | Backhaul to WA-DC-024 | SFP-10G-LR
TX-DC-005-PE-T4-04 | 1/1/c3 | 10G SFP+ | 10000 | up | Backhaul to OH-DC-017 | SFP-10G-LR
TX-DC-005-PE-T4-04 | 1/1/c4 | 10G SFP+ | 10000 | up | Backhaul to OH-DC-017 | SFP-10G-LR
TX-DC-005-PE-T4-04 | 1/1/c5 | 10G SFP+ | 10000 | up | Backhaul to OR-DC-014 | SFP-10G-LR
TX-DC-005-PE-T4-04 | 1/1/c6 | 10G SFP+ | 10000 | up | Backhaul to GA-DC-011 | SFP-10G-LR
TX-DC-005-PE-T4-04 | 1/1/c7 | 10G SFP+ | 10000 | up | Uplink to TX-DC-005-AGG-R03 | SFP-10G-LR
TX-DC-005-PE-T4-04 | 1/1/c8 | 10G SFP+ | 10000 | admin-down
TX-DC-005-PE-T4-04 | 1/1/c9 | 10G SFP+ | 10000 | admin-down
TX-DC-005-PE-T4-04 | 1/1/c10 | 10G SFP+ | 10000 | admin-down
TX-DC-005-PE-T4-04 | 1/1/c11 | 10G SFP+ | 10000 | admin-down
TX-DC-005-PE-T4-04 | 1/1/c12 | 10G SFP+ | 10000 | admin-down
TX-DC-005-PE-T4-04 | 1/2/c1 | 100G QSFP28 | 100000 | up | Fabric to TX-DC-005-PE-T4-01 | QSFP28-100G-LR4
TX-DC-005-PE-T4-04 | 1/2/c2 | 100G QSFP28 | 100000 | up | Fabric to TX-DC-005-PE-T4-02 | QSFP28-100G-LR4
TX-DC-005-PE-T4-04 | 1/2/c3 | 100G QSFP28 | 100000 | up | Fabric to TX-DC-005-PE-T4-03 | QSFP28-100G-LR4
TX-DC-005-PE-T4-04 | 1/2/c4 | 100G QSFP28 | 100000 | admin-down
TX-DC-005-PE-T4-04 | 1/3/1 | 1G copper | 1000 | admin-down
TX-DC-005-PE-T4-04 | 1/3/2 | 1G copper | 1000 | reserved
TX-DC-005-PE-T4-04 | 1/3/3 | 1G copper | 1000 | reserved
TX-DC-005-PE-T4-04 | 1/3/4 | 1G copper | 1000 | admin-down
TX-DC-005-PE-T4-04 | 1/3/5 | 1G copper | 1000 | reserved
TX-DC-005-PE-T4-04 | 1/3/6 | 1G copper | 1000 | admin-down
TX-DC-005-PE-T4-04 | 1/3/7 | 1G copper | 1000 | admin-down
TX-DC-005-PE-T4-04 | 1/3/8 | 1G copper | 1000 | admin-down
TX-DC-005-PE-T4-04 | 1/3/9 | 1G copper | 1000 | admin-down
TX-DC-005-PE-T4-04 | 1/3/10 | 1G copper | 1000 | admin-down
TX-DC-005-PE-T4-04 | 1/3/11 | 1G copper | 1000 | admin-down
TX-DC-005-PE-T4-04 | 1/3/12 | 1G copper | 1000 | admin-down
TX-DC-005-PE-T4-04 | 1/3/13 | 1G copper | 1000 | admin-down
TX-DC-005-PE-T4-04 | 1/3/14 | 1G copper | 1000 | admin-down
TX-DC-005-PE-T4-04 | 1/3/15 | 1G copper | 1000 | admin-down
TX-DC-005-PE-T4-04 | 1/3/16 | 1G copper | 1000 | admin-down
TX-DC-005-FW-01 | port1 | 10G SFP+ | 10000 | up | Uplink to TX-DC-005-AGG-R01 | SFP-10G-LR
TX-DC-005-FW-01 | port2 | 10G SFP+ | 10000 | up | Uplink to TX-DC-005-AGG-R02 | SFP-10G-LR
TX-DC-005-FW-01 | port3 | 10G SFP+ | 10000 | admin-down
TX-DC-005-FW-01 | port4 | 10G SFP+ | 10000 | reserved
TX-DC-005-FW-01 | port5 | 10G SFP+ | 10000 | admin-down
TX-DC-005-FW-01 | port6 | 10G SFP+ | 10000 | admin-down
TX-DC-005-FW-01 | port7 | 10G SFP+ | 10000 | admin-down
TX-DC-005-FW-01 | port8 | 10G SFP+ | 10000 | admin-down
TX-DC-005-OLA-01 | 1/2/c1 | 100G QSFP28 | 100000 | up | Uplink to TX-DC-005-AGG-R01 | QSFP28-100G-LR4
TX-DC-005-OLA-01 | 1/2/c2 | 100G QSFP28 | 100000 | admin-down
TX-DC-005-OLA-01 | 1/2/c3 | 100G QSFP28 | 100000 | admin-down
TX-DC-005-OLA-01 | 1/2/c4 | 100G QSFP28 | 100000 | admin-down
TX-DC-005-OLA-01 | 1/2/c5 | 100G QSFP28 | 100000 | admin-down
TX-DC-005-OLA-01 | 1/2/c6 | 100G QSFP28 | 100000 | admin-down
TX-DC-005-OLA-01 | 1/2/c7 | 100G QSFP28 | 100000 | admin-down
TX-DC-005-OLA-01 | 1/2/c8 | 100G QSFP28 | 100000 | admin-down
TX-DC-005-OLA-02 | 1/2/c1 | 100G QSFP28 | 100000 | up | Uplink to TX-DC-005-AGG-R02 | QSFP28-100G-LR4
TX-DC-005-OLA-02 | 1/2/c2 | 100G QSFP28 | 100000 | admin-down
TX-DC-005-OLA-02 | 1/2/c3 | 100G QSFP28 | 100000 | admin-down
TX-DC-005-OLA-02 | 1/2/c4 | 100G QSFP28 | 100000 | admin-down
TX-DC-005-OLA-02 | 1/2/c5 | 100G QSFP28 | 100000 | admin-down
TX-DC-005-OLA-02 | 1/2/c6 | 100G QSFP28 | 100000 | admin-down
TX-DC-005-OLA-02 | 1/2/c7 | 100G QSFP28 | 100000 | admin-down
TX-DC-005-OLA-02 | 1/2/c8 | 100G QSFP28 | 100000 | admin-down
TX-DC-005-AGG-R01 | xe-0/0/0 | 10G SFP+ | 10000 | up | Uplink to TX-DC-005-FW-01 | SFP-10G-LR
TX-DC-005-AGG-R01 | xe-0/0/1 | 10G SFP+ | 10000 | up | Uplink to TX-DC-005-MMR-SW-01 | SFP-10G-LR
TX-DC-005-AGG-R01 | xe-0/0/2 | 10G SFP+ | 10000 | up | Uplink to TX-DC-005-MMR-SW-01 | SFP-10G-LR
TX-DC-005-AGG-R01 | xe-0/0/3 | 10G SFP+ | 10000 | up | Uplink to TX-DC-005-MMR-SW-04 | SFP-10G-LR
TX-DC-005-AGG-R01 | xe-0/0/4 | 10G SFP+ | 10000 | up | Uplink to TX-DC-005-MMR-SW-04 | SFP-10G-LR
TX-DC-005-AGG-R01 | xe-0/0/5 | 10G SFP+ | 10000 | up | Uplink to TX-DC-005-MMR-SW-07 | SFP-10G-LR
TX-DC-005-AGG-R01 | xe-0/0/6 | 10G SFP+ | 10000 | up | Uplink to TX-DC-005-MMR-SW-07 | SFP-10G-LR
TX-DC-005-AGG-R01 | xe-0/0/7 | 10G SFP+ | 10000 | reserved
TX-DC-005-AGG-R01 | xe-0/0/8 | 10G SFP+ | 10000 | admin-down
TX-DC-005-AGG-R01 | xe-0/0/9 | 10G SFP+ | 10000 | admin-down
TX-DC-005-AGG-R01 | xe-0/0/10 | 10G SFP+ | 10000 | admin-down
TX-DC-005-AGG-R01 | xe-0/0/11 | 10G SFP+ | 10000 | admin-down
TX-DC-005-AGG-R01 | xe-0/0/12 | 10G SFP+ | 10000 | admin-down
TX-DC-005-AGG-R01 | xe-0/0/13 | 10G SFP+ | 10000 | admin-down
TX-DC-005-AGG-R01 | xe-0/0/14 | 10G SFP+ | 10000 | admin-down
TX-DC-005-AGG-R01 | xe-0/0/15 | 10G SFP+ | 10000 | admin-down
TX-DC-005-AGG-R01 | et-0/1/0 | 100G QSFP28 | 100000 | up | Uplink to TX-DC-005-PE-T4-01 | QSFP28-100G-LR4
TX-DC-005-AGG-R01 | et-0/1/1 | 100G QSFP28 | 100000 | up | Uplink to TX-DC-005-PE-T4-02 | QSFP28-100G-LR4
TX-DC-005-AGG-R01 | et-0/1/2 | 100G QSFP28 | 100000 | up | Uplink to TX-DC-005-OLA-01 | QSFP28-100G-LR4
TX-DC-005-AGG-R01 | et-0/1/3 | 100G QSFP28 | 100000 | admin-down
TX-DC-005-AGG-R01 | et-0/1/4 | 100G QSFP28 | 100000 | admin-down
TX-DC-005-AGG-R01 | et-0/1/5 | 100G QSFP28 | 100000 | admin-down
TX-DC-005-AGG-R01 | et-0/1/6 | 100G QSFP28 | 100000 | reserved
TX-DC-005-AGG-R01 | et-0/1/7 | 100G QSFP28 | 100000 | admin-down
TX-DC-005-AGG-R02 | xe-0/0/0 | 10G SFP+ | 10000 | up | Uplink to TX-DC-005-FW-01 | SFP-10G-LR
TX-DC-005-AGG-R02 | xe-0/0/1 | 10G SFP+ | 10000 | up | Uplink to TX-DC-005-MMR-SW-02 | SFP-10G-LR
TX-DC-005-AGG-R02 | xe-0/0/2 | 10G SFP+ | 10000 | up | Uplink to TX-DC-005-MMR-SW-02 | SFP-10G-LR
TX-DC-005-AGG-R02 | xe-0/0/3 | 10G SFP+ | 10000 | up | Uplink to TX-DC-005-MMR-SW-05 | SFP-10G-LR
TX-DC-005-AGG-R02 | xe-0/0/4 | 10G SFP+ | 10000 | up | Uplink to TX-DC-005-MMR-SW-05 | SFP-10G-LR
TX-DC-005-AGG-R02 | xe-0/0/5 | 10G SFP+ | 10000 | admin-down
TX-DC-005-AGG-R02 | xe-0/0/6 | 10G SFP+ | 10000 | admin-down
TX-DC-005-AGG-R02 | xe-0/0/7 | 10G SFP+ | 10000 | admin-down
TX-DC-005-AGG-R02 | xe-0/0/8 | 10G SFP+ | 10000 | admin-down
TX-DC-005-AGG-R02 | xe-0/0/9 | 10G SFP+ | 10000 | admin-down
TX-DC-005-AGG-R02 | xe-0/0/10 | 10G SFP+ | 10000 | admin-down
TX-DC-005-AGG-R02 | xe-0/0/11 | 10G SFP+ | 10000 | admin-down
TX-DC-005-AGG-R02 | xe-0/0/12 | 10G SFP+ | 10000 | admin-down
TX-DC-005-AGG-R02 | xe-0/0/13 | 10G SFP+ | 10000 | admin-down
TX-DC-005-AGG-R02 | xe-0/0/14 | 10G SFP+ | 10000 | admin-down
TX-DC-005-AGG-R02 | xe-0/0/15 | 10G SFP+ | 10000 | admin-down
TX-DC-005-AGG-R02 | et-0/1/0 | 100G QSFP28 | 100000 | up | Uplink to TX-DC-005-PE-T4-02 | QSFP28-100G-LR4
TX-DC-005-AGG-R02 | et-0/1/1 | 100G QSFP28 | 100000 | up | Uplink to TX-DC-005-PE-T4-03 | QSFP28-100G-LR4
TX-DC-005-AGG-R02 | et-0/1/2 | 100G QSFP28 | 100000 | up | Uplink to TX-DC-005-OLA-02 | QSFP28-100G-LR4
TX-DC-005-AGG-R02 | et-0/1/3 | 100G QSFP28 | 100000 | admin-down
TX-DC-005-AGG-R02 | et-0/1/4 | 100G QSFP28 | 100000 | admin-down
TX-DC-005-AGG-R02 | et-0/1/5 | 100G QSFP28 | 100000 | admin-down
TX-DC-005-AGG-R02 | et-0/1/6 | 100G QSFP28 | 100000 | admin-down
TX-DC-005-AGG-R02 | et-0/1/7 | 100G QSFP28 | 100000 | admin-down
TX-DC-005-AGG-R03 | xe-0/0/0 | 10G SFP+ | 10000 | up | Uplink to TX-DC-005-MMR-SW-03 | SFP-10G-LR
TX-DC-005-AGG-R03 | xe-0/0/1 | 10G SFP+ | 10000 | up | Uplink to TX-DC-005-MMR-SW-03 | SFP-10G-LR
TX-DC-005-AGG-R03 | xe-0/0/2 | 10G SFP+ | 10000 | up | Uplink to TX-DC-005-MMR-SW-06 | SFP-10G-LR
TX-DC-005-AGG-R03 | xe-0/0/3 | 10G SFP+ | 10000 | up | Uplink to TX-DC-005-MMR-SW-06 | SFP-10G-LR
TX-DC-005-AGG-R03 | xe-0/0/4 | 10G SFP+ | 10000 | reserved
TX-DC-005-AGG-R03 | xe-0/0/5 | 10G SFP+ | 10000 | admin-down
TX-DC-005-AGG-R03 | xe-0/0/6 | 10G SFP+ | 10000 | reserved
TX-DC-005-AGG-R03 | xe-0/0/7 | 10G SFP+ | 10000 | admin-down
TX-DC-005-AGG-R03 | xe-0/0/8 | 10G SFP+ | 10000 | admin-down
TX-DC-005-AGG-R03 | xe-0/0/9 | 10G SFP+ | 10000 | admin-down
TX-DC-005-AGG-R03 | xe-0/0/10 | 10G SFP+ | 10000 | admin-down
TX-DC-005-AGG-R03 | xe-0/0/11 | 10G SFP+ | 10000 | admin-down
TX-DC-005-AGG-R03 | xe-0/0/12 | 10G SFP+ | 10000 | admin-down
TX-DC-005-AGG-R03 | xe-0/0/13 | 10G SFP+ | 10000 | admin-down
TX-DC-005-AGG-R03 | xe-0/0/14 | 10G SFP+ | 10000 | admin-down
TX-DC-005-AGG-R03 | xe-0/0/15 | 10G SFP+ | 10000 | admin-down
TX-DC-005-AGG-R03 | et-0/1/0 | 100G QSFP28 | 100000 | up | Uplink to TX-DC-005-PE-T4-03 | QSFP28-100G-LR4
TX-DC-005-AGG-R03 | et-0/1/1 | 100G QSFP28 | 100000 | up | Uplink to TX-DC-005-PE-T4-04 | QSFP28-100G-LR4
TX-DC-005-AGG-R03 | et-0/1/2 | 100G QSFP28 | 100000 | reserved
TX-DC-005-AGG-R03 | et-0/1/3 | 100G QSFP28 | 100000 | admin-down
TX-DC-005-AGG-R03 | et-0/1/4 | 100G QSFP28 | 100000 | admin-down
TX-DC-005-AGG-R03 | et-0/1/5 | 100G QSFP28 | 100000 | admin-down
TX-DC-005-AGG-R03 | et-0/1/6 | 100G QSFP28 | 100000 | admin-down
TX-DC-005-AGG-R03 | et-0/1/7 | 100G QSFP28 | 100000 | admin-down
TX-DC-005-MMR-SW-01 | Te0/0/0/0 | 10G SFP+ | 10000 | up | Access to TX-DC-005-TOR-001 | SFP-10G-LR
TX-DC-005-MMR-SW-01 | Te0/0/0/1 | 10G SFP+ | 10000 | up | Server NIC
TX-DC-005-MMR-SW-01 | Te0/0/0/2 | 10G SFP+ | 10000 | up | Server NIC
TX-DC-005-MMR-SW-01 | Te0/0/0/3 | 10G SFP+ | 10000 | admin-down
TX-DC-005-MMR-SW-01 | Te0/0/0/4 | 10G SFP+ | 10000 | admin-down
TX-DC-005-MMR-SW-01 | Te0/0/0/5 | 10G SFP+ | 10000 | up | Server NIC
TX-DC-005-MMR-SW-01 | Te0/0/0/6 | 10G SFP+ | 10000 | up | Server NIC
TX-DC-005-MMR-SW-01 | Te0/0/0/7 | 10G SFP+ | 10000 | up | Server NIC
TX-DC-005-MMR-SW-01 | Te0/0/0/8 | 10G SFP+ | 10000 | reserved
TX-DC-005-MMR-SW-01 | Te0/0/0/9 | 10G SFP+ | 10000 | up | Server NIC
TX-DC-005-MMR-SW-01 | Te0/0/0/10 | 10G SFP+ | 10000 | admin-down
TX-DC-005-MMR-SW-01 | Te0/0/0/11 | 10G SFP+ | 10000 | admin-down
TX-DC-005-MMR-SW-01 | Te0/0/0/12 | 10G SFP+ | 10000 | up | Server NIC
TX-DC-005-MMR-SW-01 | Te0/0/0/13 | 10G SFP+ | 10000 | admin-down
TX-DC-005-MMR-SW-01 | Te0/0/0/14 | 10G SFP+ | 10000 | admin-down
TX-DC-005-MMR-SW-01 | Te0/0/0/15 | 10G SFP+ | 10000 | up | Server NIC
TX-DC-005-MMR-SW-01 | Te0/0/0/16 | 10G SFP+ | 10000 | up | Server NIC
TX-DC-005-MMR-SW-01 | Te0/0/0/17 | 10G SFP+ | 10000 | admin-down
TX-DC-005-MMR-SW-01 | Te0/0/0/18 | 10G SFP+ | 10000 | up | Server NIC
TX-DC-005-MMR-SW-01 | Te0/0/0/19 | 10G SFP+ | 10000 | admin-down
TX-DC-005-MMR-SW-01 | Te0/0/0/20 | 10G SFP+ | 10000 | up | Server NIC
TX-DC-005-MMR-SW-01 | Te0/0/0/21 | 10G SFP+ | 10000 | up | Server NIC
TX-DC-005-MMR-SW-01 | Te0/0/0/22 | 10G SFP+ | 10000 | up | Server NIC
TX-DC-005-MMR-SW-01 | Te0/0/0/23 | 10G SFP+ | 10000 | admin-down
TX-DC-005-MMR-SW-01 | Te0/0/0/24 | 10G SFP+ | 10000 | up | Server NIC
TX-DC-005-MMR-SW-01 | Te0/0/0/25 | 10G SFP+ | 10000 | up | Server NIC
TX-DC-005-MMR-SW-01 | Te0/0/0/26 | 10G SFP+ | 10000 | up | Server NIC
TX-DC-005-MMR-SW-01 | Te0/0/0/27 | 10G SFP+ | 10000 | up | Server NIC
TX-DC-005-MMR-SW-01 | Te0/0/0/28 | 10G SFP+ | 10000 | up | Server NIC
TX-DC-005-MMR-SW-01 | Te0/0/0/29 | 10G SFP+ | 10000 | up | Server NIC
TX-DC-005-MMR-SW-01 | Te0/0/0/30 | 10G SFP+ | 10000 | up | Server NIC
TX-DC-005-MMR-SW-01 | Te0/0/0/31 | 10G SFP+ | 10000 | admin-down
TX-DC-005-MMR-SW-01 | Te0/0/0/32 | 10G SFP+ | 10000 | admin-down
TX-DC-005-MMR-SW-01 | Te0/0/0/33 | 10G SFP+ | 10000 | admin-down
TX-DC-005-MMR-SW-01 | Te0/0/0/34 | 10G SFP+ | 10000 | admin-down
TX-DC-005-MMR-SW-01 | Te0/0/0/35 | 10G SFP+ | 10000 | up | Server NIC
TX-DC-005-MMR-SW-01 | Te0/0/0/36 | 10G SFP+ | 10000 | admin-down
TX-DC-005-MMR-SW-01 | Te0/0/0/37 | 10G SFP+ | 10000 | admin-down
TX-DC-005-MMR-SW-01 | Te0/0/0/38 | 10G SFP+ | 10000 | reserved
TX-DC-005-MMR-SW-01 | Te0/0/0/39 | 10G SFP+ | 10000 | admin-down
TX-DC-005-MMR-SW-01 | Te0/0/0/40 | 10G SFP+ | 10000 | admin-down
TX-DC-005-MMR-SW-01 | Te0/0/0/41 | 10G SFP+ | 10000 | up | Server NIC
TX-DC-005-MMR-SW-01 | Te0/0/0/42 | 10G SFP+ | 10000 | up | Server NIC
TX-DC-005-MMR-SW-01 | Te0/0/0/43 | 10G SFP+ | 10000 | admin-down
TX-DC-005-MMR-SW-01 | Te0/0/0/44 | 10G SFP+ | 10000 | up | Server NIC
TX-DC-005-MMR-SW-01 | Te0/0/0/45 | 10G SFP+ | 10000 | up | Server NIC
TX-DC-005-MMR-SW-01 | Te0/0/0/46 | 10G SFP+ | 10000 | up | Server NIC
TX-DC-005-MMR-SW-01 | Te0/0/0/47 | 10G SFP+ | 10000 | admin-down
TX-DC-005-MMR-SW-01 | Hu0/0/1/0 | 100G QSFP28 | 100000 | up | Uplink to TX-DC-005-AGG-R01 | QSFP28-100G-LR4
TX-DC-005-MMR-SW-01 | Hu0/0/1/1 | 100G QSFP28 | 100000 | up | Uplink to TX-DC-005-AGG-R01 | QSFP28-100G-LR4
TX-DC-005-MMR-SW-01 | Hu0/0/1/2 | 100G QSFP28 | 100000 | admin-down
TX-DC-005-MMR-SW-01 | Hu0/0/1/3 | 100G QSFP28 | 100000 | admin-down
TX-DC-005-MMR-SW-02 | Ethernet1 | 10G SFP+ | 10000 | up | Access to TX-DC-005-TOR-001 | SFP-10G-LR
TX-DC-005-MMR-SW-02 | Ethernet2 | 10G SFP+ | 10000 | up | Access to TX-DC-005-TOR-002 | SFP-10G-LR
TX-DC-005-MMR-SW-02 | Ethernet3 | 10G SFP+ | 10000 | admin-down
TX-DC-005-MMR-SW-02 | Ethernet4 | 10G SFP+ | 10000 | admin-down
TX-DC-005-MMR-SW-02 | Ethernet5 | 10G SFP+ | 10000 | up | Server NIC
TX-DC-005-MMR-SW-02 | Ethernet6 | 10G SFP+ | 10000 | up | Server NIC
TX-DC-005-MMR-SW-02 | Ethernet7 | 10G SFP+ | 10000 | up | Server NIC
TX-DC-005-MMR-SW-02 | Ethernet8 | 10G SFP+ | 10000 | up | Server NIC
TX-DC-005-MMR-SW-02 | Ethernet9 | 10G SFP+ | 10000 | admin-down
TX-DC-005-MMR-SW-02 | Ethernet10 | 10G SFP+ | 10000 | up | Server NIC
TX-DC-005-MMR-SW-02 | Ethernet11 | 10G SFP+ | 10000 | reserved
TX-DC-005-MMR-SW-02 | Ethernet12 | 10G SFP+ | 10000 | up | Server NIC
TX-DC-005-MMR-SW-02 | Ethernet13 | 10G SFP+ | 10000 | admin-down
TX-DC-005-MMR-SW-02 | Ethernet14 | 10G SFP+ | 10000 | up | Server NIC
TX-DC-005-MMR-SW-02 | Ethernet15 | 10G SFP+ | 10000 | up | Server NIC
TX-DC-005-MMR-SW-02 | Ethernet16 | 10G SFP+ | 10000 | up | Server NIC
TX-DC-005-MMR-SW-02 | Ethernet17 | 10G SFP+ | 10000 | up | Server NIC
TX-DC-005-MMR-SW-02 | Ethernet18 | 10G SFP+ | 10000 | up | Server NIC
TX-DC-005-MMR-SW-02 | Ethernet19 | 10G SFP+ | 10000 | admin-down
TX-DC-005-MMR-SW-02 | Ethernet20 | 10G SFP+ | 10000 | up | Server NIC
TX-DC-005-MMR-SW-02 | Ethernet21 | 10G SFP+ | 10000 | up | Server NIC
TX-DC-005-MMR-SW-02 | Ethernet22 | 10G SFP+ | 10000 | admin-down
TX-DC-005-MMR-SW-02 | Ethernet23 | 10G SFP+ | 10000 | up | Server NIC
TX-DC-005-MMR-SW-02 | Ethernet24 | 10G SFP+ | 10000 | up | Server NIC
TX-DC-005-MMR-SW-02 | Ethernet25 | 10G SFP+ | 10000 | up | Server NIC
TX-DC-005-MMR-SW-02 | Ethernet26 | 10G SFP+ | 10000 | up | Server NIC
TX-DC-005-MMR-SW-02 | Ethernet27 | 10G SFP+ | 10000 | up | Server NIC
TX-DC-005-MMR-SW-02 | Ethernet28 | 10G SFP+ | 10000 | admin-down
TX-DC-005-MMR-SW-02 | Ethernet29 | 10G SFP+ | 10000 | admin-down
TX-DC-005-MMR-SW-02 | Ethernet30 | 10G SFP+ | 10000 | admin-down
TX-DC-005-MMR-SW-02 | Ethernet31 | 10G SFP+ | 10000 | up | Server NIC
TX-DC-005-MMR-SW-02 | Ethernet32 | 10G SFP+ | 10000 | up | Server NIC
TX-DC-005-MMR-SW-02 | Ethernet33 | 10G SFP+ | 10000 | up | Server NIC
TX-DC-005-MMR-SW-02 | Ethernet34 | 10G SFP+ | 10000 | admin-down
TX-DC-005-MMR-SW-02 | Ethernet35 | 10G SFP+ | 10000 | up | Server NIC
TX-DC-005-MMR-SW-02 | Ethernet36 | 10G SFP+ | 10000 | reserved
TX-DC-005-MMR-SW-02 | Ethernet37 | 10G SFP+ | 10000 | admin-down
TX-DC-005-MMR-SW-02 | Ethernet38 | 10G SFP+ | 10000 | up | Server NIC
TX-DC-005-MMR-SW-02 | Ethernet39 | 10G SFP+ | 10000 | up | Server NIC
TX-DC-005-MMR-SW-02 | Ethernet40 | 10G SFP+ | 10000 | up | Server NIC
TX-DC-005-MMR-SW-02 | Ethernet41 | 10G SFP+ | 10000 | admin-down
TX-DC-005-MMR-SW-02 | Ethernet42 | 10G SFP+ | 10000 | up | Server NIC
TX-DC-005-MMR-SW-02 | Ethernet43 | 10G SFP+ | 10000 | up | Server NIC
TX-DC-005-MMR-SW-02 | Ethernet44 | 10G SFP+ | 10000 | admin-down
TX-DC-005-MMR-SW-02 | Ethernet45 | 10G SFP+ | 10000 | up | Server NIC
TX-DC-005-MMR-SW-02 | Ethernet46 | 10G SFP+ | 10000 | up | Server NIC
TX-DC-005-MMR-SW-02 | Ethernet47 | 10G SFP+ | 10000 | up | Server NIC
TX-DC-005-MMR-SW-02 | Ethernet48 | 10G SFP+ | 10000 | admin-down
TX-DC-005-MMR-SW-02 | Ethernet49/1 | 100G QSFP28 | 100000 | up | Uplink to TX-DC-005-AGG-R02 | QSFP28-100G-LR4
TX-DC-005-MMR-SW-02 | Ethernet49/2 | 100G QSFP28 | 100000 | up | Uplink to TX-DC-005-AGG-R02 | QSFP28-100G-LR4
TX-DC-005-MMR-SW-02 | Ethernet49/3 | 100G QSFP28 | 100000 | admin-down
TX-DC-005-MMR-SW-02 | Ethernet49/4 | 100G QSFP28 | 100000 | admin-down
TX-DC-005-MMR-SW-03 | Ethernet1 | 10G SFP+ | 10000 | up | Access to TX-DC-005-TOR-002 | SFP-10G-LR
TX-DC-005-MMR-SW-03 | Ethernet2 | 10G SFP+ | 10000 | up | Access to TX-DC-005-TOR-003 | SFP-10G-LR
TX-DC-005-MMR-SW-03 | Ethernet3 | 10G SFP+ | 10000 | admin-down
TX-DC-005-MMR-SW-03 | Ethernet4 | 10G SFP+ | 10000 | admin-down
TX-DC-005-MMR-SW-03 | Ethernet5 | 10G SFP+ | 10000 | up | Server NIC
TX-DC-005-MMR-SW-03 | Ethernet6 | 10G SFP+ | 10000 | up | Server NIC
TX-DC-005-MMR-SW-03 | Ethernet7 | 10G SFP+ | 10000 | admin-down
TX-DC-005-MMR-SW-03 | Ethernet8 | 10G SFP+ | 10000 | up | Server NIC
TX-DC-005-MMR-SW-03 | Ethernet9 | 10G SFP+ | 10000 | up | Server NIC
TX-DC-005-MMR-SW-03 | Ethernet10 | 10G SFP+ | 10000 | up | Server NIC
TX-DC-005-MMR-SW-03 | Ethernet11 | 10G SFP+ | 10000 | admin-down
TX-DC-005-MMR-SW-03 | Ethernet12 | 10G SFP+ | 10000 | up | Server NIC
TX-DC-005-MMR-SW-03 | Ethernet13 | 10G SFP+ | 10000 | up | Server NIC
TX-DC-005-MMR-SW-03 | Ethernet14 | 10G SFP+ | 10000 | up | Server NIC
TX-DC-005-MMR-SW-03 | Ethernet15 | 10G SFP+ | 10000 | up | Server NIC
TX-DC-005-MMR-SW-03 | Ethernet16 | 10G SFP+ | 10000 | admin-down
TX-DC-005-MMR-SW-03 | Ethernet17 | 10G SFP+ | 10000 | up | Server NIC
TX-DC-005-MMR-SW-03 | Ethernet18 | 10G SFP+ | 10000 | up | Server NIC
TX-DC-005-MMR-SW-03 | Ethernet19 | 10G SFP+ | 10000 | up | Server NIC
TX-DC-005-MMR-SW-03 | Ethernet20 | 10G SFP+ | 10000 | up | Server NIC
TX-DC-005-MMR-SW-03 | Ethernet21 | 10G SFP+ | 10000 | up | Server NIC
TX-DC-005-MMR-SW-03 | Ethernet22 | 10G SFP+ | 10000 | up | Server NIC
TX-DC-005-MMR-SW-03 | Ethernet23 | 10G SFP+ | 10000 | up | Server NIC
TX-DC-005-MMR-SW-03 | Ethernet24 | 10G SFP+ | 10000 | up | Server NIC
TX-DC-005-MMR-SW-03 | Ethernet25 | 10G SFP+ | 10000 | admin-down
TX-DC-005-MMR-SW-03 | Ethernet26 | 10G SFP+ | 10000 | up | Server NIC
TX-DC-005-MMR-SW-03 | Ethernet27 | 10G SFP+ | 10000 | admin-down
TX-DC-005-MMR-SW-03 | Ethernet28 | 10G SFP+ | 10000 | up | Server NIC
TX-DC-005-MMR-SW-03 | Ethernet29 | 10G SFP+ | 10000 | up | Server NIC
TX-DC-005-MMR-SW-03 | Ethernet30 | 10G SFP+ | 10000 | admin-down
TX-DC-005-MMR-SW-03 | Ethernet31 | 10G SFP+ | 10000 | reserved
TX-DC-005-MMR-SW-03 | Ethernet32 | 10G SFP+ | 10000 | up | Server NIC
TX-DC-005-MMR-SW-03 | Ethernet33 | 10G SFP+ | 10000 | up | Server NIC
TX-DC-005-MMR-SW-03 | Ethernet34 | 10G SFP+ | 10000 | up | Server NIC
TX-DC-005-MMR-SW-03 | Ethernet35 | 10G SFP+ | 10000 | up | Server NIC
TX-DC-005-MMR-SW-03 | Ethernet36 | 10G SFP+ | 10000 | up | Server NIC
TX-DC-005-MMR-SW-03 | Ethernet37 | 10G SFP+ | 10000 | admin-down
TX-DC-005-MMR-SW-03 | Ethernet38 | 10G SFP+ | 10000 | up | Server NIC
TX-DC-005-MMR-SW-03 | Ethernet39 | 10G SFP+ | 10000 | admin-down
TX-DC-005-MMR-SW-03 | Ethernet40 | 10G SFP+ | 10000 | admin-down
TX-DC-005-MMR-SW-03 | Ethernet41 | 10G SFP+ | 10000 | up | Server NIC
TX-DC-005-MMR-SW-03 | Ethernet42 | 10G SFP+ | 10000 | up | Server NIC
TX-DC-005-MMR-SW-03 | Ethernet43 | 10G SFP+ | 10000 | up | Server NIC
TX-DC-005-MMR-SW-03 | Ethernet44 | 10G SFP+ | 10000 | up | Server NIC
TX-DC-005-MMR-SW-03 | Ethernet45 | 10G SFP+ | 10000 | admin-down
TX-DC-005-MMR-SW-03 | Ethernet46 | 10G SFP+ | 10000 | admin-down
TX-DC-005-MMR-SW-03 | Ethernet47 | 10G SFP+ | 10000 | up | Server NIC
TX-DC-005-MMR-SW-03 | Ethernet48 | 10G SFP+ | 10000 | admin-down
TX-DC-005-MMR-SW-03 | Ethernet49/1 | 100G QSFP28 | 100000 | up | Uplink to TX-DC-005-AGG-R03 | QSFP28-100G-LR4
TX-DC-005-MMR-SW-03 | Ethernet49/2 | 100G QSFP28 | 100000 | up | Uplink to TX-DC-005-AGG-R03 | QSFP28-100G-LR4
TX-DC-005-MMR-SW-03 | Ethernet49/3 | 100G QSFP28 | 100000 | admin-down
TX-DC-005-MMR-SW-03 | Ethernet49/4 | 100G QSFP28 | 100000 | admin-down
TX-DC-005-MMR-SW-04 | Te0/0/0/0 | 10G SFP+ | 10000 | up | Access to TX-DC-005-TOR-003 | SFP-10G-LR
TX-DC-005-MMR-SW-04 | Te0/0/0/1 | 10G SFP+ | 10000 | up | Access to TX-DC-005-TOR-004 | SFP-10G-LR
TX-DC-005-MMR-SW-04 | Te0/0/0/2 | 10G SFP+ | 10000 | admin-down
TX-DC-005-MMR-SW-04 | Te0/0/0/3 | 10G SFP+ | 10000 | admin-down
TX-DC-005-MMR-SW-04 | Te0/0/0/4 | 10G SFP+ | 10000 | up | Server NIC
TX-DC-005-MMR-SW-04 | Te0/0/0/5 | 10G SFP+ | 10000 | up | Server NIC
TX-DC-005-MMR-SW-04 | Te0/0/0/6 | 10G SFP+ | 10000 | up | Server NIC
TX-DC-005-MMR-SW-04 | Te0/0/0/7 | 10G SFP+ | 10000 | up | Server NIC
TX-DC-005-MMR-SW-04 | Te0/0/0/8 | 10G SFP+ | 10000 | up | Server NIC
TX-DC-005-MMR-SW-04 | Te0/0/0/9 | 10G SFP+ | 10000 | up | Server NIC
TX-DC-005-MMR-SW-04 | Te0/0/0/10 | 10G SFP+ | 10000 | up | Server NIC
TX-DC-005-MMR-SW-04 | Te0/0/0/11 | 10G SFP+ | 10000 | up | Server NIC
TX-DC-005-MMR-SW-04 | Te0/0/0/12 | 10G SFP+ | 10000 | up | Server NIC
TX-DC-005-MMR-SW-04 | Te0/0/0/13 | 10G SFP+ | 10000 | up | Server NIC
TX-DC-005-MMR-SW-04 | Te0/0/0/14 | 10G SFP+ | 10000 | up | Server NIC
TX-DC-005-MMR-SW-04 | Te0/0/0/15 | 10G SFP+ | 10000 | up | Server NIC
TX-DC-005-MMR-SW-04 | Te0/0/0/16 | 10G SFP+ | 10000 | up | Server NIC
TX-DC-005-MMR-SW-04 | Te0/0/0/17 | 10G SFP+ | 10000 | admin-down
TX-DC-005-MMR-SW-04 | Te0/0/0/18 | 10G SFP+ | 10000 | up | Server NIC
TX-DC-005-MMR-SW-04 | Te0/0/0/19 | 10G SFP+ | 10000 | up | Server NIC
TX-DC-005-MMR-SW-04 | Te0/0/0/20 | 10G SFP+ | 10000 | up | Server NIC
TX-DC-005-MMR-SW-04 | Te0/0/0/21 | 10G SFP+ | 10000 | up | Server NIC
TX-DC-005-MMR-SW-04 | Te0/0/0/22 | 10G SFP+ | 10000 | admin-down
TX-DC-005-MMR-SW-04 | Te0/0/0/23 | 10G SFP+ | 10000 | admin-down
TX-DC-005-MMR-SW-04 | Te0/0/0/24 | 10G SFP+ | 10000 | up | Server NIC
TX-DC-005-MMR-SW-04 | Te0/0/0/25 | 10G SFP+ | 10000 | up | Server NIC
TX-DC-005-MMR-SW-04 | Te0/0/0/26 | 10G SFP+ | 10000 | up | Server NIC
TX-DC-005-MMR-SW-04 | Te0/0/0/27 | 10G SFP+ | 10000 | up | Server NIC
TX-DC-005-MMR-SW-04 | Te0/0/0/28 | 10G SFP+ | 10000 | up | Server NIC
TX-DC-005-MMR-SW-04 | Te0/0/0/29 | 10G SFP+ | 10000 | up | Server NIC
TX-DC-005-MMR-SW-04 | Te0/0/0/30 | 10G SFP+ | 10000 | admin-down
TX-DC-005-MMR-SW-04 | Te0/0/0/31 | 10G SFP+ | 10000 | up | Server NIC
TX-DC-005-MMR-SW-04 | Te0/0/0/32 | 10G SFP+ | 10000 | up | Server NIC
TX-DC-005-MMR-SW-04 | Te0/0/0/33 | 10G SFP+ | 10000 | up | Server NIC
TX-DC-005-MMR-SW-04 | Te0/0/0/34 | 10G SFP+ | 10000 | reserved
TX-DC-005-MMR-SW-04 | Te0/0/0/35 | 10G SFP+ | 10000 | admin-down
TX-DC-005-MMR-SW-04 | Te0/0/0/36 | 10G SFP+ | 10000 | up | Server NIC
TX-DC-005-MMR-SW-04 | Te0/0/0/37 | 10G SFP+ | 10000 | up | Server NIC
TX-DC-005-MMR-SW-04 | Te0/0/0/38 | 10G SFP+ | 10000 | up | Server NIC
TX-DC-005-MMR-SW-04 | Te0/0/0/39 | 10G SFP+ | 10000 | admin-down
TX-DC-005-MMR-SW-04 | Te0/0/0/40 | 10G SFP+ | 10000 | up | Server NIC
TX-DC-005-MMR-SW-04 | Te0/0/0/41 | 10G SFP+ | 10000 | up | Server NIC
TX-DC-005-MMR-SW-04 | Te0/0/0/42 | 10G SFP+ | 10000 | up | Server NIC
TX-DC-005-MMR-SW-04 | Te0/0/0/43 | 10G SFP+ | 10000 | admin-down
TX-DC-005-MMR-SW-04 | Te0/0/0/44 | 10G SFP+ | 10000 | up | Server NIC
TX-DC-005-MMR-SW-04 | Te0/0/0/45 | 10G SFP+ | 10000 | up | Server NIC
TX-DC-005-MMR-SW-04 | Te0/0/0/46 | 10G SFP+ | 10000 | up | Server NIC
TX-DC-005-MMR-SW-04 | Te0/0/0/47 | 10G SFP+ | 10000 | up | Server NIC
TX-DC-005-MMR-SW-04 | Hu0/0/1/0 | 100G QSFP28 | 100000 | up | Uplink to TX-DC-005-AGG-R01 | QSFP28-100G-LR4
TX-DC-005-MMR-SW-04 | Hu0/0/1/1 | 100G QSFP28 | 100000 | up | Uplink to TX-DC-005-AGG-R01 | QSFP28-100G-LR4
TX-DC-005-MMR-SW-04 | Hu0/0/1/2 | 100G QSFP28 | 100000 | admin-down
TX-DC-005-MMR-SW-04 | Hu0/0/1/3 | 100G QSFP28 | 100000 | admin-down
TX-DC-005-MMR-SW-05 | Ethernet1 | 10G SFP+ | 10000 | up | Access to TX-DC-005-TOR-004 | SFP-10G-LR
TX-DC-005-MMR-SW-05 | Ethernet2 | 10G SFP+ | 10000 | up | Access to TX-DC-005-TOR-005 | SFP-10G-LR
TX-DC-005-MMR-SW-05 | Ethernet3 | 10G SFP+ | 10000 | reserved
TX-DC-005-MMR-SW-05 | Ethernet4 | 10G SFP+ | 10000 | up | Server NIC
TX-DC-005-MMR-SW-05 | Ethernet5 | 10G SFP+ | 10000 | up | Server NIC
TX-DC-005-MMR-SW-05 | Ethernet6 | 10G SFP+ | 10000 | admin-down
TX-DC-005-MMR-SW-05 | Ethernet7 | 10G SFP+ | 10000 | up | Server NIC
TX-DC-005-MMR-SW-05 | Ethernet8 | 10G SFP+ | 10000 | reserved
TX-DC-005-MMR-SW-05 | Ethernet9 | 10G SFP+ | 10000 | up | Server NIC
TX-DC-005-MMR-SW-05 | Ethernet10 | 10G SFP+ | 10000 | admin-down
TX-DC-005-MMR-SW-05 | Ethernet11 | 10G SFP+ | 10000 | admin-down
TX-DC-005-MMR-SW-05 | Ethernet12 | 10G SFP+ | 10000 | up | Server NIC
TX-DC-005-MMR-SW-05 | Ethernet13 | 10G SFP+ | 10000 | up | Server NIC
TX-DC-005-MMR-SW-05 | Ethernet14 | 10G SFP+ | 10000 | up | Server NIC
TX-DC-005-MMR-SW-05 | Ethernet15 | 10G SFP+ | 10000 | up | Server NIC
TX-DC-005-MMR-SW-05 | Ethernet16 | 10G SFP+ | 10000 | admin-down
TX-DC-005-MMR-SW-05 | Ethernet17 | 10G SFP+ | 10000 | up | Server NIC
TX-DC-005-MMR-SW-05 | Ethernet18 | 10G SFP+ | 10000 | up | Server NIC
TX-DC-005-MMR-SW-05 | Ethernet19 | 10G SFP+ | 10000 | up | Server NIC
TX-DC-005-MMR-SW-05 | Ethernet20 | 10G SFP+ | 10000 | up | Server NIC
TX-DC-005-MMR-SW-05 | Ethernet21 | 10G SFP+ | 10000 | up | Server NIC
TX-DC-005-MMR-SW-05 | Ethernet22 | 10G SFP+ | 10000 | admin-down
TX-DC-005-MMR-SW-05 | Ethernet23 | 10G SFP+ | 10000 | up | Server NIC
TX-DC-005-MMR-SW-05 | Ethernet24 | 10G SFP+ | 10000 | admin-down
TX-DC-005-MMR-SW-05 | Ethernet25 | 10G SFP+ | 10000 | admin-down
TX-DC-005-MMR-SW-05 | Ethernet26 | 10G SFP+ | 10000 | admin-down
TX-DC-005-MMR-SW-05 | Ethernet27 | 10G SFP+ | 10000 | admin-down
TX-DC-005-MMR-SW-05 | Ethernet28 | 10G SFP+ | 10000 | admin-down
TX-DC-005-MMR-SW-05 | Ethernet29 | 10G SFP+ | 10000 | admin-down
TX-DC-005-MMR-SW-05 | Ethernet30 | 10G SFP+ | 10000 | admin-down
TX-DC-005-MMR-SW-05 | Ethernet31 | 10G SFP+ | 10000 | up | Server NIC
TX-DC-005-MMR-SW-05 | Ethernet32 | 10G SFP+ | 10000 | admin-down
TX-DC-005-MMR-SW-05 | Ethernet33 | 10G SFP+ | 10000 | admin-down
TX-DC-005-MMR-SW-05 | Ethernet34 | 10G SFP+ | 10000 | up | Server NIC
TX-DC-005-MMR-SW-05 | Ethernet35 | 10G SFP+ | 10000 | up | Server NIC
TX-DC-005-MMR-SW-05 | Ethernet36 | 10G SFP+ | 10000 | up | Server NIC
TX-DC-005-MMR-SW-05 | Ethernet37 | 10G SFP+ | 10000 | up | Server NIC
TX-DC-005-MMR-SW-05 | Ethernet38 | 10G SFP+ | 10000 | up | Server NIC
TX-DC-005-MMR-SW-05 | Ethernet39 | 10G SFP+ | 10000 | up | Server NIC
TX-DC-005-MMR-SW-05 | Ethernet40 | 10G SFP+ | 10000 | up | Server NIC
TX-DC-005-MMR-SW-05 | Ethernet41 | 10G SFP+ | 10000 | admin-down
TX-DC-005-MMR-SW-05 | Ethernet42 | 10G SFP+ | 10000 | up | Server NIC
TX-DC-005-MMR-SW-05 | Ethernet43 | 10G SFP+ | 10000 | admin-down
TX-DC-005-MMR-SW-05 | Ethernet44 | 10G SFP+ | 10000 | up | Server NIC
TX-DC-005-MMR-SW-05 | Ethernet45 | 10G SFP+ | 10000 | admin-down
TX-DC-005-MMR-SW-05 | Ethernet46 | 10G SFP+ | 10000 | up | Server NIC
TX-DC-005-MMR-SW-05 | Ethernet47 | 10G SFP+ | 10000 | up | Server NIC
TX-DC-005-MMR-SW-05 | Ethernet48 | 10G SFP+ | 10000 | up | Server NIC
TX-DC-005-MMR-SW-05 | Ethernet49/1 | 100G QSFP28 | 100000 | up | Uplink to TX-DC-005-AGG-R02 | QSFP28-100G-LR4
TX-DC-005-MMR-SW-05 | Ethernet49/2 | 100G QSFP28 | 100000 | up | Uplink to TX-DC-005-AGG-R02 | QSFP28-100G-LR4
TX-DC-005-MMR-SW-05 | Ethernet49/3 | 100G QSFP28 | 100000 | admin-down
TX-DC-005-MMR-SW-05 | Ethernet49/4 | 100G QSFP28 | 100000 | admin-down
TX-DC-005-MMR-SW-06 | Te0/0/0/0 | 10G SFP+ | 10000 | up | Access to TX-DC-005-TOR-005 | SFP-10G-LR
TX-DC-005-MMR-SW-06 | Te0/0/0/1 | 10G SFP+ | 10000 | up | Server NIC
TX-DC-005-MMR-SW-06 | Te0/0/0/2 | 10G SFP+ | 10000 | admin-down
TX-DC-005-MMR-SW-06 | Te0/0/0/3 | 10G SFP+ | 10000 | admin-down
TX-DC-005-MMR-SW-06 | Te0/0/0/4 | 10G SFP+ | 10000 | up | Server NIC
TX-DC-005-MMR-SW-06 | Te0/0/0/5 | 10G SFP+ | 10000 | up | Server NIC
TX-DC-005-MMR-SW-06 | Te0/0/0/6 | 10G SFP+ | 10000 | up | Server NIC
TX-DC-005-MMR-SW-06 | Te0/0/0/7 | 10G SFP+ | 10000 | admin-down
TX-DC-005-MMR-SW-06 | Te0/0/0/8 | 10G SFP+ | 10000 | up | Server NIC
TX-DC-005-MMR-SW-06 | Te0/0/0/9 | 10G SFP+ | 10000 | up | Server NIC
TX-DC-005-MMR-SW-06 | Te0/0/0/10 | 10G SFP+ | 10000 | up | Server NIC
TX-DC-005-MMR-SW-06 | Te0/0/0/11 | 10G SFP+ | 10000 | up | Server NIC
TX-DC-005-MMR-SW-06 | Te0/0/0/12 | 10G SFP+ | 10000 | up | Server NIC
TX-DC-005-MMR-SW-06 | Te0/0/0/13 | 10G SFP+ | 10000 | up | Server NIC
TX-DC-005-MMR-SW-06 | Te0/0/0/14 | 10G SFP+ | 10000 | up | Server NIC
TX-DC-005-MMR-SW-06 | Te0/0/0/15 | 10G SFP+ | 10000 | up | Server NIC
TX-DC-005-MMR-SW-06 | Te0/0/0/16 | 10G SFP+ | 10000 | up | Server NIC
TX-DC-005-MMR-SW-06 | Te0/0/0/17 | 10G SFP+ | 10000 | admin-down
TX-DC-005-MMR-SW-06 | Te0/0/0/18 | 10G SFP+ | 10000 | admin-down
TX-DC-005-MMR-SW-06 | Te0/0/0/19 | 10G SFP+ | 10000 | up | Server NIC
TX-DC-005-MMR-SW-06 | Te0/0/0/20 | 10G SFP+ | 10000 | up | Server NIC
TX-DC-005-MMR-SW-06 | Te0/0/0/21 | 10G SFP+ | 10000 | up | Server NIC
TX-DC-005-MMR-SW-06 | Te0/0/0/22 | 10G SFP+ | 10000 | up | Server NIC
TX-DC-005-MMR-SW-06 | Te0/0/0/23 | 10G SFP+ | 10000 | up | Server NIC
TX-DC-005-MMR-SW-06 | Te0/0/0/24 | 10G SFP+ | 10000 | up | Server NIC
TX-DC-005-MMR-SW-06 | Te0/0/0/25 | 10G SFP+ | 10000 | admin-down
TX-DC-005-MMR-SW-06 | Te0/0/0/26 | 10G SFP+ | 10000 | up | Server NIC
TX-DC-005-MMR-SW-06 | Te0/0/0/27 | 10G SFP+ | 10000 | up | Server NIC
TX-DC-005-MMR-SW-06 | Te0/0/0/28 | 10G SFP+ | 10000 | admin-down
TX-DC-005-MMR-SW-06 | Te0/0/0/29 | 10G SFP+ | 10000 | admin-down
TX-DC-005-MMR-SW-06 | Te0/0/0/30 | 10G SFP+ | 10000 | up | Server NIC
TX-DC-005-MMR-SW-06 | Te0/0/0/31 | 10G SFP+ | 10000 | up | Server NIC
TX-DC-005-MMR-SW-06 | Te0/0/0/32 | 10G SFP+ | 10000 | up | Server NIC
TX-DC-005-MMR-SW-06 | Te0/0/0/33 | 10G SFP+ | 10000 | up | Server NIC
TX-DC-005-MMR-SW-06 | Te0/0/0/34 | 10G SFP+ | 10000 | up | Server NIC
TX-DC-005-MMR-SW-06 | Te0/0/0/35 | 10G SFP+ | 10000 | admin-down
TX-DC-005-MMR-SW-06 | Te0/0/0/36 | 10G SFP+ | 10000 | admin-down
TX-DC-005-MMR-SW-06 | Te0/0/0/37 | 10G SFP+ | 10000 | up | Server NIC
TX-DC-005-MMR-SW-06 | Te0/0/0/38 | 10G SFP+ | 10000 | admin-down
TX-DC-005-MMR-SW-06 | Te0/0/0/39 | 10G SFP+ | 10000 | admin-down
TX-DC-005-MMR-SW-06 | Te0/0/0/40 | 10G SFP+ | 10000 | up | Server NIC
TX-DC-005-MMR-SW-06 | Te0/0/0/41 | 10G SFP+ | 10000 | admin-down
TX-DC-005-MMR-SW-06 | Te0/0/0/42 | 10G SFP+ | 10000 | admin-down
TX-DC-005-MMR-SW-06 | Te0/0/0/43 | 10G SFP+ | 10000 | admin-down
TX-DC-005-MMR-SW-06 | Te0/0/0/44 | 10G SFP+ | 10000 | admin-down
TX-DC-005-MMR-SW-06 | Te0/0/0/45 | 10G SFP+ | 10000 | admin-down
TX-DC-005-MMR-SW-06 | Te0/0/0/46 | 10G SFP+ | 10000 | up | Server NIC
TX-DC-005-MMR-SW-06 | Te0/0/0/47 | 10G SFP+ | 10000 | up | Server NIC
TX-DC-005-MMR-SW-06 | Hu0/0/1/0 | 100G QSFP28 | 100000 | up | Uplink to TX-DC-005-AGG-R03 | QSFP28-100G-LR4
TX-DC-005-MMR-SW-06 | Hu0/0/1/1 | 100G QSFP28 | 100000 | up | Uplink to TX-DC-005-AGG-R03 | QSFP28-100G-LR4
TX-DC-005-MMR-SW-06 | Hu0/0/1/2 | 100G QSFP28 | 100000 | admin-down
TX-DC-005-MMR-SW-06 | Hu0/0/1/3 | 100G QSFP28 | 100000 | admin-down
TX-DC-005-MMR-SW-07 | Ethernet1 | 10G SFP+ | 10000 | up | Server NIC
TX-DC-005-MMR-SW-07 | Ethernet2 | 10G SFP+ | 10000 | up | Server NIC
TX-DC-005-MMR-SW-07 | Ethernet3 | 10G SFP+ | 10000 | up | Server NIC
TX-DC-005-MMR-SW-07 | Ethernet4 | 10G SFP+ | 10000 | up | Server NIC
TX-DC-005-MMR-SW-07 | Ethernet5 | 10G SFP+ | 10000 | up | Server NIC
TX-DC-005-MMR-SW-07 | Ethernet6 | 10G SFP+ | 10000 | up | Server NIC
TX-DC-005-MMR-SW-07 | Ethernet7 | 10G SFP+ | 10000 | admin-down
TX-DC-005-MMR-SW-07 | Ethernet8 | 10G SFP+ | 10000 | up | Server NIC
TX-DC-005-MMR-SW-07 | Ethernet9 | 10G SFP+ | 10000 | reserved
TX-DC-005-MMR-SW-07 | Ethernet10 | 10G SFP+ | 10000 | up | Server NIC
TX-DC-005-MMR-SW-07 | Ethernet11 | 10G SFP+ | 10000 | up | Server NIC
TX-DC-005-MMR-SW-07 | Ethernet12 | 10G SFP+ | 10000 | up | Server NIC
TX-DC-005-MMR-SW-07 | Ethernet13 | 10G SFP+ | 10000 | admin-down
TX-DC-005-MMR-SW-07 | Ethernet14 | 10G SFP+ | 10000 | admin-down
TX-DC-005-MMR-SW-07 | Ethernet15 | 10G SFP+ | 10000 | up | Server NIC
TX-DC-005-MMR-SW-07 | Ethernet16 | 10G SFP+ | 10000 | admin-down
TX-DC-005-MMR-SW-07 | Ethernet17 | 10G SFP+ | 10000 | admin-down
TX-DC-005-MMR-SW-07 | Ethernet18 | 10G SFP+ | 10000 | up | Server NIC
TX-DC-005-MMR-SW-07 | Ethernet19 | 10G SFP+ | 10000 | up | Server NIC
TX-DC-005-MMR-SW-07 | Ethernet20 | 10G SFP+ | 10000 | up | Server NIC
TX-DC-005-MMR-SW-07 | Ethernet21 | 10G SFP+ | 10000 | up | Server NIC
TX-DC-005-MMR-SW-07 | Ethernet22 | 10G SFP+ | 10000 | admin-down
TX-DC-005-MMR-SW-07 | Ethernet23 | 10G SFP+ | 10000 | up | Server NIC
TX-DC-005-MMR-SW-07 | Ethernet24 | 10G SFP+ | 10000 | up | Server NIC
TX-DC-005-MMR-SW-07 | Ethernet25 | 10G SFP+ | 10000 | up | Server NIC
TX-DC-005-MMR-SW-07 | Ethernet26 | 10G SFP+ | 10000 | up | Server NIC
TX-DC-005-MMR-SW-07 | Ethernet27 | 10G SFP+ | 10000 | up | Server NIC
TX-DC-005-MMR-SW-07 | Ethernet28 | 10G SFP+ | 10000 | up | Server NIC
TX-DC-005-MMR-SW-07 | Ethernet29 | 10G SFP+ | 10000 | up | Server NIC
TX-DC-005-MMR-SW-07 | Ethernet30 | 10G SFP+ | 10000 | admin-down
TX-DC-005-MMR-SW-07 | Ethernet31 | 10G SFP+ | 10000 | admin-down
TX-DC-005-MMR-SW-07 | Ethernet32 | 10G SFP+ | 10000 | admin-down
TX-DC-005-MMR-SW-07 | Ethernet33 | 10G SFP+ | 10000 | up | Server NIC
TX-DC-005-MMR-SW-07 | Ethernet34 | 10G SFP+ | 10000 | up | Server NIC
TX-DC-005-MMR-SW-07 | Ethernet35 | 10G SFP+ | 10000 | up | Server NIC
TX-DC-005-MMR-SW-07 | Ethernet36 | 10G SFP+ | 10000 | up | Server NIC
TX-DC-005-MMR-SW-07 | Ethernet37 | 10G SFP+ | 10000 | up | Server NIC
TX-DC-005-MMR-SW-07 | Ethernet38 | 10G SFP+ | 10000 | up | Server NIC
TX-DC-005-MMR-SW-07 | Ethernet39 | 10G SFP+ | 10000 | up | Server NIC
TX-DC-005-MMR-SW-07 | Ethernet40 | 10G SFP+ | 10000 | up | Server NIC
TX-DC-005-MMR-SW-07 | Ethernet41 | 10G SFP+ | 10000 | up | Server NIC
TX-DC-005-MMR-SW-07 | Ethernet42 | 10G SFP+ | 10000 | up | Server NIC
TX-DC-005-MMR-SW-07 | Ethernet43 | 10G SFP+ | 10000 | admin-down
TX-DC-005-MMR-SW-07 | Ethernet44 | 10G SFP+ | 10000 | up | Server NIC
TX-DC-005-MMR-SW-07 | Ethernet45 | 10G SFP+ | 10000 | up | Server NIC
TX-DC-005-MMR-SW-07 | Ethernet46 | 10G SFP+ | 10000 | up | Server NIC
TX-DC-005-MMR-SW-07 | Ethernet47 | 10G SFP+ | 10000 | up | Server NIC
TX-DC-005-MMR-SW-07 | Ethernet48 | 10G SFP+ | 10000 | up | Server NIC
TX-DC-005-MMR-SW-07 | Ethernet49/1 | 100G QSFP28 | 100000 | up | Uplink to TX-DC-005-AGG-R01 | QSFP28-100G-LR4
TX-DC-005-MMR-SW-07 | Ethernet49/2 | 100G QSFP28 | 100000 | up | Uplink to TX-DC-005-AGG-R01 | QSFP28-100G-LR4
TX-DC-005-MMR-SW-07 | Ethernet49/3 | 100G QSFP28 | 100000 | admin-down
TX-DC-005-MMR-SW-07 | Ethernet49/4 | 100G QSFP28 | 100000 | admin-down
TX-DC-005-TOR-001 | Te0/0/0/0 | 10G SFP+ | 10000 | up | Access to TX-DC-005-MMR-SW-01 | SFP-10G-LR
TX-DC-005-TOR-001 | Te0/0/0/1 | 10G SFP+ | 10000 | up | Access to TX-DC-005-MMR-SW-02 | SFP-10G-LR
TX-DC-005-TOR-001 | Te0/0/0/2 | 10G SFP+ | 10000 | up | Server NIC
TX-DC-005-TOR-001 | Te0/0/0/3 | 10G SFP+ | 10000 | up | Server NIC
TX-DC-005-TOR-001 | Te0/0/0/4 | 10G SFP+ | 10000 | up | Server NIC
TX-DC-005-TOR-001 | Te0/0/0/5 | 10G SFP+ | 10000 | up | Server NIC
TX-DC-005-TOR-001 | Te0/0/0/6 | 10G SFP+ | 10000 | up | Server NIC
TX-DC-005-TOR-001 | Te0/0/0/7 | 10G SFP+ | 10000 | admin-down
TX-DC-005-TOR-001 | Te0/0/0/8 | 10G SFP+ | 10000 | up | Server NIC
TX-DC-005-TOR-001 | Te0/0/0/9 | 10G SFP+ | 10000 | up | Server NIC
TX-DC-005-TOR-001 | Te0/0/0/10 | 10G SFP+ | 10000 | admin-down
TX-DC-005-TOR-001 | Te0/0/0/11 | 10G SFP+ | 10000 | admin-down
TX-DC-005-TOR-001 | Te0/0/0/12 | 10G SFP+ | 10000 | up | Server NIC
TX-DC-005-TOR-001 | Te0/0/0/13 | 10G SFP+ | 10000 | admin-down
TX-DC-005-TOR-001 | Te0/0/0/14 | 10G SFP+ | 10000 | up | Server NIC
TX-DC-005-TOR-001 | Te0/0/0/15 | 10G SFP+ | 10000 | up | Server NIC
TX-DC-005-TOR-001 | Te0/0/0/16 | 10G SFP+ | 10000 | admin-down
TX-DC-005-TOR-001 | Te0/0/0/17 | 10G SFP+ | 10000 | up | Server NIC
TX-DC-005-TOR-001 | Te0/0/0/18 | 10G SFP+ | 10000 | up | Server NIC
TX-DC-005-TOR-001 | Te0/0/0/19 | 10G SFP+ | 10000 | up | Server NIC
TX-DC-005-TOR-001 | Te0/0/0/20 | 10G SFP+ | 10000 | admin-down
TX-DC-005-TOR-001 | Te0/0/0/21 | 10G SFP+ | 10000 | up | Server NIC
TX-DC-005-TOR-001 | Te0/0/0/22 | 10G SFP+ | 10000 | admin-down
TX-DC-005-TOR-001 | Te0/0/0/23 | 10G SFP+ | 10000 | admin-down
TX-DC-005-TOR-001 | Hu0/0/1/0 | 100G QSFP28 | 100000 | admin-down
TX-DC-005-TOR-001 | Hu0/0/1/1 | 100G QSFP28 | 100000 | admin-down
TX-DC-005-TOR-002 | xe-0/0/0 | 10G SFP+ | 10000 | up | Access to TX-DC-005-MMR-SW-02 | SFP-10G-LR
TX-DC-005-TOR-002 | xe-0/0/1 | 10G SFP+ | 10000 | up | Access to TX-DC-005-MMR-SW-03 | SFP-10G-LR
TX-DC-005-TOR-002 | xe-0/0/2 | 10G SFP+ | 10000 | up | Server NIC
TX-DC-005-TOR-002 | xe-0/0/3 | 10G SFP+ | 10000 | admin-down
TX-DC-005-TOR-002 | xe-0/0/4 | 10G SFP+ | 10000 | up | Server NIC
TX-DC-005-TOR-002 | xe-0/0/5 | 10G SFP+ | 10000 | up | Server NIC
TX-DC-005-TOR-002 | xe-0/0/6 | 10G SFP+ | 10000 | up | Server NIC
TX-DC-005-TOR-002 | xe-0/0/7 | 10G SFP+ | 10000 | up | Server NIC
TX-DC-005-TOR-002 | xe-0/0/8 | 10G SFP+ | 10000 | admin-down
TX-DC-005-TOR-002 | xe-0/0/9 | 10G SFP+ | 10000 | up | Server NIC
TX-DC-005-TOR-002 | xe-0/0/10 | 10G SFP+ | 10000 | up | Server NIC
TX-DC-005-TOR-002 | xe-0/0/11 | 10G SFP+ | 10000 | up | Server NIC
TX-DC-005-TOR-002 | xe-0/0/12 | 10G SFP+ | 10000 | up | Server NIC
TX-DC-005-TOR-002 | xe-0/0/13 | 10G SFP+ | 10000 | up | Server NIC
TX-DC-005-TOR-002 | xe-0/0/14 | 10G SFP+ | 10000 | up | Server NIC
TX-DC-005-TOR-002 | xe-0/0/15 | 10G SFP+ | 10000 | admin-down
TX-DC-005-TOR-002 | xe-0/0/16 | 10G SFP+ | 10000 | admin-down
TX-DC-005-TOR-002 | xe-0/0/17 | 10G SFP+ | 10000 | up | Server NIC
TX-DC-005-TOR-002 | xe-0/0/18 | 10G SFP+ | 10000 | up | Server NIC
TX-DC-005-TOR-002 | xe-0/0/19 | 10G SFP+ | 10000 | up | Server NIC
TX-DC-005-TOR-002 | xe-0/0/20 | 10G SFP+ | 10000 | up | Server NIC
TX-DC-005-TOR-002 | xe-0/0/21 | 10G SFP+ | 10000 | admin-down
TX-DC-005-TOR-002 | xe-0/0/22 | 10G SFP+ | 10000 | admin-down
TX-DC-005-TOR-002 | xe-0/0/23 | 10G SFP+ | 10000 | admin-down
TX-DC-005-TOR-002 | et-0/1/0 | 100G QSFP28 | 100000 | admin-down
TX-DC-005-TOR-002 | et-0/1/1 | 100G QSFP28 | 100000 | admin-down
TX-DC-005-TOR-003 | xe-0/0/0 | 10G SFP+ | 10000 | up | Access to TX-DC-005-MMR-SW-03 | SFP-10G-LR
TX-DC-005-TOR-003 | xe-0/0/1 | 10G SFP+ | 10000 | up | Access to TX-DC-005-MMR-SW-04 | SFP-10G-LR
TX-DC-005-TOR-003 | xe-0/0/2 | 10G SFP+ | 10000 | admin-down
TX-DC-005-TOR-003 | xe-0/0/3 | 10G SFP+ | 10000 | reserved
TX-DC-005-TOR-003 | xe-0/0/4 | 10G SFP+ | 10000 | up | Server NIC
TX-DC-005-TOR-003 | xe-0/0/5 | 10G SFP+ | 10000 | up | Server NIC
TX-DC-005-TOR-003 | xe-0/0/6 | 10G SFP+ | 10000 | up | Server NIC
TX-DC-005-TOR-003 | xe-0/0/7 | 10G SFP+ | 10000 | admin-down
TX-DC-005-TOR-003 | xe-0/0/8 | 10G SFP+ | 10000 | up | Server NIC
TX-DC-005-TOR-003 | xe-0/0/9 | 10G SFP+ | 10000 | up | Server NIC
TX-DC-005-TOR-003 | xe-0/0/10 | 10G SFP+ | 10000 | admin-down
TX-DC-005-TOR-003 | xe-0/0/11 | 10G SFP+ | 10000 | up | Server NIC
TX-DC-005-TOR-003 | xe-0/0/12 | 10G SFP+ | 10000 | admin-down
TX-DC-005-TOR-003 | xe-0/0/13 | 10G SFP+ | 10000 | admin-down
TX-DC-005-TOR-003 | xe-0/0/14 | 10G SFP+ | 10000 | admin-down
TX-DC-005-TOR-003 | xe-0/0/15 | 10G SFP+ | 10000 | up | Server NIC
TX-DC-005-TOR-003 | xe-0/0/16 | 10G SFP+ | 10000 | up | Server NIC
TX-DC-005-TOR-003 | xe-0/0/17 | 10G SFP+ | 10000 | admin-down
TX-DC-005-TOR-003 | xe-0/0/18 | 10G SFP+ | 10000 | up | Server NIC
TX-DC-005-TOR-003 | xe-0/0/19 | 10G SFP+ | 10000 | admin-down
TX-DC-005-TOR-003 | xe-0/0/20 | 10G SFP+ | 10000 | up | Server NIC
TX-DC-005-TOR-003 | xe-0/0/21 | 10G SFP+ | 10000 | admin-down
TX-DC-005-TOR-003 | xe-0/0/22 | 10G SFP+ | 10000 | up | Server NIC
TX-DC-005-TOR-003 | xe-0/0/23 | 10G SFP+ | 10000 | admin-down
TX-DC-005-TOR-003 | et-0/1/0 | 100G QSFP28 | 100000 | admin-down
TX-DC-005-TOR-003 | et-0/1/1 | 100G QSFP28 | 100000 | reserved
TX-DC-005-TOR-004 | Ethernet1 | 10G SFP+ | 10000 | up | Access to TX-DC-005-MMR-SW-04 | SFP-10G-LR
TX-DC-005-TOR-004 | Ethernet2 | 10G SFP+ | 10000 | up | Access to TX-DC-005-MMR-SW-05 | SFP-10G-LR
TX-DC-005-TOR-004 | Ethernet3 | 10G SFP+ | 10000 | admin-down
TX-DC-005-TOR-004 | Ethernet4 | 10G SFP+ | 10000 | admin-down
TX-DC-005-TOR-004 | Ethernet5 | 10G SFP+ | 10000 | up | Server NIC
TX-DC-005-TOR-004 | Ethernet6 | 10G SFP+ | 10000 | reserved
TX-DC-005-TOR-004 | Ethernet7 | 10G SFP+ | 10000 | up | Server NIC
TX-DC-005-TOR-004 | Ethernet8 | 10G SFP+ | 10000 | up | Server NIC
TX-DC-005-TOR-004 | Ethernet9 | 10G SFP+ | 10000 | admin-down
TX-DC-005-TOR-004 | Ethernet10 | 10G SFP+ | 10000 | admin-down
TX-DC-005-TOR-004 | Ethernet11 | 10G SFP+ | 10000 | up | Server NIC
TX-DC-005-TOR-004 | Ethernet12 | 10G SFP+ | 10000 | up | Server NIC
TX-DC-005-TOR-004 | Ethernet13 | 10G SFP+ | 10000 | up | Server NIC
TX-DC-005-TOR-004 | Ethernet14 | 10G SFP+ | 10000 | up | Server NIC
TX-DC-005-TOR-004 | Ethernet15 | 10G SFP+ | 10000 | up | Server NIC
TX-DC-005-TOR-004 | Ethernet16 | 10G SFP+ | 10000 | admin-down
TX-DC-005-TOR-004 | Ethernet17 | 10G SFP+ | 10000 | up | Server NIC
TX-DC-005-TOR-004 | Ethernet18 | 10G SFP+ | 10000 | up | Server NIC
TX-DC-005-TOR-004 | Ethernet19 | 10G SFP+ | 10000 | admin-down
TX-DC-005-TOR-004 | Ethernet20 | 10G SFP+ | 10000 | up | Server NIC
TX-DC-005-TOR-004 | Ethernet21 | 10G SFP+ | 10000 | up | Server NIC
TX-DC-005-TOR-004 | Ethernet22 | 10G SFP+ | 10000 | admin-down
TX-DC-005-TOR-004 | Ethernet23 | 10G SFP+ | 10000 | admin-down
TX-DC-005-TOR-004 | Ethernet24 | 10G SFP+ | 10000 | admin-down
TX-DC-005-TOR-004 | Ethernet49/1 | 100G QSFP28 | 100000 | admin-down
TX-DC-005-TOR-004 | Ethernet49/2 | 100G QSFP28 | 100000 | admin-down
TX-DC-005-TOR-005 | Ethernet1 | 10G SFP+ | 10000 | up | Access to TX-DC-005-MMR-SW-05 | SFP-10G-LR
TX-DC-005-TOR-005 | Ethernet2 | 10G SFP+ | 10000 | up | Access to TX-DC-005-MMR-SW-06 | SFP-10G-LR
TX-DC-005-TOR-005 | Ethernet3 | 10G SFP+ | 10000 | up | Server NIC
TX-DC-005-TOR-005 | Ethernet4 | 10G SFP+ | 10000 | admin-down
TX-DC-005-TOR-005 | Ethernet5 | 10G SFP+ | 10000 | up | Server NIC
TX-DC-005-TOR-005 | Ethernet6 | 10G SFP+ | 10000 | reserved
TX-DC-005-TOR-005 | Ethernet7 | 10G SFP+ | 10000 | admin-down
TX-DC-005-TOR-005 | Ethernet8 | 10G SFP+ | 10000 | admin-down
TX-DC-005-TOR-005 | Ethernet9 | 10G SFP+ | 10000 | up | Server NIC
TX-DC-005-TOR-005 | Ethernet10 | 10G SFP+ | 10000 | up | Server NIC
TX-DC-005-TOR-005 | Ethernet11 | 10G SFP+ | 10000 | up | Server NIC
TX-DC-005-TOR-005 | Ethernet12 | 10G SFP+ | 10000 | admin-down
TX-DC-005-TOR-005 | Ethernet13 | 10G SFP+ | 10000 | up | Server NIC
TX-DC-005-TOR-005 | Ethernet14 | 10G SFP+ | 10000 | up | Server NIC
TX-DC-005-TOR-005 | Ethernet15 | 10G SFP+ | 10000 | up | Server NIC
TX-DC-005-TOR-005 | Ethernet16 | 10G SFP+ | 10000 | admin-down
TX-DC-005-TOR-005 | Ethernet17 | 10G SFP+ | 10000 | admin-down
TX-DC-005-TOR-005 | Ethernet18 | 10G SFP+ | 10000 | up | Server NIC
TX-DC-005-TOR-005 | Ethernet19 | 10G SFP+ | 10000 | up | Server NIC
TX-DC-005-TOR-005 | Ethernet20 | 10G SFP+ | 10000 | up | Server NIC
TX-DC-005-TOR-005 | Ethernet21 | 10G SFP+ | 10000 | admin-down
TX-DC-005-TOR-005 | Ethernet22 | 10G SFP+ | 10000 | admin-down
TX-DC-005-TOR-005 | Ethernet23 | 10G SFP+ | 10000 | up | Server NIC
TX-DC-005-TOR-005 | Ethernet24 | 10G SFP+ | 10000 | up | Server NIC
TX-DC-005-TOR-005 | Ethernet49/1 | 100G QSFP28 | 100000 | admin-down
TX-DC-005-TOR-005 | Ethernet49/2 | 100G QSFP28 | 100000 | admin-down
TX-DC-006-PE-T4-01 | xe-0/0/0 | 10G SFP+ | 10000 | admin-down
TX-DC-006-PE-T4-01 | xe-0/0/1 | 10G SFP+ | 10000 | up | Backhaul to TX-DC-007 | SFP-10G-LR
TX-DC-006-PE-T4-01 | xe-0/0/2 | 10G SFP+ | 10000 | up | Backhaul to OH-DC-016 | SFP-10G-LR
TX-DC-006-PE-T4-01 | xe-0/0/3 | 10G SFP+ | 10000 | up | Backhaul to TX-DC-005 | SFP-10G-LR
TX-DC-006-PE-T4-01 | xe-0/0/4 | 10G SFP+ | 10000 | up | Backhaul to OH-DC-016 | SFP-10G-LR
TX-DC-006-PE-T4-01 | xe-0/0/5 | 10G SFP+ | 10000 | up | Backhaul to AZ-DC-010 | SFP-10G-LR
TX-DC-006-PE-T4-01 | xe-0/0/6 | 10G SFP+ | 10000 | up | Uplink to TX-DC-006-AGG-R01 | SFP-10G-LR
TX-DC-006-PE-T4-01 | xe-0/0/7 | 10G SFP+ | 10000 | admin-down
TX-DC-006-PE-T4-01 | xe-0/0/8 | 10G SFP+ | 10000 | admin-down
TX-DC-006-PE-T4-01 | xe-0/0/9 | 10G SFP+ | 10000 | reserved
TX-DC-006-PE-T4-01 | xe-0/0/10 | 10G SFP+ | 10000 | reserved
TX-DC-006-PE-T4-01 | xe-0/0/11 | 10G SFP+ | 10000 | admin-down
TX-DC-006-PE-T4-01 | et-0/1/0 | 100G QSFP28 | 100000 | up | Fabric to TX-DC-006-PE-T4-02 | QSFP28-100G-LR4
TX-DC-006-PE-T4-01 | et-0/1/1 | 100G QSFP28 | 100000 | up | Fabric to TX-DC-006-PE-T4-03 | QSFP28-100G-LR4
TX-DC-006-PE-T4-01 | et-0/1/2 | 100G QSFP28 | 100000 | up | Fabric to TX-DC-006-PE-T4-04 | QSFP28-100G-LR4
TX-DC-006-PE-T4-01 | et-0/1/3 | 100G QSFP28 | 100000 | admin-down
TX-DC-006-PE-T4-01 | ge-0/2/0 | 1G copper | 1000 | admin-down
TX-DC-006-PE-T4-01 | ge-0/2/1 | 1G copper | 1000 | admin-down
TX-DC-006-PE-T4-01 | ge-0/2/2 | 1G copper | 1000 | admin-down
TX-DC-006-PE-T4-01 | ge-0/2/3 | 1G copper | 1000 | admin-down
TX-DC-006-PE-T4-01 | ge-0/2/4 | 1G copper | 1000 | reserved
TX-DC-006-PE-T4-01 | ge-0/2/5 | 1G copper | 1000 | admin-down
TX-DC-006-PE-T4-01 | ge-0/2/6 | 1G copper | 1000 | admin-down
TX-DC-006-PE-T4-01 | ge-0/2/7 | 1G copper | 1000 | admin-down
TX-DC-006-PE-T4-01 | ge-0/2/8 | 1G copper | 1000 | admin-down
TX-DC-006-PE-T4-01 | ge-0/2/9 | 1G copper | 1000 | admin-down
TX-DC-006-PE-T4-01 | ge-0/2/10 | 1G copper | 1000 | admin-down
TX-DC-006-PE-T4-01 | ge-0/2/11 | 1G copper | 1000 | admin-down
TX-DC-006-PE-T4-01 | ge-0/2/12 | 1G copper | 1000 | admin-down
TX-DC-006-PE-T4-01 | ge-0/2/13 | 1G copper | 1000 | admin-down
TX-DC-006-PE-T4-01 | ge-0/2/14 | 1G copper | 1000 | admin-down
TX-DC-006-PE-T4-01 | ge-0/2/15 | 1G copper | 1000 | admin-down
TX-DC-006-PE-T4-02 | xe-0/0/0 | 10G SFP+ | 10000 | admin-down
TX-DC-006-PE-T4-02 | xe-0/0/1 | 10G SFP+ | 10000 | up | Backhaul to VA-DC-001 | SFP-10G-LR
TX-DC-006-PE-T4-02 | xe-0/0/2 | 10G SFP+ | 10000 | up | Backhaul to AZ-DC-010 | SFP-10G-LR
TX-DC-006-PE-T4-02 | xe-0/0/3 | 10G SFP+ | 10000 | up | Backhaul to OR-DC-014 | SFP-10G-LR
TX-DC-006-PE-T4-02 | xe-0/0/4 | 10G SFP+ | 10000 | up | Backhaul to CA-DC-008 | SFP-10G-LR
TX-DC-006-PE-T4-02 | xe-0/0/5 | 10G SFP+ | 10000 | up | Backhaul to VA-DC-002 | SFP-10G-LR
TX-DC-006-PE-T4-02 | xe-0/0/6 | 10G SFP+ | 10000 | up | Uplink to TX-DC-006-AGG-R01 | SFP-10G-LR
TX-DC-006-PE-T4-02 | xe-0/0/7 | 10G SFP+ | 10000 | up | Uplink to TX-DC-006-AGG-R02 | SFP-10G-LR
TX-DC-006-PE-T4-02 | xe-0/0/8 | 10G SFP+ | 10000 | admin-down
TX-DC-006-PE-T4-02 | xe-0/0/9 | 10G SFP+ | 10000 | admin-down
TX-DC-006-PE-T4-02 | xe-0/0/10 | 10G SFP+ | 10000 | admin-down
TX-DC-006-PE-T4-02 | xe-0/0/11 | 10G SFP+ | 10000 | admin-down
TX-DC-006-PE-T4-02 | et-0/1/0 | 100G QSFP28 | 100000 | up | Fabric to TX-DC-006-PE-T4-01 | QSFP28-100G-LR4
TX-DC-006-PE-T4-02 | et-0/1/1 | 100G QSFP28 | 100000 | up | Fabric to TX-DC-006-PE-T4-03 | QSFP28-100G-LR4
TX-DC-006-PE-T4-02 | et-0/1/2 | 100G QSFP28 | 100000 | up | Fabric to TX-DC-006-PE-T4-04 | QSFP28-100G-LR4
TX-DC-006-PE-T4-02 | et-0/1/3 | 100G QSFP28 | 100000 | admin-down
TX-DC-006-PE-T4-02 | ge-0/2/0 | 1G copper | 1000 | admin-down
TX-DC-006-PE-T4-02 | ge-0/2/1 | 1G copper | 1000 | admin-down
TX-DC-006-PE-T4-02 | ge-0/2/2 | 1G copper | 1000 | admin-down
TX-DC-006-PE-T4-02 | ge-0/2/3 | 1G copper | 1000 | admin-down
TX-DC-006-PE-T4-02 | ge-0/2/4 | 1G copper | 1000 | admin-down
TX-DC-006-PE-T4-02 | ge-0/2/5 | 1G copper | 1000 | admin-down
TX-DC-006-PE-T4-02 | ge-0/2/6 | 1G copper | 1000 | admin-down
TX-DC-006-PE-T4-02 | ge-0/2/7 | 1G copper | 1000 | admin-down
TX-DC-006-PE-T4-02 | ge-0/2/8 | 1G copper | 1000 | admin-down
TX-DC-006-PE-T4-02 | ge-0/2/9 | 1G copper | 1000 | admin-down
TX-DC-006-PE-T4-02 | ge-0/2/10 | 1G copper | 1000 | admin-down
TX-DC-006-PE-T4-02 | ge-0/2/11 | 1G copper | 1000 | admin-down
TX-DC-006-PE-T4-02 | ge-0/2/12 | 1G copper | 1000 | admin-down
TX-DC-006-PE-T4-02 | ge-0/2/13 | 1G copper | 1000 | admin-down
TX-DC-006-PE-T4-02 | ge-0/2/14 | 1G copper | 1000 | admin-down
TX-DC-006-PE-T4-02 | ge-0/2/15 | 1G copper | 1000 | admin-down
TX-DC-006-PE-T4-03 | 1/1/c1 | 10G SFP+ | 10000 | admin-down
TX-DC-006-PE-T4-03 | 1/1/c2 | 10G SFP+ | 10000 | up | Backhaul to TX-DC-005 | SFP-10G-LR
TX-DC-006-PE-T4-03 | 1/1/c3 | 10G SFP+ | 10000 | up | Backhaul to GA-DC-011 | SFP-10G-LR
TX-DC-006-PE-T4-03 | 1/1/c4 | 10G SFP+ | 10000 | up | Backhaul to GA-DC-011 | SFP-10G-LR
TX-DC-006-PE-T4-03 | 1/1/c5 | 10G SFP+ | 10000 | up | Backhaul to AZ-DC-010 | SFP-10G-LR
TX-DC-006-PE-T4-03 | 1/1/c6 | 10G SFP+ | 10000 | up | Backhaul to VA-DC-001 | SFP-10G-LR
TX-DC-006-PE-T4-03 | 1/1/c7 | 10G SFP+ | 10000 | up | Uplink to TX-DC-006-AGG-R02 | SFP-10G-LR
TX-DC-006-PE-T4-03 | 1/1/c8 | 10G SFP+ | 10000 | admin-down
TX-DC-006-PE-T4-03 | 1/1/c9 | 10G SFP+ | 10000 | admin-down
TX-DC-006-PE-T4-03 | 1/1/c10 | 10G SFP+ | 10000 | admin-down
TX-DC-006-PE-T4-03 | 1/1/c11 | 10G SFP+ | 10000 | admin-down
TX-DC-006-PE-T4-03 | 1/1/c12 | 10G SFP+ | 10000 | admin-down
TX-DC-006-PE-T4-03 | 1/2/c1 | 100G QSFP28 | 100000 | up | Fabric to TX-DC-006-PE-T4-01 | QSFP28-100G-LR4
TX-DC-006-PE-T4-03 | 1/2/c2 | 100G QSFP28 | 100000 | up | Fabric to TX-DC-006-PE-T4-02 | QSFP28-100G-LR4
TX-DC-006-PE-T4-03 | 1/2/c3 | 100G QSFP28 | 100000 | up | Fabric to TX-DC-006-PE-T4-04 | QSFP28-100G-LR4
TX-DC-006-PE-T4-03 | 1/2/c4 | 100G QSFP28 | 100000 | admin-down
TX-DC-006-PE-T4-03 | 1/3/1 | 1G copper | 1000 | admin-down
TX-DC-006-PE-T4-03 | 1/3/2 | 1G copper | 1000 | admin-down
TX-DC-006-PE-T4-03 | 1/3/3 | 1G copper | 1000 | admin-down
TX-DC-006-PE-T4-03 | 1/3/4 | 1G copper | 1000 | admin-down
TX-DC-006-PE-T4-03 | 1/3/5 | 1G copper | 1000 | admin-down
TX-DC-006-PE-T4-03 | 1/3/6 | 1G copper | 1000 | admin-down
TX-DC-006-PE-T4-03 | 1/3/7 | 1G copper | 1000 | admin-down
TX-DC-006-PE-T4-03 | 1/3/8 | 1G copper | 1000 | admin-down
TX-DC-006-PE-T4-03 | 1/3/9 | 1G copper | 1000 | admin-down
TX-DC-006-PE-T4-03 | 1/3/10 | 1G copper | 1000 | reserved
TX-DC-006-PE-T4-03 | 1/3/11 | 1G copper | 1000 | admin-down
TX-DC-006-PE-T4-03 | 1/3/12 | 1G copper | 1000 | admin-down
TX-DC-006-PE-T4-03 | 1/3/13 | 1G copper | 1000 | admin-down
TX-DC-006-PE-T4-03 | 1/3/14 | 1G copper | 1000 | admin-down
TX-DC-006-PE-T4-03 | 1/3/15 | 1G copper | 1000 | admin-down
TX-DC-006-PE-T4-03 | 1/3/16 | 1G copper | 1000 | admin-down
TX-DC-006-PE-T4-04 | 1/1/c1 | 10G SFP+ | 10000 | admin-down
TX-DC-006-PE-T4-04 | 1/1/c2 | 10G SFP+ | 10000 | up | Backhaul to TX-DC-007 | SFP-10G-LR
TX-DC-006-PE-T4-04 | 1/1/c3 | 10G SFP+ | 10000 | up | Backhaul to TX-DC-022 | SFP-10G-LR
TX-DC-006-PE-T4-04 | 1/1/c4 | 10G SFP+ | 10000 | up | Backhaul to OH-DC-017 | SFP-10G-LR
TX-DC-006-PE-T4-04 | 1/1/c5 | 10G SFP+ | 10000 | up | Backhaul to WA-DC-024 | SFP-10G-LR
TX-DC-006-PE-T4-04 | 1/1/c6 | 10G SFP+ | 10000 | up | Backhaul to GA-DC-011 | SFP-10G-LR
TX-DC-006-PE-T4-04 | 1/1/c7 | 10G SFP+ | 10000 | admin-down
TX-DC-006-PE-T4-04 | 1/1/c8 | 10G SFP+ | 10000 | admin-down
TX-DC-006-PE-T4-04 | 1/1/c9 | 10G SFP+ | 10000 | admin-down
TX-DC-006-PE-T4-04 | 1/1/c10 | 10G SFP+ | 10000 | admin-down
TX-DC-006-PE-T4-04 | 1/1/c11 | 10G SFP+ | 10000 | admin-down
TX-DC-006-PE-T4-04 | 1/1/c12 | 10G SFP+ | 10000 | admin-down
TX-DC-006-PE-T4-04 | 1/2/c1 | 100G QSFP28 | 100000 | up | Fabric to TX-DC-006-PE-T4-01 | QSFP28-100G-LR4
TX-DC-006-PE-T4-04 | 1/2/c2 | 100G QSFP28 | 100000 | up | Fabric to TX-DC-006-PE-T4-02 | QSFP28-100G-LR4
TX-DC-006-PE-T4-04 | 1/2/c3 | 100G QSFP28 | 100000 | up | Fabric to TX-DC-006-PE-T4-03 | QSFP28-100G-LR4
TX-DC-006-PE-T4-04 | 1/2/c4 | 100G QSFP28 | 100000 | admin-down
TX-DC-006-PE-T4-04 | 1/3/1 | 1G copper | 1000 | admin-down
TX-DC-006-PE-T4-04 | 1/3/2 | 1G copper | 1000 | admin-down
TX-DC-006-PE-T4-04 | 1/3/3 | 1G copper | 1000 | admin-down
TX-DC-006-PE-T4-04 | 1/3/4 | 1G copper | 1000 | admin-down
TX-DC-006-PE-T4-04 | 1/3/5 | 1G copper | 1000 | admin-down
TX-DC-006-PE-T4-04 | 1/3/6 | 1G copper | 1000 | admin-down
TX-DC-006-PE-T4-04 | 1/3/7 | 1G copper | 1000 | admin-down
TX-DC-006-PE-T4-04 | 1/3/8 | 1G copper | 1000 | reserved
TX-DC-006-PE-T4-04 | 1/3/9 | 1G copper | 1000 | admin-down
TX-DC-006-PE-T4-04 | 1/3/10 | 1G copper | 1000 | admin-down
TX-DC-006-PE-T4-04 | 1/3/11 | 1G copper | 1000 | admin-down
TX-DC-006-PE-T4-04 | 1/3/12 | 1G copper | 1000 | admin-down
TX-DC-006-PE-T4-04 | 1/3/13 | 1G copper | 1000 | admin-down
TX-DC-006-PE-T4-04 | 1/3/14 | 1G copper | 1000 | admin-down
TX-DC-006-PE-T4-04 | 1/3/15 | 1G copper | 1000 | admin-down
TX-DC-006-PE-T4-04 | 1/3/16 | 1G copper | 1000 | reserved
TX-DC-006-FW-01 | port1 | 10G SFP+ | 10000 | up | Uplink to TX-DC-006-AGG-R01 | SFP-10G-LR
TX-DC-006-FW-01 | port2 | 10G SFP+ | 10000 | up | Uplink to TX-DC-006-AGG-R02 | SFP-10G-LR
TX-DC-006-FW-01 | port3 | 10G SFP+ | 10000 | reserved
TX-DC-006-FW-01 | port4 | 10G SFP+ | 10000 | admin-down
TX-DC-006-FW-01 | port5 | 10G SFP+ | 10000 | admin-down
TX-DC-006-FW-01 | port6 | 10G SFP+ | 10000 | admin-down
TX-DC-006-FW-01 | port7 | 10G SFP+ | 10000 | admin-down
TX-DC-006-FW-01 | port8 | 10G SFP+ | 10000 | admin-down
TX-DC-006-OLA-01 | 1-A-1 | 100G QSFP28 | 100000 | up | Uplink to TX-DC-006-AGG-R01 | QSFP28-100G-LR4
TX-DC-006-OLA-01 | 1-A-2 | 100G QSFP28 | 100000 | admin-down
TX-DC-006-OLA-01 | 1-A-3 | 100G QSFP28 | 100000 | admin-down
TX-DC-006-OLA-01 | 1-A-4 | 100G QSFP28 | 100000 | admin-down
TX-DC-006-OLA-01 | 1-A-5 | 100G QSFP28 | 100000 | admin-down
TX-DC-006-OLA-01 | 1-A-6 | 100G QSFP28 | 100000 | admin-down
TX-DC-006-OLA-01 | 1-A-7 | 100G QSFP28 | 100000 | admin-down
TX-DC-006-OLA-01 | 1-A-8 | 100G QSFP28 | 100000 | admin-down
TX-DC-006-OLA-02 | 1/2/c1 | 100G QSFP28 | 100000 | up | Uplink to TX-DC-006-AGG-R02 | QSFP28-100G-LR4
TX-DC-006-OLA-02 | 1/2/c2 | 100G QSFP28 | 100000 | admin-down
TX-DC-006-OLA-02 | 1/2/c3 | 100G QSFP28 | 100000 | reserved
TX-DC-006-OLA-02 | 1/2/c4 | 100G QSFP28 | 100000 | admin-down
TX-DC-006-OLA-02 | 1/2/c5 | 100G QSFP28 | 100000 | admin-down
TX-DC-006-OLA-02 | 1/2/c6 | 100G QSFP28 | 100000 | reserved
TX-DC-006-OLA-02 | 1/2/c7 | 100G QSFP28 | 100000 | admin-down
TX-DC-006-OLA-02 | 1/2/c8 | 100G QSFP28 | 100000 | admin-down
TX-DC-006-AGG-R01 | xe-0/0/0 | 10G SFP+ | 10000 | up | Uplink to TX-DC-006-FW-01 | SFP-10G-LR
TX-DC-006-AGG-R01 | xe-0/0/1 | 10G SFP+ | 10000 | up | Uplink to TX-DC-006-MMR-SW-01 | SFP-10G-LR
TX-DC-006-AGG-R01 | xe-0/0/2 | 10G SFP+ | 10000 | up | Uplink to TX-DC-006-MMR-SW-02 | SFP-10G-LR
TX-DC-006-AGG-R01 | xe-0/0/3 | 10G SFP+ | 10000 | up | Uplink to TX-DC-006-MMR-SW-03 | SFP-10G-LR
TX-DC-006-AGG-R01 | xe-0/0/4 | 10G SFP+ | 10000 | up | Uplink to TX-DC-006-MMR-SW-04 | SFP-10G-LR
TX-DC-006-AGG-R01 | xe-0/0/5 | 10G SFP+ | 10000 | up | Uplink to TX-DC-006-MMR-SW-05 | SFP-10G-LR
TX-DC-006-AGG-R01 | xe-0/0/6 | 10G SFP+ | 10000 | reserved
TX-DC-006-AGG-R01 | xe-0/0/7 | 10G SFP+ | 10000 | admin-down
TX-DC-006-AGG-R01 | xe-0/0/8 | 10G SFP+ | 10000 | admin-down
TX-DC-006-AGG-R01 | xe-0/0/9 | 10G SFP+ | 10000 | admin-down
TX-DC-006-AGG-R01 | xe-0/0/10 | 10G SFP+ | 10000 | admin-down
TX-DC-006-AGG-R01 | xe-0/0/11 | 10G SFP+ | 10000 | admin-down
TX-DC-006-AGG-R01 | xe-0/0/12 | 10G SFP+ | 10000 | admin-down
TX-DC-006-AGG-R01 | xe-0/0/13 | 10G SFP+ | 10000 | admin-down
TX-DC-006-AGG-R01 | xe-0/0/14 | 10G SFP+ | 10000 | admin-down
TX-DC-006-AGG-R01 | xe-0/0/15 | 10G SFP+ | 10000 | admin-down
TX-DC-006-AGG-R01 | et-0/1/0 | 100G QSFP28 | 100000 | up | Uplink to TX-DC-006-PE-T4-01 | QSFP28-100G-LR4
TX-DC-006-AGG-R01 | et-0/1/1 | 100G QSFP28 | 100000 | up | Uplink to TX-DC-006-PE-T4-02 | QSFP28-100G-LR4
TX-DC-006-AGG-R01 | et-0/1/2 | 100G QSFP28 | 100000 | up | Uplink to TX-DC-006-OLA-01 | QSFP28-100G-LR4
TX-DC-006-AGG-R01 | et-0/1/3 | 100G QSFP28 | 100000 | admin-down
TX-DC-006-AGG-R01 | et-0/1/4 | 100G QSFP28 | 100000 | admin-down
TX-DC-006-AGG-R01 | et-0/1/5 | 100G QSFP28 | 100000 | admin-down
TX-DC-006-AGG-R01 | et-0/1/6 | 100G QSFP28 | 100000 | admin-down
TX-DC-006-AGG-R01 | et-0/1/7 | 100G QSFP28 | 100000 | admin-down
TX-DC-006-AGG-R02 | xe-0/0/0 | 10G SFP+ | 10000 | up | Uplink to TX-DC-006-FW-01 | SFP-10G-LR
TX-DC-006-AGG-R02 | xe-0/0/1 | 10G SFP+ | 10000 | up | Uplink to TX-DC-006-MMR-SW-01 | SFP-10G-LR
TX-DC-006-AGG-R02 | xe-0/0/2 | 10G SFP+ | 10000 | up | Uplink to TX-DC-006-MMR-SW-02 | SFP-10G-LR
TX-DC-006-AGG-R02 | xe-0/0/3 | 10G SFP+ | 10000 | up | Uplink to TX-DC-006-MMR-SW-03 | SFP-10G-LR
TX-DC-006-AGG-R02 | xe-0/0/4 | 10G SFP+ | 10000 | up | Uplink to TX-DC-006-MMR-SW-04 | SFP-10G-LR
TX-DC-006-AGG-R02 | xe-0/0/5 | 10G SFP+ | 10000 | up | Uplink to TX-DC-006-MMR-SW-05 | SFP-10G-LR
TX-DC-006-AGG-R02 | xe-0/0/6 | 10G SFP+ | 10000 | admin-down
TX-DC-006-AGG-R02 | xe-0/0/7 | 10G SFP+ | 10000 | admin-down
TX-DC-006-AGG-R02 | xe-0/0/8 | 10G SFP+ | 10000 | admin-down
TX-DC-006-AGG-R02 | xe-0/0/9 | 10G SFP+ | 10000 | reserved
TX-DC-006-AGG-R02 | xe-0/0/10 | 10G SFP+ | 10000 | admin-down
TX-DC-006-AGG-R02 | xe-0/0/11 | 10G SFP+ | 10000 | admin-down
TX-DC-006-AGG-R02 | xe-0/0/12 | 10G SFP+ | 10000 | admin-down
TX-DC-006-AGG-R02 | xe-0/0/13 | 10G SFP+ | 10000 | admin-down
TX-DC-006-AGG-R02 | xe-0/0/14 | 10G SFP+ | 10000 | admin-down
TX-DC-006-AGG-R02 | xe-0/0/15 | 10G SFP+ | 10000 | admin-down
TX-DC-006-AGG-R02 | et-0/1/0 | 100G QSFP28 | 100000 | up | Uplink to TX-DC-006-PE-T4-02 | QSFP28-100G-LR4
TX-DC-006-AGG-R02 | et-0/1/1 | 100G QSFP28 | 100000 | up | Uplink to TX-DC-006-PE-T4-03 | QSFP28-100G-LR4
TX-DC-006-AGG-R02 | et-0/1/2 | 100G QSFP28 | 100000 | up | Uplink to TX-DC-006-OLA-02 | QSFP28-100G-LR4
TX-DC-006-AGG-R02 | et-0/1/3 | 100G QSFP28 | 100000 | admin-down
TX-DC-006-AGG-R02 | et-0/1/4 | 100G QSFP28 | 100000 | admin-down
TX-DC-006-AGG-R02 | et-0/1/5 | 100G QSFP28 | 100000 | admin-down
TX-DC-006-AGG-R02 | et-0/1/6 | 100G QSFP28 | 100000 | admin-down
TX-DC-006-AGG-R02 | et-0/1/7 | 100G QSFP28 | 100000 | admin-down
TX-DC-006-MMR-SW-01 | Te0/0/0/0 | 10G SFP+ | 10000 | up | Access to TX-DC-006-TOR-001 | SFP-10G-LR
TX-DC-006-MMR-SW-01 | Te0/0/0/1 | 10G SFP+ | 10000 | admin-down
TX-DC-006-MMR-SW-01 | Te0/0/0/2 | 10G SFP+ | 10000 | up | Server NIC
TX-DC-006-MMR-SW-01 | Te0/0/0/3 | 10G SFP+ | 10000 | up | Server NIC
TX-DC-006-MMR-SW-01 | Te0/0/0/4 | 10G SFP+ | 10000 | up | Server NIC
TX-DC-006-MMR-SW-01 | Te0/0/0/5 | 10G SFP+ | 10000 | admin-down
TX-DC-006-MMR-SW-01 | Te0/0/0/6 | 10G SFP+ | 10000 | up | Server NIC
TX-DC-006-MMR-SW-01 | Te0/0/0/7 | 10G SFP+ | 10000 | up | Server NIC
TX-DC-006-MMR-SW-01 | Te0/0/0/8 | 10G SFP+ | 10000 | admin-down
TX-DC-006-MMR-SW-01 | Te0/0/0/9 | 10G SFP+ | 10000 | up | Server NIC
TX-DC-006-MMR-SW-01 | Te0/0/0/10 | 10G SFP+ | 10000 | up | Server NIC
TX-DC-006-MMR-SW-01 | Te0/0/0/11 | 10G SFP+ | 10000 | up | Server NIC
TX-DC-006-MMR-SW-01 | Te0/0/0/12 | 10G SFP+ | 10000 | admin-down
TX-DC-006-MMR-SW-01 | Te0/0/0/13 | 10G SFP+ | 10000 | admin-down
TX-DC-006-MMR-SW-01 | Te0/0/0/14 | 10G SFP+ | 10000 | up | Server NIC
TX-DC-006-MMR-SW-01 | Te0/0/0/15 | 10G SFP+ | 10000 | up | Server NIC
TX-DC-006-MMR-SW-01 | Te0/0/0/16 | 10G SFP+ | 10000 | up | Server NIC
TX-DC-006-MMR-SW-01 | Te0/0/0/17 | 10G SFP+ | 10000 | up | Server NIC
TX-DC-006-MMR-SW-01 | Te0/0/0/18 | 10G SFP+ | 10000 | admin-down
TX-DC-006-MMR-SW-01 | Te0/0/0/19 | 10G SFP+ | 10000 | admin-down
TX-DC-006-MMR-SW-01 | Te0/0/0/20 | 10G SFP+ | 10000 | up | Server NIC
TX-DC-006-MMR-SW-01 | Te0/0/0/21 | 10G SFP+ | 10000 | up | Server NIC
TX-DC-006-MMR-SW-01 | Te0/0/0/22 | 10G SFP+ | 10000 | admin-down
TX-DC-006-MMR-SW-01 | Te0/0/0/23 | 10G SFP+ | 10000 | up | Server NIC
TX-DC-006-MMR-SW-01 | Te0/0/0/24 | 10G SFP+ | 10000 | up | Server NIC
TX-DC-006-MMR-SW-01 | Te0/0/0/25 | 10G SFP+ | 10000 | up | Server NIC
TX-DC-006-MMR-SW-01 | Te0/0/0/26 | 10G SFP+ | 10000 | up | Server NIC
TX-DC-006-MMR-SW-01 | Te0/0/0/27 | 10G SFP+ | 10000 | admin-down
TX-DC-006-MMR-SW-01 | Te0/0/0/28 | 10G SFP+ | 10000 | up | Server NIC
TX-DC-006-MMR-SW-01 | Te0/0/0/29 | 10G SFP+ | 10000 | up | Server NIC
TX-DC-006-MMR-SW-01 | Te0/0/0/30 | 10G SFP+ | 10000 | up | Server NIC
TX-DC-006-MMR-SW-01 | Te0/0/0/31 | 10G SFP+ | 10000 | admin-down
TX-DC-006-MMR-SW-01 | Te0/0/0/32 | 10G SFP+ | 10000 | admin-down
TX-DC-006-MMR-SW-01 | Te0/0/0/33 | 10G SFP+ | 10000 | up | Server NIC
TX-DC-006-MMR-SW-01 | Te0/0/0/34 | 10G SFP+ | 10000 | admin-down
TX-DC-006-MMR-SW-01 | Te0/0/0/35 | 10G SFP+ | 10000 | admin-down
TX-DC-006-MMR-SW-01 | Te0/0/0/36 | 10G SFP+ | 10000 | admin-down
TX-DC-006-MMR-SW-01 | Te0/0/0/37 | 10G SFP+ | 10000 | admin-down
TX-DC-006-MMR-SW-01 | Te0/0/0/38 | 10G SFP+ | 10000 | up | Server NIC
TX-DC-006-MMR-SW-01 | Te0/0/0/39 | 10G SFP+ | 10000 | up | Server NIC
TX-DC-006-MMR-SW-01 | Te0/0/0/40 | 10G SFP+ | 10000 | up | Server NIC
TX-DC-006-MMR-SW-01 | Te0/0/0/41 | 10G SFP+ | 10000 | up | Server NIC
TX-DC-006-MMR-SW-01 | Te0/0/0/42 | 10G SFP+ | 10000 | admin-down
TX-DC-006-MMR-SW-01 | Te0/0/0/43 | 10G SFP+ | 10000 | up | Server NIC
TX-DC-006-MMR-SW-01 | Te0/0/0/44 | 10G SFP+ | 10000 | up | Server NIC
TX-DC-006-MMR-SW-01 | Te0/0/0/45 | 10G SFP+ | 10000 | admin-down
TX-DC-006-MMR-SW-01 | Te0/0/0/46 | 10G SFP+ | 10000 | admin-down
TX-DC-006-MMR-SW-01 | Te0/0/0/47 | 10G SFP+ | 10000 | up | Server NIC
TX-DC-006-MMR-SW-01 | Hu0/0/1/0 | 100G QSFP28 | 100000 | up | Uplink to TX-DC-006-AGG-R01 | QSFP28-100G-LR4
TX-DC-006-MMR-SW-01 | Hu0/0/1/1 | 100G QSFP28 | 100000 | up | Uplink to TX-DC-006-AGG-R02 | QSFP28-100G-LR4
TX-DC-006-MMR-SW-01 | Hu0/0/1/2 | 100G QSFP28 | 100000 | admin-down
TX-DC-006-MMR-SW-01 | Hu0/0/1/3 | 100G QSFP28 | 100000 | admin-down
TX-DC-006-MMR-SW-02 | Ethernet1 | 10G SFP+ | 10000 | up | Access to TX-DC-006-TOR-001 | SFP-10G-LR
TX-DC-006-MMR-SW-02 | Ethernet2 | 10G SFP+ | 10000 | up | Access to TX-DC-006-TOR-002 | SFP-10G-LR
TX-DC-006-MMR-SW-02 | Ethernet3 | 10G SFP+ | 10000 | up | Server NIC
TX-DC-006-MMR-SW-02 | Ethernet4 | 10G SFP+ | 10000 | up | Server NIC
TX-DC-006-MMR-SW-02 | Ethernet5 | 10G SFP+ | 10000 | admin-down
TX-DC-006-MMR-SW-02 | Ethernet6 | 10G SFP+ | 10000 | up | Server NIC
TX-DC-006-MMR-SW-02 | Ethernet7 | 10G SFP+ | 10000 | up | Server NIC
TX-DC-006-MMR-SW-02 | Ethernet8 | 10G SFP+ | 10000 | up | Server NIC
TX-DC-006-MMR-SW-02 | Ethernet9 | 10G SFP+ | 10000 | up | Server NIC
TX-DC-006-MMR-SW-02 | Ethernet10 | 10G SFP+ | 10000 | reserved
TX-DC-006-MMR-SW-02 | Ethernet11 | 10G SFP+ | 10000 | up | Server NIC
TX-DC-006-MMR-SW-02 | Ethernet12 | 10G SFP+ | 10000 | up | Server NIC
TX-DC-006-MMR-SW-02 | Ethernet13 | 10G SFP+ | 10000 | up | Server NIC
TX-DC-006-MMR-SW-02 | Ethernet14 | 10G SFP+ | 10000 | admin-down
TX-DC-006-MMR-SW-02 | Ethernet15 | 10G SFP+ | 10000 | up | Server NIC
TX-DC-006-MMR-SW-02 | Ethernet16 | 10G SFP+ | 10000 | up | Server NIC
TX-DC-006-MMR-SW-02 | Ethernet17 | 10G SFP+ | 10000 | up | Server NIC
TX-DC-006-MMR-SW-02 | Ethernet18 | 10G SFP+ | 10000 | admin-down
TX-DC-006-MMR-SW-02 | Ethernet19 | 10G SFP+ | 10000 | up | Server NIC
TX-DC-006-MMR-SW-02 | Ethernet20 | 10G SFP+ | 10000 | up | Server NIC
TX-DC-006-MMR-SW-02 | Ethernet21 | 10G SFP+ | 10000 | up | Server NIC
TX-DC-006-MMR-SW-02 | Ethernet22 | 10G SFP+ | 10000 | up | Server NIC
TX-DC-006-MMR-SW-02 | Ethernet23 | 10G SFP+ | 10000 | admin-down
TX-DC-006-MMR-SW-02 | Ethernet24 | 10G SFP+ | 10000 | up | Server NIC
TX-DC-006-MMR-SW-02 | Ethernet25 | 10G SFP+ | 10000 | up | Server NIC
TX-DC-006-MMR-SW-02 | Ethernet26 | 10G SFP+ | 10000 | up | Server NIC
TX-DC-006-MMR-SW-02 | Ethernet27 | 10G SFP+ | 10000 | up | Server NIC
TX-DC-006-MMR-SW-02 | Ethernet28 | 10G SFP+ | 10000 | admin-down
TX-DC-006-MMR-SW-02 | Ethernet29 | 10G SFP+ | 10000 | up | Server NIC
TX-DC-006-MMR-SW-02 | Ethernet30 | 10G SFP+ | 10000 | up | Server NIC
TX-DC-006-MMR-SW-02 | Ethernet31 | 10G SFP+ | 10000 | up | Server NIC
TX-DC-006-MMR-SW-02 | Ethernet32 | 10G SFP+ | 10000 | up | Server NIC
TX-DC-006-MMR-SW-02 | Ethernet33 | 10G SFP+ | 10000 | admin-down
TX-DC-006-MMR-SW-02 | Ethernet34 | 10G SFP+ | 10000 | up | Server NIC
TX-DC-006-MMR-SW-02 | Ethernet35 | 10G SFP+ | 10000 | up | Server NIC
TX-DC-006-MMR-SW-02 | Ethernet36 | 10G SFP+ | 10000 | up | Server NIC
TX-DC-006-MMR-SW-02 | Ethernet37 | 10G SFP+ | 10000 | up | Server NIC
TX-DC-006-MMR-SW-02 | Ethernet38 | 10G SFP+ | 10000 | admin-down
TX-DC-006-MMR-SW-02 | Ethernet39 | 10G SFP+ | 10000 | admin-down
TX-DC-006-MMR-SW-02 | Ethernet40 | 10G SFP+ | 10000 | up | Server NIC
TX-DC-006-MMR-SW-02 | Ethernet41 | 10G SFP+ | 10000 | admin-down
TX-DC-006-MMR-SW-02 | Ethernet42 | 10G SFP+ | 10000 | admin-down
TX-DC-006-MMR-SW-02 | Ethernet43 | 10G SFP+ | 10000 | admin-down
TX-DC-006-MMR-SW-02 | Ethernet44 | 10G SFP+ | 10000 | admin-down
TX-DC-006-MMR-SW-02 | Ethernet45 | 10G SFP+ | 10000 | up | Server NIC
TX-DC-006-MMR-SW-02 | Ethernet46 | 10G SFP+ | 10000 | up | Server NIC
TX-DC-006-MMR-SW-02 | Ethernet47 | 10G SFP+ | 10000 | admin-down
TX-DC-006-MMR-SW-02 | Ethernet48 | 10G SFP+ | 10000 | up | Server NIC
TX-DC-006-MMR-SW-02 | Ethernet49/1 | 100G QSFP28 | 100000 | up | Uplink to TX-DC-006-AGG-R02 | QSFP28-100G-LR4
TX-DC-006-MMR-SW-02 | Ethernet49/2 | 100G QSFP28 | 100000 | up | Uplink to TX-DC-006-AGG-R01 | QSFP28-100G-LR4
TX-DC-006-MMR-SW-02 | Ethernet49/3 | 100G QSFP28 | 100000 | admin-down
TX-DC-006-MMR-SW-02 | Ethernet49/4 | 100G QSFP28 | 100000 | admin-down
TX-DC-006-MMR-SW-03 | Ethernet1 | 10G SFP+ | 10000 | up | Access to TX-DC-006-TOR-002 | SFP-10G-LR
TX-DC-006-MMR-SW-03 | Ethernet2 | 10G SFP+ | 10000 | up | Access to TX-DC-006-TOR-003 | SFP-10G-LR
TX-DC-006-MMR-SW-03 | Ethernet3 | 10G SFP+ | 10000 | up | Server NIC
TX-DC-006-MMR-SW-03 | Ethernet4 | 10G SFP+ | 10000 | admin-down
TX-DC-006-MMR-SW-03 | Ethernet5 | 10G SFP+ | 10000 | admin-down
TX-DC-006-MMR-SW-03 | Ethernet6 | 10G SFP+ | 10000 | up | Server NIC
TX-DC-006-MMR-SW-03 | Ethernet7 | 10G SFP+ | 10000 | up | Server NIC
TX-DC-006-MMR-SW-03 | Ethernet8 | 10G SFP+ | 10000 | admin-down
TX-DC-006-MMR-SW-03 | Ethernet9 | 10G SFP+ | 10000 | admin-down
TX-DC-006-MMR-SW-03 | Ethernet10 | 10G SFP+ | 10000 | up | Server NIC
TX-DC-006-MMR-SW-03 | Ethernet11 | 10G SFP+ | 10000 | up | Server NIC
TX-DC-006-MMR-SW-03 | Ethernet12 | 10G SFP+ | 10000 | admin-down
TX-DC-006-MMR-SW-03 | Ethernet13 | 10G SFP+ | 10000 | admin-down
TX-DC-006-MMR-SW-03 | Ethernet14 | 10G SFP+ | 10000 | up | Server NIC
TX-DC-006-MMR-SW-03 | Ethernet15 | 10G SFP+ | 10000 | up | Server NIC
TX-DC-006-MMR-SW-03 | Ethernet16 | 10G SFP+ | 10000 | up | Server NIC
TX-DC-006-MMR-SW-03 | Ethernet17 | 10G SFP+ | 10000 | up | Server NIC
TX-DC-006-MMR-SW-03 | Ethernet18 | 10G SFP+ | 10000 | up | Server NIC
TX-DC-006-MMR-SW-03 | Ethernet19 | 10G SFP+ | 10000 | admin-down
TX-DC-006-MMR-SW-03 | Ethernet20 | 10G SFP+ | 10000 | admin-down
TX-DC-006-MMR-SW-03 | Ethernet21 | 10G SFP+ | 10000 | up | Server NIC
TX-DC-006-MMR-SW-03 | Ethernet22 | 10G SFP+ | 10000 | up | Server NIC
TX-DC-006-MMR-SW-03 | Ethernet23 | 10G SFP+ | 10000 | up | Server NIC
TX-DC-006-MMR-SW-03 | Ethernet24 | 10G SFP+ | 10000 | up | Server NIC
TX-DC-006-MMR-SW-03 | Ethernet25 | 10G SFP+ | 10000 | up | Server NIC
TX-DC-006-MMR-SW-03 | Ethernet26 | 10G SFP+ | 10000 | up | Server NIC
TX-DC-006-MMR-SW-03 | Ethernet27 | 10G SFP+ | 10000 | admin-down
TX-DC-006-MMR-SW-03 | Ethernet28 | 10G SFP+ | 10000 | admin-down
TX-DC-006-MMR-SW-03 | Ethernet29 | 10G SFP+ | 10000 | up | Server NIC
TX-DC-006-MMR-SW-03 | Ethernet30 | 10G SFP+ | 10000 | admin-down
TX-DC-006-MMR-SW-03 | Ethernet31 | 10G SFP+ | 10000 | up | Server NIC
TX-DC-006-MMR-SW-03 | Ethernet32 | 10G SFP+ | 10000 | admin-down
TX-DC-006-MMR-SW-03 | Ethernet33 | 10G SFP+ | 10000 | admin-down
TX-DC-006-MMR-SW-03 | Ethernet34 | 10G SFP+ | 10000 | up | Server NIC
TX-DC-006-MMR-SW-03 | Ethernet35 | 10G SFP+ | 10000 | admin-down
TX-DC-006-MMR-SW-03 | Ethernet36 | 10G SFP+ | 10000 | up | Server NIC
TX-DC-006-MMR-SW-03 | Ethernet37 | 10G SFP+ | 10000 | admin-down
TX-DC-006-MMR-SW-03 | Ethernet38 | 10G SFP+ | 10000 | up | Server NIC
TX-DC-006-MMR-SW-03 | Ethernet39 | 10G SFP+ | 10000 | up | Server NIC
TX-DC-006-MMR-SW-03 | Ethernet40 | 10G SFP+ | 10000 | up | Server NIC
TX-DC-006-MMR-SW-03 | Ethernet41 | 10G SFP+ | 10000 | up | Server NIC
TX-DC-006-MMR-SW-03 | Ethernet42 | 10G SFP+ | 10000 | up | Server NIC
TX-DC-006-MMR-SW-03 | Ethernet43 | 10G SFP+ | 10000 | admin-down
TX-DC-006-MMR-SW-03 | Ethernet44 | 10G SFP+ | 10000 | up | Server NIC
TX-DC-006-MMR-SW-03 | Ethernet45 | 10G SFP+ | 10000 | up | Server NIC
TX-DC-006-MMR-SW-03 | Ethernet46 | 10G SFP+ | 10000 | up | Server NIC
TX-DC-006-MMR-SW-03 | Ethernet47 | 10G SFP+ | 10000 | up | Server NIC
TX-DC-006-MMR-SW-03 | Ethernet48 | 10G SFP+ | 10000 | up | Server NIC
TX-DC-006-MMR-SW-03 | Ethernet49/1 | 100G QSFP28 | 100000 | up | Uplink to TX-DC-006-AGG-R01 | QSFP28-100G-LR4
TX-DC-006-MMR-SW-03 | Ethernet49/2 | 100G QSFP28 | 100000 | up | Uplink to TX-DC-006-AGG-R02 | QSFP28-100G-LR4
TX-DC-006-MMR-SW-03 | Ethernet49/3 | 100G QSFP28 | 100000 | admin-down
TX-DC-006-MMR-SW-03 | Ethernet49/4 | 100G QSFP28 | 100000 | admin-down
TX-DC-006-MMR-SW-04 | xe-0/0/0 | 10G SFP+ | 10000 | up | Access to TX-DC-006-TOR-003 | SFP-10G-LR
TX-DC-006-MMR-SW-04 | xe-0/0/1 | 10G SFP+ | 10000 | up | Access to TX-DC-006-TOR-004 | SFP-10G-LR
TX-DC-006-MMR-SW-04 | xe-0/0/2 | 10G SFP+ | 10000 | up | Server NIC
TX-DC-006-MMR-SW-04 | xe-0/0/3 | 10G SFP+ | 10000 | up | Server NIC
TX-DC-006-MMR-SW-04 | xe-0/0/4 | 10G SFP+ | 10000 | up | Server NIC
TX-DC-006-MMR-SW-04 | xe-0/0/5 | 10G SFP+ | 10000 | up | Server NIC
TX-DC-006-MMR-SW-04 | xe-0/0/6 | 10G SFP+ | 10000 | up | Server NIC
TX-DC-006-MMR-SW-04 | xe-0/0/7 | 10G SFP+ | 10000 | admin-down
TX-DC-006-MMR-SW-04 | xe-0/0/8 | 10G SFP+ | 10000 | admin-down
TX-DC-006-MMR-SW-04 | xe-0/0/9 | 10G SFP+ | 10000 | up | Server NIC
TX-DC-006-MMR-SW-04 | xe-0/0/10 | 10G SFP+ | 10000 | admin-down
TX-DC-006-MMR-SW-04 | xe-0/0/11 | 10G SFP+ | 10000 | admin-down
TX-DC-006-MMR-SW-04 | xe-0/0/12 | 10G SFP+ | 10000 | up | Server NIC
TX-DC-006-MMR-SW-04 | xe-0/0/13 | 10G SFP+ | 10000 | up | Server NIC
TX-DC-006-MMR-SW-04 | xe-0/0/14 | 10G SFP+ | 10000 | admin-down
TX-DC-006-MMR-SW-04 | xe-0/0/15 | 10G SFP+ | 10000 | admin-down
TX-DC-006-MMR-SW-04 | xe-0/0/16 | 10G SFP+ | 10000 | admin-down
TX-DC-006-MMR-SW-04 | xe-0/0/17 | 10G SFP+ | 10000 | up | Server NIC
TX-DC-006-MMR-SW-04 | xe-0/0/18 | 10G SFP+ | 10000 | admin-down
TX-DC-006-MMR-SW-04 | xe-0/0/19 | 10G SFP+ | 10000 | up | Server NIC
TX-DC-006-MMR-SW-04 | xe-0/0/20 | 10G SFP+ | 10000 | up | Server NIC
TX-DC-006-MMR-SW-04 | xe-0/0/21 | 10G SFP+ | 10000 | up | Server NIC
TX-DC-006-MMR-SW-04 | xe-0/0/22 | 10G SFP+ | 10000 | up | Server NIC
TX-DC-006-MMR-SW-04 | xe-0/0/23 | 10G SFP+ | 10000 | up | Server NIC
TX-DC-006-MMR-SW-04 | xe-0/0/24 | 10G SFP+ | 10000 | up | Server NIC
TX-DC-006-MMR-SW-04 | xe-0/0/25 | 10G SFP+ | 10000 | admin-down
TX-DC-006-MMR-SW-04 | xe-0/0/26 | 10G SFP+ | 10000 | up | Server NIC
TX-DC-006-MMR-SW-04 | xe-0/0/27 | 10G SFP+ | 10000 | admin-down
TX-DC-006-MMR-SW-04 | xe-0/0/28 | 10G SFP+ | 10000 | up | Server NIC
TX-DC-006-MMR-SW-04 | xe-0/0/29 | 10G SFP+ | 10000 | admin-down
TX-DC-006-MMR-SW-04 | xe-0/0/30 | 10G SFP+ | 10000 | admin-down
TX-DC-006-MMR-SW-04 | xe-0/0/31 | 10G SFP+ | 10000 | admin-down
TX-DC-006-MMR-SW-04 | xe-0/0/32 | 10G SFP+ | 10000 | up | Server NIC
TX-DC-006-MMR-SW-04 | xe-0/0/33 | 10G SFP+ | 10000 | admin-down
TX-DC-006-MMR-SW-04 | xe-0/0/34 | 10G SFP+ | 10000 | admin-down
TX-DC-006-MMR-SW-04 | xe-0/0/35 | 10G SFP+ | 10000 | up | Server NIC
TX-DC-006-MMR-SW-04 | xe-0/0/36 | 10G SFP+ | 10000 | admin-down
TX-DC-006-MMR-SW-04 | xe-0/0/37 | 10G SFP+ | 10000 | admin-down
TX-DC-006-MMR-SW-04 | xe-0/0/38 | 10G SFP+ | 10000 | up | Server NIC
TX-DC-006-MMR-SW-04 | xe-0/0/39 | 10G SFP+ | 10000 | admin-down
TX-DC-006-MMR-SW-04 | xe-0/0/40 | 10G SFP+ | 10000 | up | Server NIC
TX-DC-006-MMR-SW-04 | xe-0/0/41 | 10G SFP+ | 10000 | up | Server NIC
TX-DC-006-MMR-SW-04 | xe-0/0/42 | 10G SFP+ | 10000 | up | Server NIC
TX-DC-006-MMR-SW-04 | xe-0/0/43 | 10G SFP+ | 10000 | admin-down
TX-DC-006-MMR-SW-04 | xe-0/0/44 | 10G SFP+ | 10000 | up | Server NIC
TX-DC-006-MMR-SW-04 | xe-0/0/45 | 10G SFP+ | 10000 | up | Server NIC
TX-DC-006-MMR-SW-04 | xe-0/0/46 | 10G SFP+ | 10000 | up | Server NIC
TX-DC-006-MMR-SW-04 | xe-0/0/47 | 10G SFP+ | 10000 | up | Server NIC
TX-DC-006-MMR-SW-04 | et-0/1/0 | 100G QSFP28 | 100000 | up | Uplink to TX-DC-006-AGG-R02 | QSFP28-100G-LR4
TX-DC-006-MMR-SW-04 | et-0/1/1 | 100G QSFP28 | 100000 | up | Uplink to TX-DC-006-AGG-R01 | QSFP28-100G-LR4
TX-DC-006-MMR-SW-04 | et-0/1/2 | 100G QSFP28 | 100000 | reserved
TX-DC-006-MMR-SW-04 | et-0/1/3 | 100G QSFP28 | 100000 | admin-down
TX-DC-006-MMR-SW-05 | Ethernet1 | 10G SFP+ | 10000 | up | Access to TX-DC-006-TOR-004 | SFP-10G-LR
TX-DC-006-MMR-SW-05 | Ethernet2 | 10G SFP+ | 10000 | admin-down
TX-DC-006-MMR-SW-05 | Ethernet3 | 10G SFP+ | 10000 | up | Server NIC
TX-DC-006-MMR-SW-05 | Ethernet4 | 10G SFP+ | 10000 | up | Server NIC
TX-DC-006-MMR-SW-05 | Ethernet5 | 10G SFP+ | 10000 | admin-down
TX-DC-006-MMR-SW-05 | Ethernet6 | 10G SFP+ | 10000 | up | Server NIC
TX-DC-006-MMR-SW-05 | Ethernet7 | 10G SFP+ | 10000 | up | Server NIC
TX-DC-006-MMR-SW-05 | Ethernet8 | 10G SFP+ | 10000 | up | Server NIC
TX-DC-006-MMR-SW-05 | Ethernet9 | 10G SFP+ | 10000 | admin-down
TX-DC-006-MMR-SW-05 | Ethernet10 | 10G SFP+ | 10000 | admin-down
TX-DC-006-MMR-SW-05 | Ethernet11 | 10G SFP+ | 10000 | up | Server NIC
TX-DC-006-MMR-SW-05 | Ethernet12 | 10G SFP+ | 10000 | up | Server NIC
TX-DC-006-MMR-SW-05 | Ethernet13 | 10G SFP+ | 10000 | up | Server NIC
TX-DC-006-MMR-SW-05 | Ethernet14 | 10G SFP+ | 10000 | admin-down
TX-DC-006-MMR-SW-05 | Ethernet15 | 10G SFP+ | 10000 | admin-down
TX-DC-006-MMR-SW-05 | Ethernet16 | 10G SFP+ | 10000 | admin-down
TX-DC-006-MMR-SW-05 | Ethernet17 | 10G SFP+ | 10000 | admin-down
TX-DC-006-MMR-SW-05 | Ethernet18 | 10G SFP+ | 10000 | up | Server NIC
TX-DC-006-MMR-SW-05 | Ethernet19 | 10G SFP+ | 10000 | admin-down
TX-DC-006-MMR-SW-05 | Ethernet20 | 10G SFP+ | 10000 | admin-down
TX-DC-006-MMR-SW-05 | Ethernet21 | 10G SFP+ | 10000 | up | Server NIC
TX-DC-006-MMR-SW-05 | Ethernet22 | 10G SFP+ | 10000 | up | Server NIC
TX-DC-006-MMR-SW-05 | Ethernet23 | 10G SFP+ | 10000 | admin-down
TX-DC-006-MMR-SW-05 | Ethernet24 | 10G SFP+ | 10000 | up | Server NIC
TX-DC-006-MMR-SW-05 | Ethernet25 | 10G SFP+ | 10000 | up | Server NIC
TX-DC-006-MMR-SW-05 | Ethernet26 | 10G SFP+ | 10000 | up | Server NIC
TX-DC-006-MMR-SW-05 | Ethernet27 | 10G SFP+ | 10000 | admin-down
TX-DC-006-MMR-SW-05 | Ethernet28 | 10G SFP+ | 10000 | admin-down
TX-DC-006-MMR-SW-05 | Ethernet29 | 10G SFP+ | 10000 | up | Server NIC
TX-DC-006-MMR-SW-05 | Ethernet30 | 10G SFP+ | 10000 | up | Server NIC
TX-DC-006-MMR-SW-05 | Ethernet31 | 10G SFP+ | 10000 | admin-down
TX-DC-006-MMR-SW-05 | Ethernet32 | 10G SFP+ | 10000 | up | Server NIC
TX-DC-006-MMR-SW-05 | Ethernet33 | 10G SFP+ | 10000 | up | Server NIC
TX-DC-006-MMR-SW-05 | Ethernet34 | 10G SFP+ | 10000 | up | Server NIC
TX-DC-006-MMR-SW-05 | Ethernet35 | 10G SFP+ | 10000 | up | Server NIC
TX-DC-006-MMR-SW-05 | Ethernet36 | 10G SFP+ | 10000 | up | Server NIC
TX-DC-006-MMR-SW-05 | Ethernet37 | 10G SFP+ | 10000 | up | Server NIC
TX-DC-006-MMR-SW-05 | Ethernet38 | 10G SFP+ | 10000 | admin-down
TX-DC-006-MMR-SW-05 | Ethernet39 | 10G SFP+ | 10000 | up | Server NIC
TX-DC-006-MMR-SW-05 | Ethernet40 | 10G SFP+ | 10000 | admin-down
TX-DC-006-MMR-SW-05 | Ethernet41 | 10G SFP+ | 10000 | admin-down
TX-DC-006-MMR-SW-05 | Ethernet42 | 10G SFP+ | 10000 | admin-down
TX-DC-006-MMR-SW-05 | Ethernet43 | 10G SFP+ | 10000 | admin-down
TX-DC-006-MMR-SW-05 | Ethernet44 | 10G SFP+ | 10000 | admin-down
TX-DC-006-MMR-SW-05 | Ethernet45 | 10G SFP+ | 10000 | up | Server NIC
TX-DC-006-MMR-SW-05 | Ethernet46 | 10G SFP+ | 10000 | up | Server NIC
TX-DC-006-MMR-SW-05 | Ethernet47 | 10G SFP+ | 10000 | admin-down
TX-DC-006-MMR-SW-05 | Ethernet48 | 10G SFP+ | 10000 | admin-down
TX-DC-006-MMR-SW-05 | Ethernet49/1 | 100G QSFP28 | 100000 | up | Uplink to TX-DC-006-AGG-R01 | QSFP28-100G-LR4
TX-DC-006-MMR-SW-05 | Ethernet49/2 | 100G QSFP28 | 100000 | up | Uplink to TX-DC-006-AGG-R02 | QSFP28-100G-LR4
TX-DC-006-MMR-SW-05 | Ethernet49/3 | 100G QSFP28 | 100000 | admin-down
TX-DC-006-MMR-SW-05 | Ethernet49/4 | 100G QSFP28 | 100000 | admin-down
TX-DC-006-TOR-001 | Ethernet1 | 10G SFP+ | 10000 | up | Access to TX-DC-006-MMR-SW-01 | SFP-10G-LR
TX-DC-006-TOR-001 | Ethernet2 | 10G SFP+ | 10000 | up | Access to TX-DC-006-MMR-SW-02 | SFP-10G-LR
TX-DC-006-TOR-001 | Ethernet3 | 10G SFP+ | 10000 | up | Server NIC
TX-DC-006-TOR-001 | Ethernet4 | 10G SFP+ | 10000 | admin-down
TX-DC-006-TOR-001 | Ethernet5 | 10G SFP+ | 10000 | up | Server NIC
TX-DC-006-TOR-001 | Ethernet6 | 10G SFP+ | 10000 | admin-down
TX-DC-006-TOR-001 | Ethernet7 | 10G SFP+ | 10000 | admin-down
TX-DC-006-TOR-001 | Ethernet8 | 10G SFP+ | 10000 | admin-down
TX-DC-006-TOR-001 | Ethernet9 | 10G SFP+ | 10000 | up | Server NIC
TX-DC-006-TOR-001 | Ethernet10 | 10G SFP+ | 10000 | admin-down
TX-DC-006-TOR-001 | Ethernet11 | 10G SFP+ | 10000 | admin-down
TX-DC-006-TOR-001 | Ethernet12 | 10G SFP+ | 10000 | admin-down
TX-DC-006-TOR-001 | Ethernet13 | 10G SFP+ | 10000 | admin-down
TX-DC-006-TOR-001 | Ethernet14 | 10G SFP+ | 10000 | admin-down
TX-DC-006-TOR-001 | Ethernet15 | 10G SFP+ | 10000 | up | Server NIC
TX-DC-006-TOR-001 | Ethernet16 | 10G SFP+ | 10000 | up | Server NIC
TX-DC-006-TOR-001 | Ethernet17 | 10G SFP+ | 10000 | admin-down
TX-DC-006-TOR-001 | Ethernet18 | 10G SFP+ | 10000 | up | Server NIC
TX-DC-006-TOR-001 | Ethernet19 | 10G SFP+ | 10000 | up | Server NIC
TX-DC-006-TOR-001 | Ethernet20 | 10G SFP+ | 10000 | admin-down
TX-DC-006-TOR-001 | Ethernet21 | 10G SFP+ | 10000 | up | Server NIC
TX-DC-006-TOR-001 | Ethernet22 | 10G SFP+ | 10000 | admin-down
TX-DC-006-TOR-001 | Ethernet23 | 10G SFP+ | 10000 | reserved
TX-DC-006-TOR-001 | Ethernet24 | 10G SFP+ | 10000 | up | Server NIC
TX-DC-006-TOR-001 | Ethernet49/1 | 100G QSFP28 | 100000 | admin-down
TX-DC-006-TOR-001 | Ethernet49/2 | 100G QSFP28 | 100000 | admin-down
TX-DC-006-TOR-002 | Ethernet1 | 10G SFP+ | 10000 | up | Access to TX-DC-006-MMR-SW-02 | SFP-10G-LR
TX-DC-006-TOR-002 | Ethernet2 | 10G SFP+ | 10000 | up | Access to TX-DC-006-MMR-SW-03 | SFP-10G-LR
TX-DC-006-TOR-002 | Ethernet3 | 10G SFP+ | 10000 | admin-down
TX-DC-006-TOR-002 | Ethernet4 | 10G SFP+ | 10000 | admin-down
TX-DC-006-TOR-002 | Ethernet5 | 10G SFP+ | 10000 | up | Server NIC
TX-DC-006-TOR-002 | Ethernet6 | 10G SFP+ | 10000 | up | Server NIC
TX-DC-006-TOR-002 | Ethernet7 | 10G SFP+ | 10000 | up | Server NIC
TX-DC-006-TOR-002 | Ethernet8 | 10G SFP+ | 10000 | up | Server NIC
TX-DC-006-TOR-002 | Ethernet9 | 10G SFP+ | 10000 | admin-down
TX-DC-006-TOR-002 | Ethernet10 | 10G SFP+ | 10000 | up | Server NIC
TX-DC-006-TOR-002 | Ethernet11 | 10G SFP+ | 10000 | up | Server NIC
TX-DC-006-TOR-002 | Ethernet12 | 10G SFP+ | 10000 | up | Server NIC
TX-DC-006-TOR-002 | Ethernet13 | 10G SFP+ | 10000 | admin-down
TX-DC-006-TOR-002 | Ethernet14 | 10G SFP+ | 10000 | up | Server NIC
TX-DC-006-TOR-002 | Ethernet15 | 10G SFP+ | 10000 | up | Server NIC
TX-DC-006-TOR-002 | Ethernet16 | 10G SFP+ | 10000 | up | Server NIC
TX-DC-006-TOR-002 | Ethernet17 | 10G SFP+ | 10000 | up | Server NIC
TX-DC-006-TOR-002 | Ethernet18 | 10G SFP+ | 10000 | up | Server NIC
TX-DC-006-TOR-002 | Ethernet19 | 10G SFP+ | 10000 | up | Server NIC
TX-DC-006-TOR-002 | Ethernet20 | 10G SFP+ | 10000 | up | Server NIC
TX-DC-006-TOR-002 | Ethernet21 | 10G SFP+ | 10000 | up | Server NIC
TX-DC-006-TOR-002 | Ethernet22 | 10G SFP+ | 10000 | up | Server NIC
TX-DC-006-TOR-002 | Ethernet23 | 10G SFP+ | 10000 | up | Server NIC
TX-DC-006-TOR-002 | Ethernet24 | 10G SFP+ | 10000 | admin-down
TX-DC-006-TOR-002 | Ethernet49/1 | 100G QSFP28 | 100000 | reserved
TX-DC-006-TOR-002 | Ethernet49/2 | 100G QSFP28 | 100000 | admin-down
TX-DC-006-TOR-003 | Te0/0/0/0 | 10G SFP+ | 10000 | up | Access to TX-DC-006-MMR-SW-03 | SFP-10G-LR
TX-DC-006-TOR-003 | Te0/0/0/1 | 10G SFP+ | 10000 | up | Access to TX-DC-006-MMR-SW-04 | SFP-10G-LR
TX-DC-006-TOR-003 | Te0/0/0/2 | 10G SFP+ | 10000 | admin-down
TX-DC-006-TOR-003 | Te0/0/0/3 | 10G SFP+ | 10000 | up | Server NIC
TX-DC-006-TOR-003 | Te0/0/0/4 | 10G SFP+ | 10000 | admin-down
TX-DC-006-TOR-003 | Te0/0/0/5 | 10G SFP+ | 10000 | up | Server NIC
TX-DC-006-TOR-003 | Te0/0/0/6 | 10G SFP+ | 10000 | up | Server NIC
TX-DC-006-TOR-003 | Te0/0/0/7 | 10G SFP+ | 10000 | admin-down
TX-DC-006-TOR-003 | Te0/0/0/8 | 10G SFP+ | 10000 | up | Server NIC
TX-DC-006-TOR-003 | Te0/0/0/9 | 10G SFP+ | 10000 | admin-down
TX-DC-006-TOR-003 | Te0/0/0/10 | 10G SFP+ | 10000 | admin-down
TX-DC-006-TOR-003 | Te0/0/0/11 | 10G SFP+ | 10000 | admin-down
TX-DC-006-TOR-003 | Te0/0/0/12 | 10G SFP+ | 10000 | up | Server NIC
TX-DC-006-TOR-003 | Te0/0/0/13 | 10G SFP+ | 10000 | up | Server NIC
TX-DC-006-TOR-003 | Te0/0/0/14 | 10G SFP+ | 10000 | admin-down
TX-DC-006-TOR-003 | Te0/0/0/15 | 10G SFP+ | 10000 | up | Server NIC
TX-DC-006-TOR-003 | Te0/0/0/16 | 10G SFP+ | 10000 | up | Server NIC
TX-DC-006-TOR-003 | Te0/0/0/17 | 10G SFP+ | 10000 | up | Server NIC
TX-DC-006-TOR-003 | Te0/0/0/18 | 10G SFP+ | 10000 | admin-down
TX-DC-006-TOR-003 | Te0/0/0/19 | 10G SFP+ | 10000 | up | Server NIC
TX-DC-006-TOR-003 | Te0/0/0/20 | 10G SFP+ | 10000 | admin-down
TX-DC-006-TOR-003 | Te0/0/0/21 | 10G SFP+ | 10000 | admin-down
TX-DC-006-TOR-003 | Te0/0/0/22 | 10G SFP+ | 10000 | up | Server NIC
TX-DC-006-TOR-003 | Te0/0/0/23 | 10G SFP+ | 10000 | admin-down
TX-DC-006-TOR-003 | Hu0/0/1/0 | 100G QSFP28 | 100000 | admin-down
TX-DC-006-TOR-003 | Hu0/0/1/1 | 100G QSFP28 | 100000 | admin-down
TX-DC-006-TOR-004 | Ethernet1 | 10G SFP+ | 10000 | up | Access to TX-DC-006-MMR-SW-04 | SFP-10G-LR
TX-DC-006-TOR-004 | Ethernet2 | 10G SFP+ | 10000 | up | Access to TX-DC-006-MMR-SW-05 | SFP-10G-LR
TX-DC-006-TOR-004 | Ethernet3 | 10G SFP+ | 10000 | admin-down
TX-DC-006-TOR-004 | Ethernet4 | 10G SFP+ | 10000 | up | Server NIC
TX-DC-006-TOR-004 | Ethernet5 | 10G SFP+ | 10000 | up | Server NIC
TX-DC-006-TOR-004 | Ethernet6 | 10G SFP+ | 10000 | admin-down
TX-DC-006-TOR-004 | Ethernet7 | 10G SFP+ | 10000 | up | Server NIC
TX-DC-006-TOR-004 | Ethernet8 | 10G SFP+ | 10000 | admin-down
TX-DC-006-TOR-004 | Ethernet9 | 10G SFP+ | 10000 | up | Server NIC
TX-DC-006-TOR-004 | Ethernet10 | 10G SFP+ | 10000 | up | Server NIC
TX-DC-006-TOR-004 | Ethernet11 | 10G SFP+ | 10000 | up | Server NIC
TX-DC-006-TOR-004 | Ethernet12 | 10G SFP+ | 10000 | admin-down
TX-DC-006-TOR-004 | Ethernet13 | 10G SFP+ | 10000 | admin-down
TX-DC-006-TOR-004 | Ethernet14 | 10G SFP+ | 10000 | admin-down
TX-DC-006-TOR-004 | Ethernet15 | 10G SFP+ | 10000 | admin-down
TX-DC-006-TOR-004 | Ethernet16 | 10G SFP+ | 10000 | up | Server NIC
TX-DC-006-TOR-004 | Ethernet17 | 10G SFP+ | 10000 | up | Server NIC
TX-DC-006-TOR-004 | Ethernet18 | 10G SFP+ | 10000 | up | Server NIC
TX-DC-006-TOR-004 | Ethernet19 | 10G SFP+ | 10000 | admin-down
TX-DC-006-TOR-004 | Ethernet20 | 10G SFP+ | 10000 | up | Server NIC
TX-DC-006-TOR-004 | Ethernet21 | 10G SFP+ | 10000 | admin-down
TX-DC-006-TOR-004 | Ethernet22 | 10G SFP+ | 10000 | admin-down
TX-DC-006-TOR-004 | Ethernet23 | 10G SFP+ | 10000 | up | Server NIC
TX-DC-006-TOR-004 | Ethernet24 | 10G SFP+ | 10000 | up | Server NIC
TX-DC-006-TOR-004 | Ethernet49/1 | 100G QSFP28 | 100000 | admin-down
TX-DC-006-TOR-004 | Ethernet49/2 | 100G QSFP28 | 100000 | reserved
TX-DC-007-PE-T4-01 | xe-0/0/0 | 10G SFP+ | 10000 | admin-down
TX-DC-007-PE-T4-01 | xe-0/0/1 | 10G SFP+ | 10000 | up | Backhaul to NC-DC-023 | SFP-10G-LR
TX-DC-007-PE-T4-01 | xe-0/0/2 | 10G SFP+ | 10000 | up | Backhaul to TX-DC-006 | SFP-10G-LR
TX-DC-007-PE-T4-01 | xe-0/0/3 | 10G SFP+ | 10000 | up | Backhaul to FL-DC-018 | SFP-10G-LR
TX-DC-007-PE-T4-01 | xe-0/0/4 | 10G SFP+ | 10000 | up | Backhaul to OH-DC-016 | SFP-10G-LR
TX-DC-007-PE-T4-01 | xe-0/0/5 | 10G SFP+ | 10000 | up | Backhaul to OR-DC-014 | SFP-10G-LR
TX-DC-007-PE-T4-01 | xe-0/0/6 | 10G SFP+ | 10000 | up | Uplink to TX-DC-007-AGG-R01 | SFP-10G-LR
TX-DC-007-PE-T4-01 | xe-0/0/7 | 10G SFP+ | 10000 | admin-down
TX-DC-007-PE-T4-01 | xe-0/0/8 | 10G SFP+ | 10000 | admin-down
TX-DC-007-PE-T4-01 | xe-0/0/9 | 10G SFP+ | 10000 | admin-down
TX-DC-007-PE-T4-01 | xe-0/0/10 | 10G SFP+ | 10000 | admin-down
TX-DC-007-PE-T4-01 | xe-0/0/11 | 10G SFP+ | 10000 | admin-down
TX-DC-007-PE-T4-01 | et-0/1/0 | 100G QSFP28 | 100000 | up | Fabric to TX-DC-007-PE-T4-02 | QSFP28-100G-LR4
TX-DC-007-PE-T4-01 | et-0/1/1 | 100G QSFP28 | 100000 | up | Fabric to TX-DC-007-PE-T4-03 | QSFP28-100G-LR4
TX-DC-007-PE-T4-01 | et-0/1/2 | 100G QSFP28 | 100000 | up | Fabric to TX-DC-007-PE-T4-04 | QSFP28-100G-LR4
TX-DC-007-PE-T4-01 | et-0/1/3 | 100G QSFP28 | 100000 | admin-down
TX-DC-007-PE-T4-01 | ge-0/2/0 | 1G copper | 1000 | admin-down
TX-DC-007-PE-T4-01 | ge-0/2/1 | 1G copper | 1000 | admin-down
TX-DC-007-PE-T4-01 | ge-0/2/2 | 1G copper | 1000 | admin-down
TX-DC-007-PE-T4-01 | ge-0/2/3 | 1G copper | 1000 | admin-down
TX-DC-007-PE-T4-01 | ge-0/2/4 | 1G copper | 1000 | admin-down
TX-DC-007-PE-T4-01 | ge-0/2/5 | 1G copper | 1000 | admin-down
TX-DC-007-PE-T4-01 | ge-0/2/6 | 1G copper | 1000 | admin-down
TX-DC-007-PE-T4-01 | ge-0/2/7 | 1G copper | 1000 | admin-down
TX-DC-007-PE-T4-01 | ge-0/2/8 | 1G copper | 1000 | admin-down
TX-DC-007-PE-T4-01 | ge-0/2/9 | 1G copper | 1000 | admin-down
TX-DC-007-PE-T4-01 | ge-0/2/10 | 1G copper | 1000 | admin-down
TX-DC-007-PE-T4-01 | ge-0/2/11 | 1G copper | 1000 | admin-down
TX-DC-007-PE-T4-01 | ge-0/2/12 | 1G copper | 1000 | admin-down
TX-DC-007-PE-T4-01 | ge-0/2/13 | 1G copper | 1000 | admin-down
TX-DC-007-PE-T4-01 | ge-0/2/14 | 1G copper | 1000 | admin-down
TX-DC-007-PE-T4-01 | ge-0/2/15 | 1G copper | 1000 | admin-down
TX-DC-007-PE-T4-02 | xe-0/0/0 | 10G SFP+ | 10000 | admin-down
TX-DC-007-PE-T4-02 | xe-0/0/1 | 10G SFP+ | 10000 | up | Backhaul to CO-DC-015 | SFP-10G-LR
TX-DC-007-PE-T4-02 | xe-0/0/2 | 10G SFP+ | 10000 | up | Backhaul to CA-DC-008 | SFP-10G-LR
TX-DC-007-PE-T4-02 | xe-0/0/3 | 10G SFP+ | 10000 | up | Backhaul to VA-DC-002 | SFP-10G-LR
TX-DC-007-PE-T4-02 | xe-0/0/4 | 10G SFP+ | 10000 | up | Backhaul to CA-DC-021 | SFP-10G-LR
TX-DC-007-PE-T4-02 | xe-0/0/5 | 10G SFP+ | 10000 | up | Backhaul to TX-DC-006 | SFP-10G-LR
TX-DC-007-PE-T4-02 | xe-0/0/6 | 10G SFP+ | 10000 | up | Uplink to TX-DC-007-AGG-R01 | SFP-10G-LR
TX-DC-007-PE-T4-02 | xe-0/0/7 | 10G SFP+ | 10000 | up | Uplink to TX-DC-007-AGG-R02 | SFP-10G-LR
TX-DC-007-PE-T4-02 | xe-0/0/8 | 10G SFP+ | 10000 | admin-down
TX-DC-007-PE-T4-02 | xe-0/0/9 | 10G SFP+ | 10000 | admin-down
TX-DC-007-PE-T4-02 | xe-0/0/10 | 10G SFP+ | 10000 | admin-down
TX-DC-007-PE-T4-02 | xe-0/0/11 | 10G SFP+ | 10000 | admin-down
TX-DC-007-PE-T4-02 | et-0/1/0 | 100G QSFP28 | 100000 | up | Fabric to TX-DC-007-PE-T4-01 | QSFP28-100G-LR4
TX-DC-007-PE-T4-02 | et-0/1/1 | 100G QSFP28 | 100000 | up | Fabric to TX-DC-007-PE-T4-03 | QSFP28-100G-LR4
TX-DC-007-PE-T4-02 | et-0/1/2 | 100G QSFP28 | 100000 | up | Fabric to TX-DC-007-PE-T4-04 | QSFP28-100G-LR4
TX-DC-007-PE-T4-02 | et-0/1/3 | 100G QSFP28 | 100000 | admin-down
TX-DC-007-PE-T4-02 | ge-0/2/0 | 1G copper | 1000 | admin-down
TX-DC-007-PE-T4-02 | ge-0/2/1 | 1G copper | 1000 | admin-down
TX-DC-007-PE-T4-02 | ge-0/2/2 | 1G copper | 1000 | admin-down
TX-DC-007-PE-T4-02 | ge-0/2/3 | 1G copper | 1000 | admin-down
TX-DC-007-PE-T4-02 | ge-0/2/4 | 1G copper | 1000 | admin-down
TX-DC-007-PE-T4-02 | ge-0/2/5 | 1G copper | 1000 | reserved
TX-DC-007-PE-T4-02 | ge-0/2/6 | 1G copper | 1000 | admin-down
TX-DC-007-PE-T4-02 | ge-0/2/7 | 1G copper | 1000 | admin-down
TX-DC-007-PE-T4-02 | ge-0/2/8 | 1G copper | 1000 | admin-down
TX-DC-007-PE-T4-02 | ge-0/2/9 | 1G copper | 1000 | admin-down
TX-DC-007-PE-T4-02 | ge-0/2/10 | 1G copper | 1000 | admin-down
TX-DC-007-PE-T4-02 | ge-0/2/11 | 1G copper | 1000 | admin-down
TX-DC-007-PE-T4-02 | ge-0/2/12 | 1G copper | 1000 | admin-down
TX-DC-007-PE-T4-02 | ge-0/2/13 | 1G copper | 1000 | admin-down
TX-DC-007-PE-T4-02 | ge-0/2/14 | 1G copper | 1000 | admin-down
TX-DC-007-PE-T4-02 | ge-0/2/15 | 1G copper | 1000 | reserved
TX-DC-007-PE-T4-03 | 1/1/c1 | 10G SFP+ | 10000 | admin-down
TX-DC-007-PE-T4-03 | 1/1/c2 | 10G SFP+ | 10000 | up | Backhaul to UT-DC-019 | SFP-10G-LR
TX-DC-007-PE-T4-03 | 1/1/c3 | 10G SFP+ | 10000 | up | Backhaul to CO-DC-015 | SFP-10G-LR
TX-DC-007-PE-T4-03 | 1/1/c4 | 10G SFP+ | 10000 | up | Backhaul to NJ-DC-012 | SFP-10G-LR
TX-DC-007-PE-T4-03 | 1/1/c5 | 10G SFP+ | 10000 | up | Backhaul to CA-DC-021 | SFP-10G-LR
TX-DC-007-PE-T4-03 | 1/1/c6 | 10G SFP+ | 10000 | up | Backhaul to VA-DC-004 | SFP-10G-LR
TX-DC-007-PE-T4-03 | 1/1/c7 | 10G SFP+ | 10000 | up | Uplink to TX-DC-007-AGG-R02 | SFP-10G-LR
TX-DC-007-PE-T4-03 | 1/1/c8 | 10G SFP+ | 10000 | admin-down
TX-DC-007-PE-T4-03 | 1/1/c9 | 10G SFP+ | 10000 | admin-down
TX-DC-007-PE-T4-03 | 1/1/c10 | 10G SFP+ | 10000 | admin-down
TX-DC-007-PE-T4-03 | 1/1/c11 | 10G SFP+ | 10000 | admin-down
TX-DC-007-PE-T4-03 | 1/1/c12 | 10G SFP+ | 10000 | admin-down
TX-DC-007-PE-T4-03 | 1/2/c1 | 100G QSFP28 | 100000 | up | Fabric to TX-DC-007-PE-T4-01 | QSFP28-100G-LR4
TX-DC-007-PE-T4-03 | 1/2/c2 | 100G QSFP28 | 100000 | up | Fabric to TX-DC-007-PE-T4-02 | QSFP28-100G-LR4
TX-DC-007-PE-T4-03 | 1/2/c3 | 100G QSFP28 | 100000 | up | Fabric to TX-DC-007-PE-T4-04 | QSFP28-100G-LR4
TX-DC-007-PE-T4-03 | 1/2/c4 | 100G QSFP28 | 100000 | admin-down
TX-DC-007-PE-T4-03 | 1/3/1 | 1G copper | 1000 | reserved
TX-DC-007-PE-T4-03 | 1/3/2 | 1G copper | 1000 | admin-down
TX-DC-007-PE-T4-03 | 1/3/3 | 1G copper | 1000 | admin-down
TX-DC-007-PE-T4-03 | 1/3/4 | 1G copper | 1000 | admin-down
TX-DC-007-PE-T4-03 | 1/3/5 | 1G copper | 1000 | admin-down
TX-DC-007-PE-T4-03 | 1/3/6 | 1G copper | 1000 | admin-down
TX-DC-007-PE-T4-03 | 1/3/7 | 1G copper | 1000 | admin-down
TX-DC-007-PE-T4-03 | 1/3/8 | 1G copper | 1000 | admin-down
TX-DC-007-PE-T4-03 | 1/3/9 | 1G copper | 1000 | admin-down
TX-DC-007-PE-T4-03 | 1/3/10 | 1G copper | 1000 | admin-down
TX-DC-007-PE-T4-03 | 1/3/11 | 1G copper | 1000 | admin-down
TX-DC-007-PE-T4-03 | 1/3/12 | 1G copper | 1000 | admin-down
TX-DC-007-PE-T4-03 | 1/3/13 | 1G copper | 1000 | admin-down
TX-DC-007-PE-T4-03 | 1/3/14 | 1G copper | 1000 | admin-down
TX-DC-007-PE-T4-03 | 1/3/15 | 1G copper | 1000 | admin-down
TX-DC-007-PE-T4-03 | 1/3/16 | 1G copper | 1000 | admin-down
TX-DC-007-PE-T4-04 | 1/1/c1 | 10G SFP+ | 10000 | admin-down
TX-DC-007-PE-T4-04 | 1/1/c2 | 10G SFP+ | 10000 | up | Backhaul to VA-DC-002 | SFP-10G-LR
TX-DC-007-PE-T4-04 | 1/1/c3 | 10G SFP+ | 10000 | up | Backhaul to VA-DC-004 | SFP-10G-LR
TX-DC-007-PE-T4-04 | 1/1/c4 | 10G SFP+ | 10000 | up | Backhaul to TX-DC-022 | SFP-10G-LR
TX-DC-007-PE-T4-04 | 1/1/c5 | 10G SFP+ | 10000 | up | Backhaul to OH-DC-016 | SFP-10G-LR
TX-DC-007-PE-T4-04 | 1/1/c6 | 10G SFP+ | 10000 | up | Backhaul to VA-DC-004 | SFP-10G-LR
TX-DC-007-PE-T4-04 | 1/1/c7 | 10G SFP+ | 10000 | admin-down
TX-DC-007-PE-T4-04 | 1/1/c8 | 10G SFP+ | 10000 | admin-down
TX-DC-007-PE-T4-04 | 1/1/c9 | 10G SFP+ | 10000 | reserved
TX-DC-007-PE-T4-04 | 1/1/c10 | 10G SFP+ | 10000 | admin-down
TX-DC-007-PE-T4-04 | 1/1/c11 | 10G SFP+ | 10000 | admin-down
TX-DC-007-PE-T4-04 | 1/1/c12 | 10G SFP+ | 10000 | admin-down
TX-DC-007-PE-T4-04 | 1/2/c1 | 100G QSFP28 | 100000 | up | Fabric to TX-DC-007-PE-T4-01 | QSFP28-100G-LR4
TX-DC-007-PE-T4-04 | 1/2/c2 | 100G QSFP28 | 100000 | up | Fabric to TX-DC-007-PE-T4-02 | QSFP28-100G-LR4
TX-DC-007-PE-T4-04 | 1/2/c3 | 100G QSFP28 | 100000 | up | Fabric to TX-DC-007-PE-T4-03 | QSFP28-100G-LR4
TX-DC-007-PE-T4-04 | 1/2/c4 | 100G QSFP28 | 100000 | admin-down
TX-DC-007-PE-T4-04 | 1/3/1 | 1G copper | 1000 | reserved
TX-DC-007-PE-T4-04 | 1/3/2 | 1G copper | 1000 | admin-down
TX-DC-007-PE-T4-04 | 1/3/3 | 1G copper | 1000 | admin-down
TX-DC-007-PE-T4-04 | 1/3/4 | 1G copper | 1000 | admin-down
TX-DC-007-PE-T4-04 | 1/3/5 | 1G copper | 1000 | admin-down
TX-DC-007-PE-T4-04 | 1/3/6 | 1G copper | 1000 | admin-down
TX-DC-007-PE-T4-04 | 1/3/7 | 1G copper | 1000 | admin-down
TX-DC-007-PE-T4-04 | 1/3/8 | 1G copper | 1000 | admin-down
TX-DC-007-PE-T4-04 | 1/3/9 | 1G copper | 1000 | admin-down
TX-DC-007-PE-T4-04 | 1/3/10 | 1G copper | 1000 | admin-down
TX-DC-007-PE-T4-04 | 1/3/11 | 1G copper | 1000 | admin-down
TX-DC-007-PE-T4-04 | 1/3/12 | 1G copper | 1000 | admin-down
TX-DC-007-PE-T4-04 | 1/3/13 | 1G copper | 1000 | admin-down
TX-DC-007-PE-T4-04 | 1/3/14 | 1G copper | 1000 | admin-down
TX-DC-007-PE-T4-04 | 1/3/15 | 1G copper | 1000 | admin-down
TX-DC-007-PE-T4-04 | 1/3/16 | 1G copper | 1000 | admin-down
TX-DC-007-FW-01 | port1 | 10G SFP+ | 10000 | up | Uplink to TX-DC-007-AGG-R01 | SFP-10G-LR
TX-DC-007-FW-01 | port2 | 10G SFP+ | 10000 | up | Uplink to TX-DC-007-AGG-R02 | SFP-10G-LR
TX-DC-007-FW-01 | port3 | 10G SFP+ | 10000 | admin-down
TX-DC-007-FW-01 | port4 | 10G SFP+ | 10000 | admin-down
TX-DC-007-FW-01 | port5 | 10G SFP+ | 10000 | admin-down
TX-DC-007-FW-01 | port6 | 10G SFP+ | 10000 | admin-down
TX-DC-007-FW-01 | port7 | 10G SFP+ | 10000 | admin-down
TX-DC-007-FW-01 | port8 | 10G SFP+ | 10000 | admin-down
TX-DC-007-OLA-01 | 1/2/c1 | 100G QSFP28 | 100000 | up | Uplink to TX-DC-007-AGG-R01 | QSFP28-100G-LR4
TX-DC-007-OLA-01 | 1/2/c2 | 100G QSFP28 | 100000 | admin-down
TX-DC-007-OLA-01 | 1/2/c3 | 100G QSFP28 | 100000 | admin-down
TX-DC-007-OLA-01 | 1/2/c4 | 100G QSFP28 | 100000 | admin-down
TX-DC-007-OLA-01 | 1/2/c5 | 100G QSFP28 | 100000 | admin-down
TX-DC-007-OLA-01 | 1/2/c6 | 100G QSFP28 | 100000 | admin-down
TX-DC-007-OLA-01 | 1/2/c7 | 100G QSFP28 | 100000 | admin-down
TX-DC-007-OLA-01 | 1/2/c8 | 100G QSFP28 | 100000 | admin-down
TX-DC-007-AGG-R01 | xe-0/0/0 | 10G SFP+ | 10000 | up | Uplink to TX-DC-007-FW-01 | SFP-10G-LR
TX-DC-007-AGG-R01 | xe-0/0/1 | 10G SFP+ | 10000 | up | Uplink to TX-DC-007-MMR-SW-01 | SFP-10G-LR
TX-DC-007-AGG-R01 | xe-0/0/2 | 10G SFP+ | 10000 | up | Uplink to TX-DC-007-MMR-SW-02 | SFP-10G-LR
TX-DC-007-AGG-R01 | xe-0/0/3 | 10G SFP+ | 10000 | up | Uplink to TX-DC-007-MMR-SW-03 | SFP-10G-LR
TX-DC-007-AGG-R01 | xe-0/0/4 | 10G SFP+ | 10000 | up | Uplink to TX-DC-007-MMR-SW-04 | SFP-10G-LR
TX-DC-007-AGG-R01 | xe-0/0/5 | 10G SFP+ | 10000 | admin-down
TX-DC-007-AGG-R01 | xe-0/0/6 | 10G SFP+ | 10000 | admin-down
TX-DC-007-AGG-R01 | xe-0/0/7 | 10G SFP+ | 10000 | admin-down
TX-DC-007-AGG-R01 | xe-0/0/8 | 10G SFP+ | 10000 | admin-down
TX-DC-007-AGG-R01 | xe-0/0/9 | 10G SFP+ | 10000 | admin-down
TX-DC-007-AGG-R01 | xe-0/0/10 | 10G SFP+ | 10000 | admin-down
TX-DC-007-AGG-R01 | xe-0/0/11 | 10G SFP+ | 10000 | admin-down
TX-DC-007-AGG-R01 | xe-0/0/12 | 10G SFP+ | 10000 | admin-down
TX-DC-007-AGG-R01 | xe-0/0/13 | 10G SFP+ | 10000 | admin-down
TX-DC-007-AGG-R01 | xe-0/0/14 | 10G SFP+ | 10000 | admin-down
TX-DC-007-AGG-R01 | xe-0/0/15 | 10G SFP+ | 10000 | admin-down
TX-DC-007-AGG-R01 | et-0/1/0 | 100G QSFP28 | 100000 | up | Uplink to TX-DC-007-PE-T4-01 | QSFP28-100G-LR4
TX-DC-007-AGG-R01 | et-0/1/1 | 100G QSFP28 | 100000 | up | Uplink to TX-DC-007-PE-T4-02 | QSFP28-100G-LR4
TX-DC-007-AGG-R01 | et-0/1/2 | 100G QSFP28 | 100000 | up | Uplink to TX-DC-007-OLA-01 | QSFP28-100G-LR4
TX-DC-007-AGG-R01 | et-0/1/3 | 100G QSFP28 | 100000 | admin-down
TX-DC-007-AGG-R01 | et-0/1/4 | 100G QSFP28 | 100000 | admin-down
TX-DC-007-AGG-R01 | et-0/1/5 | 100G QSFP28 | 100000 | admin-down
TX-DC-007-AGG-R01 | et-0/1/6 | 100G QSFP28 | 100000 | admin-down
TX-DC-007-AGG-R01 | et-0/1/7 | 100G QSFP28 | 100000 | admin-down
TX-DC-007-AGG-R02 | xe-0/0/0 | 10G SFP+ | 10000 | up | Uplink to TX-DC-007-FW-01 | SFP-10G-LR
TX-DC-007-AGG-R02 | xe-0/0/1 | 10G SFP+ | 10000 | up | Uplink to TX-DC-007-MMR-SW-01 | SFP-10G-LR
TX-DC-007-AGG-R02 | xe-0/0/2 | 10G SFP+ | 10000 | up | Uplink to TX-DC-007-MMR-SW-02 | SFP-10G-LR
TX-DC-007-AGG-R02 | xe-0/0/3 | 10G SFP+ | 10000 | up | Uplink to TX-DC-007-MMR-SW-03 | SFP-10G-LR
TX-DC-007-AGG-R02 | xe-0/0/4 | 10G SFP+ | 10000 | up | Uplink to TX-DC-007-MMR-SW-04 | SFP-10G-LR
TX-DC-007-AGG-R02 | xe-0/0/5 | 10G SFP+ | 10000 | admin-down
TX-DC-007-AGG-R02 | xe-0/0/6 | 10G SFP+ | 10000 | admin-down
TX-DC-007-AGG-R02 | xe-0/0/7 | 10G SFP+ | 10000 | admin-down
TX-DC-007-AGG-R02 | xe-0/0/8 | 10G SFP+ | 10000 | admin-down
TX-DC-007-AGG-R02 | xe-0/0/9 | 10G SFP+ | 10000 | admin-down
TX-DC-007-AGG-R02 | xe-0/0/10 | 10G SFP+ | 10000 | reserved
TX-DC-007-AGG-R02 | xe-0/0/11 | 10G SFP+ | 10000 | admin-down
TX-DC-007-AGG-R02 | xe-0/0/12 | 10G SFP+ | 10000 | admin-down
TX-DC-007-AGG-R02 | xe-0/0/13 | 10G SFP+ | 10000 | admin-down
TX-DC-007-AGG-R02 | xe-0/0/14 | 10G SFP+ | 10000 | admin-down
TX-DC-007-AGG-R02 | xe-0/0/15 | 10G SFP+ | 10000 | admin-down
TX-DC-007-AGG-R02 | et-0/1/0 | 100G QSFP28 | 100000 | up | Uplink to TX-DC-007-PE-T4-02 | QSFP28-100G-LR4
TX-DC-007-AGG-R02 | et-0/1/1 | 100G QSFP28 | 100000 | up | Uplink to TX-DC-007-PE-T4-03 | QSFP28-100G-LR4
TX-DC-007-AGG-R02 | et-0/1/2 | 100G QSFP28 | 100000 | admin-down
TX-DC-007-AGG-R02 | et-0/1/3 | 100G QSFP28 | 100000 | admin-down
TX-DC-007-AGG-R02 | et-0/1/4 | 100G QSFP28 | 100000 | admin-down
TX-DC-007-AGG-R02 | et-0/1/5 | 100G QSFP28 | 100000 | admin-down
TX-DC-007-AGG-R02 | et-0/1/6 | 100G QSFP28 | 100000 | admin-down
TX-DC-007-AGG-R02 | et-0/1/7 | 100G QSFP28 | 100000 | admin-down
TX-DC-007-MMR-SW-01 | Ethernet1 | 10G SFP+ | 10000 | up | Access to TX-DC-007-TOR-001 | SFP-10G-LR
TX-DC-007-MMR-SW-01 | Ethernet2 | 10G SFP+ | 10000 | up | Server NIC
TX-DC-007-MMR-SW-01 | Ethernet3 | 10G SFP+ | 10000 | admin-down
TX-DC-007-MMR-SW-01 | Ethernet4 | 10G SFP+ | 10000 | admin-down
TX-DC-007-MMR-SW-01 | Ethernet5 | 10G SFP+ | 10000 | up | Server NIC
TX-DC-007-MMR-SW-01 | Ethernet6 | 10G SFP+ | 10000 | up | Server NIC
TX-DC-007-MMR-SW-01 | Ethernet7 | 10G SFP+ | 10000 | up | Server NIC
TX-DC-007-MMR-SW-01 | Ethernet8 | 10G SFP+ | 10000 | admin-down
TX-DC-007-MMR-SW-01 | Ethernet9 | 10G SFP+ | 10000 | up | Server NIC
TX-DC-007-MMR-SW-01 | Ethernet10 | 10G SFP+ | 10000 | admin-down
TX-DC-007-MMR-SW-01 | Ethernet11 | 10G SFP+ | 10000 | up | Server NIC
TX-DC-007-MMR-SW-01 | Ethernet12 | 10G SFP+ | 10000 | up | Server NIC
TX-DC-007-MMR-SW-01 | Ethernet13 | 10G SFP+ | 10000 | admin-down
TX-DC-007-MMR-SW-01 | Ethernet14 | 10G SFP+ | 10000 | up | Server NIC
TX-DC-007-MMR-SW-01 | Ethernet15 | 10G SFP+ | 10000 | admin-down
TX-DC-007-MMR-SW-01 | Ethernet16 | 10G SFP+ | 10000 | up | Server NIC
TX-DC-007-MMR-SW-01 | Ethernet17 | 10G SFP+ | 10000 | up | Server NIC
TX-DC-007-MMR-SW-01 | Ethernet18 | 10G SFP+ | 10000 | up | Server NIC
TX-DC-007-MMR-SW-01 | Ethernet19 | 10G SFP+ | 10000 | up | Server NIC
TX-DC-007-MMR-SW-01 | Ethernet20 | 10G SFP+ | 10000 | up | Server NIC
TX-DC-007-MMR-SW-01 | Ethernet21 | 10G SFP+ | 10000 | up | Server NIC
TX-DC-007-MMR-SW-01 | Ethernet22 | 10G SFP+ | 10000 | admin-down
TX-DC-007-MMR-SW-01 | Ethernet23 | 10G SFP+ | 10000 | up | Server NIC
TX-DC-007-MMR-SW-01 | Ethernet24 | 10G SFP+ | 10000 | up | Server NIC
TX-DC-007-MMR-SW-01 | Ethernet25 | 10G SFP+ | 10000 | up | Server NIC
TX-DC-007-MMR-SW-01 | Ethernet26 | 10G SFP+ | 10000 | admin-down
TX-DC-007-MMR-SW-01 | Ethernet27 | 10G SFP+ | 10000 | admin-down
TX-DC-007-MMR-SW-01 | Ethernet28 | 10G SFP+ | 10000 | up | Server NIC
TX-DC-007-MMR-SW-01 | Ethernet29 | 10G SFP+ | 10000 | up | Server NIC
TX-DC-007-MMR-SW-01 | Ethernet30 | 10G SFP+ | 10000 | up | Server NIC
TX-DC-007-MMR-SW-01 | Ethernet31 | 10G SFP+ | 10000 | up | Server NIC
TX-DC-007-MMR-SW-01 | Ethernet32 | 10G SFP+ | 10000 | up | Server NIC
TX-DC-007-MMR-SW-01 | Ethernet33 | 10G SFP+ | 10000 | up | Server NIC
TX-DC-007-MMR-SW-01 | Ethernet34 | 10G SFP+ | 10000 | up | Server NIC
TX-DC-007-MMR-SW-01 | Ethernet35 | 10G SFP+ | 10000 | up | Server NIC
TX-DC-007-MMR-SW-01 | Ethernet36 | 10G SFP+ | 10000 | admin-down
TX-DC-007-MMR-SW-01 | Ethernet37 | 10G SFP+ | 10000 | up | Server NIC
TX-DC-007-MMR-SW-01 | Ethernet38 | 10G SFP+ | 10000 | up | Server NIC
TX-DC-007-MMR-SW-01 | Ethernet39 | 10G SFP+ | 10000 | up | Server NIC
TX-DC-007-MMR-SW-01 | Ethernet40 | 10G SFP+ | 10000 | up | Server NIC
TX-DC-007-MMR-SW-01 | Ethernet41 | 10G SFP+ | 10000 | admin-down
TX-DC-007-MMR-SW-01 | Ethernet42 | 10G SFP+ | 10000 | admin-down
TX-DC-007-MMR-SW-01 | Ethernet43 | 10G SFP+ | 10000 | up | Server NIC
TX-DC-007-MMR-SW-01 | Ethernet44 | 10G SFP+ | 10000 | admin-down
TX-DC-007-MMR-SW-01 | Ethernet45 | 10G SFP+ | 10000 | up | Server NIC
TX-DC-007-MMR-SW-01 | Ethernet46 | 10G SFP+ | 10000 | admin-down
TX-DC-007-MMR-SW-01 | Ethernet47 | 10G SFP+ | 10000 | admin-down
TX-DC-007-MMR-SW-01 | Ethernet48 | 10G SFP+ | 10000 | up | Server NIC
TX-DC-007-MMR-SW-01 | Ethernet49/1 | 100G QSFP28 | 100000 | up | Uplink to TX-DC-007-AGG-R01 | QSFP28-100G-LR4
TX-DC-007-MMR-SW-01 | Ethernet49/2 | 100G QSFP28 | 100000 | up | Uplink to TX-DC-007-AGG-R02 | QSFP28-100G-LR4
TX-DC-007-MMR-SW-01 | Ethernet49/3 | 100G QSFP28 | 100000 | admin-down
TX-DC-007-MMR-SW-01 | Ethernet49/4 | 100G QSFP28 | 100000 | admin-down
TX-DC-007-MMR-SW-02 | Ethernet1 | 10G SFP+ | 10000 | up | Access to TX-DC-007-TOR-001 | SFP-10G-LR
TX-DC-007-MMR-SW-02 | Ethernet2 | 10G SFP+ | 10000 | up | Access to TX-DC-007-TOR-002 | SFP-10G-LR
TX-DC-007-MMR-SW-02 | Ethernet3 | 10G SFP+ | 10000 | up | Server NIC
TX-DC-007-MMR-SW-02 | Ethernet4 | 10G SFP+ | 10000 | admin-down
TX-DC-007-MMR-SW-02 | Ethernet5 | 10G SFP+ | 10000 | up | Server NIC
TX-DC-007-MMR-SW-02 | Ethernet6 | 10G SFP+ | 10000 | up | Server NIC
TX-DC-007-MMR-SW-02 | Ethernet7 | 10G SFP+ | 10000 | up | Server NIC
TX-DC-007-MMR-SW-02 | Ethernet8 | 10G SFP+ | 10000 | admin-down
TX-DC-007-MMR-SW-02 | Ethernet9 | 10G SFP+ | 10000 | up | Server NIC
TX-DC-007-MMR-SW-02 | Ethernet10 | 10G SFP+ | 10000 | up | Server NIC
TX-DC-007-MMR-SW-02 | Ethernet11 | 10G SFP+ | 10000 | admin-down
TX-DC-007-MMR-SW-02 | Ethernet12 | 10G SFP+ | 10000 | up | Server NIC
TX-DC-007-MMR-SW-02 | Ethernet13 | 10G SFP+ | 10000 | admin-down
TX-DC-007-MMR-SW-02 | Ethernet14 | 10G SFP+ | 10000 | up | Server NIC
TX-DC-007-MMR-SW-02 | Ethernet15 | 10G SFP+ | 10000 | up | Server NIC
TX-DC-007-MMR-SW-02 | Ethernet16 | 10G SFP+ | 10000 | admin-down
TX-DC-007-MMR-SW-02 | Ethernet17 | 10G SFP+ | 10000 | up | Server NIC
TX-DC-007-MMR-SW-02 | Ethernet18 | 10G SFP+ | 10000 | up | Server NIC
TX-DC-007-MMR-SW-02 | Ethernet19 | 10G SFP+ | 10000 | up | Server NIC
TX-DC-007-MMR-SW-02 | Ethernet20 | 10G SFP+ | 10000 | admin-down
TX-DC-007-MMR-SW-02 | Ethernet21 | 10G SFP+ | 10000 | up | Server NIC
TX-DC-007-MMR-SW-02 | Ethernet22 | 10G SFP+ | 10000 | up | Server NIC
TX-DC-007-MMR-SW-02 | Ethernet23 | 10G SFP+ | 10000 | admin-down
TX-DC-007-MMR-SW-02 | Ethernet24 | 10G SFP+ | 10000 | admin-down
TX-DC-007-MMR-SW-02 | Ethernet25 | 10G SFP+ | 10000 | up | Server NIC
TX-DC-007-MMR-SW-02 | Ethernet26 | 10G SFP+ | 10000 | admin-down
TX-DC-007-MMR-SW-02 | Ethernet27 | 10G SFP+ | 10000 | admin-down
TX-DC-007-MMR-SW-02 | Ethernet28 | 10G SFP+ | 10000 | up | Server NIC
TX-DC-007-MMR-SW-02 | Ethernet29 | 10G SFP+ | 10000 | admin-down
TX-DC-007-MMR-SW-02 | Ethernet30 | 10G SFP+ | 10000 | up | Server NIC
TX-DC-007-MMR-SW-02 | Ethernet31 | 10G SFP+ | 10000 | up | Server NIC
TX-DC-007-MMR-SW-02 | Ethernet32 | 10G SFP+ | 10000 | up | Server NIC
TX-DC-007-MMR-SW-02 | Ethernet33 | 10G SFP+ | 10000 | up | Server NIC
TX-DC-007-MMR-SW-02 | Ethernet34 | 10G SFP+ | 10000 | admin-down
TX-DC-007-MMR-SW-02 | Ethernet35 | 10G SFP+ | 10000 | up | Server NIC
TX-DC-007-MMR-SW-02 | Ethernet36 | 10G SFP+ | 10000 | up | Server NIC
TX-DC-007-MMR-SW-02 | Ethernet37 | 10G SFP+ | 10000 | up | Server NIC
TX-DC-007-MMR-SW-02 | Ethernet38 | 10G SFP+ | 10000 | up | Server NIC
TX-DC-007-MMR-SW-02 | Ethernet39 | 10G SFP+ | 10000 | up | Server NIC
TX-DC-007-MMR-SW-02 | Ethernet40 | 10G SFP+ | 10000 | up | Server NIC
TX-DC-007-MMR-SW-02 | Ethernet41 | 10G SFP+ | 10000 | admin-down
TX-DC-007-MMR-SW-02 | Ethernet42 | 10G SFP+ | 10000 | admin-down
TX-DC-007-MMR-SW-02 | Ethernet43 | 10G SFP+ | 10000 | admin-down
TX-DC-007-MMR-SW-02 | Ethernet44 | 10G SFP+ | 10000 | up | Server NIC
TX-DC-007-MMR-SW-02 | Ethernet45 | 10G SFP+ | 10000 | admin-down
TX-DC-007-MMR-SW-02 | Ethernet46 | 10G SFP+ | 10000 | up | Server NIC
TX-DC-007-MMR-SW-02 | Ethernet47 | 10G SFP+ | 10000 | up | Server NIC
TX-DC-007-MMR-SW-02 | Ethernet48 | 10G SFP+ | 10000 | admin-down
TX-DC-007-MMR-SW-02 | Ethernet49/1 | 100G QSFP28 | 100000 | up | Uplink to TX-DC-007-AGG-R02 | QSFP28-100G-LR4
TX-DC-007-MMR-SW-02 | Ethernet49/2 | 100G QSFP28 | 100000 | up | Uplink to TX-DC-007-AGG-R01 | QSFP28-100G-LR4
TX-DC-007-MMR-SW-02 | Ethernet49/3 | 100G QSFP28 | 100000 | admin-down
TX-DC-007-MMR-SW-02 | Ethernet49/4 | 100G QSFP28 | 100000 | admin-down
TX-DC-007-MMR-SW-03 | Te0/0/0/0 | 10G SFP+ | 10000 | up | Access to TX-DC-007-TOR-002 | SFP-10G-LR
TX-DC-007-MMR-SW-03 | Te0/0/0/1 | 10G SFP+ | 10000 | up | Access to TX-DC-007-TOR-003 | SFP-10G-LR
TX-DC-007-MMR-SW-03 | Te0/0/0/2 | 10G SFP+ | 10000 | up | Server NIC
TX-DC-007-MMR-SW-03 | Te0/0/0/3 | 10G SFP+ | 10000 | up | Server NIC
TX-DC-007-MMR-SW-03 | Te0/0/0/4 | 10G SFP+ | 10000 | admin-down
TX-DC-007-MMR-SW-03 | Te0/0/0/5 | 10G SFP+ | 10000 | admin-down
TX-DC-007-MMR-SW-03 | Te0/0/0/6 | 10G SFP+ | 10000 | up | Server NIC
TX-DC-007-MMR-SW-03 | Te0/0/0/7 | 10G SFP+ | 10000 | up | Server NIC
TX-DC-007-MMR-SW-03 | Te0/0/0/8 | 10G SFP+ | 10000 | admin-down
TX-DC-007-MMR-SW-03 | Te0/0/0/9 | 10G SFP+ | 10000 | up | Server NIC
TX-DC-007-MMR-SW-03 | Te0/0/0/10 | 10G SFP+ | 10000 | up | Server NIC
TX-DC-007-MMR-SW-03 | Te0/0/0/11 | 10G SFP+ | 10000 | up | Server NIC
TX-DC-007-MMR-SW-03 | Te0/0/0/12 | 10G SFP+ | 10000 | up | Server NIC
TX-DC-007-MMR-SW-03 | Te0/0/0/13 | 10G SFP+ | 10000 | reserved
TX-DC-007-MMR-SW-03 | Te0/0/0/14 | 10G SFP+ | 10000 | admin-down
TX-DC-007-MMR-SW-03 | Te0/0/0/15 | 10G SFP+ | 10000 | admin-down
TX-DC-007-MMR-SW-03 | Te0/0/0/16 | 10G SFP+ | 10000 | up | Server NIC
TX-DC-007-MMR-SW-03 | Te0/0/0/17 | 10G SFP+ | 10000 | admin-down
TX-DC-007-MMR-SW-03 | Te0/0/0/18 | 10G SFP+ | 10000 | up | Server NIC
TX-DC-007-MMR-SW-03 | Te0/0/0/19 | 10G SFP+ | 10000 | up | Server NIC
TX-DC-007-MMR-SW-03 | Te0/0/0/20 | 10G SFP+ | 10000 | up | Server NIC
TX-DC-007-MMR-SW-03 | Te0/0/0/21 | 10G SFP+ | 10000 | admin-down
TX-DC-007-MMR-SW-03 | Te0/0/0/22 | 10G SFP+ | 10000 | reserved
TX-DC-007-MMR-SW-03 | Te0/0/0/23 | 10G SFP+ | 10000 | up | Server NIC
TX-DC-007-MMR-SW-03 | Te0/0/0/24 | 10G SFP+ | 10000 | up | Server NIC
TX-DC-007-MMR-SW-03 | Te0/0/0/25 | 10G SFP+ | 10000 | up | Server NIC
TX-DC-007-MMR-SW-03 | Te0/0/0/26 | 10G SFP+ | 10000 | admin-down
TX-DC-007-MMR-SW-03 | Te0/0/0/27 | 10G SFP+ | 10000 | up | Server NIC
TX-DC-007-MMR-SW-03 | Te0/0/0/28 | 10G SFP+ | 10000 | admin-down
TX-DC-007-MMR-SW-03 | Te0/0/0/29 | 10G SFP+ | 10000 | up | Server NIC
TX-DC-007-MMR-SW-03 | Te0/0/0/30 | 10G SFP+ | 10000 | admin-down
TX-DC-007-MMR-SW-03 | Te0/0/0/31 | 10G SFP+ | 10000 | up | Server NIC
TX-DC-007-MMR-SW-03 | Te0/0/0/32 | 10G SFP+ | 10000 | up | Server NIC
TX-DC-007-MMR-SW-03 | Te0/0/0/33 | 10G SFP+ | 10000 | up | Server NIC
TX-DC-007-MMR-SW-03 | Te0/0/0/34 | 10G SFP+ | 10000 | up | Server NIC
TX-DC-007-MMR-SW-03 | Te0/0/0/35 | 10G SFP+ | 10000 | up | Server NIC
TX-DC-007-MMR-SW-03 | Te0/0/0/36 | 10G SFP+ | 10000 | up | Server NIC
TX-DC-007-MMR-SW-03 | Te0/0/0/37 | 10G SFP+ | 10000 | up | Server NIC
TX-DC-007-MMR-SW-03 | Te0/0/0/38 | 10G SFP+ | 10000 | up | Server NIC
TX-DC-007-MMR-SW-03 | Te0/0/0/39 | 10G SFP+ | 10000 | up | Server NIC
TX-DC-007-MMR-SW-03 | Te0/0/0/40 | 10G SFP+ | 10000 | up | Server NIC
TX-DC-007-MMR-SW-03 | Te0/0/0/41 | 10G SFP+ | 10000 | up | Server NIC
TX-DC-007-MMR-SW-03 | Te0/0/0/42 | 10G SFP+ | 10000 | admin-down
TX-DC-007-MMR-SW-03 | Te0/0/0/43 | 10G SFP+ | 10000 | up | Server NIC
TX-DC-007-MMR-SW-03 | Te0/0/0/44 | 10G SFP+ | 10000 | up | Server NIC
TX-DC-007-MMR-SW-03 | Te0/0/0/45 | 10G SFP+ | 10000 | up | Server NIC
TX-DC-007-MMR-SW-03 | Te0/0/0/46 | 10G SFP+ | 10000 | admin-down
TX-DC-007-MMR-SW-03 | Te0/0/0/47 | 10G SFP+ | 10000 | up | Server NIC
TX-DC-007-MMR-SW-03 | Hu0/0/1/0 | 100G QSFP28 | 100000 | up | Uplink to TX-DC-007-AGG-R01 | QSFP28-100G-LR4
TX-DC-007-MMR-SW-03 | Hu0/0/1/1 | 100G QSFP28 | 100000 | up | Uplink to TX-DC-007-AGG-R02 | QSFP28-100G-LR4
TX-DC-007-MMR-SW-03 | Hu0/0/1/2 | 100G QSFP28 | 100000 | admin-down
TX-DC-007-MMR-SW-03 | Hu0/0/1/3 | 100G QSFP28 | 100000 | admin-down
TX-DC-007-MMR-SW-04 | Te0/0/0/0 | 10G SFP+ | 10000 | up | Access to TX-DC-007-TOR-003 | SFP-10G-LR
TX-DC-007-MMR-SW-04 | Te0/0/0/1 | 10G SFP+ | 10000 | up | Server NIC
TX-DC-007-MMR-SW-04 | Te0/0/0/2 | 10G SFP+ | 10000 | up | Server NIC
TX-DC-007-MMR-SW-04 | Te0/0/0/3 | 10G SFP+ | 10000 | up | Server NIC
TX-DC-007-MMR-SW-04 | Te0/0/0/4 | 10G SFP+ | 10000 | admin-down
TX-DC-007-MMR-SW-04 | Te0/0/0/5 | 10G SFP+ | 10000 | admin-down
TX-DC-007-MMR-SW-04 | Te0/0/0/6 | 10G SFP+ | 10000 | admin-down
TX-DC-007-MMR-SW-04 | Te0/0/0/7 | 10G SFP+ | 10000 | admin-down
TX-DC-007-MMR-SW-04 | Te0/0/0/8 | 10G SFP+ | 10000 | up | Server NIC
TX-DC-007-MMR-SW-04 | Te0/0/0/9 | 10G SFP+ | 10000 | admin-down
TX-DC-007-MMR-SW-04 | Te0/0/0/10 | 10G SFP+ | 10000 | up | Server NIC
TX-DC-007-MMR-SW-04 | Te0/0/0/11 | 10G SFP+ | 10000 | up | Server NIC
TX-DC-007-MMR-SW-04 | Te0/0/0/12 | 10G SFP+ | 10000 | up | Server NIC
TX-DC-007-MMR-SW-04 | Te0/0/0/13 | 10G SFP+ | 10000 | up | Server NIC
TX-DC-007-MMR-SW-04 | Te0/0/0/14 | 10G SFP+ | 10000 | admin-down
TX-DC-007-MMR-SW-04 | Te0/0/0/15 | 10G SFP+ | 10000 | up | Server NIC
TX-DC-007-MMR-SW-04 | Te0/0/0/16 | 10G SFP+ | 10000 | up | Server NIC
TX-DC-007-MMR-SW-04 | Te0/0/0/17 | 10G SFP+ | 10000 | up | Server NIC
TX-DC-007-MMR-SW-04 | Te0/0/0/18 | 10G SFP+ | 10000 | admin-down
TX-DC-007-MMR-SW-04 | Te0/0/0/19 | 10G SFP+ | 10000 | up | Server NIC
TX-DC-007-MMR-SW-04 | Te0/0/0/20 | 10G SFP+ | 10000 | up | Server NIC
TX-DC-007-MMR-SW-04 | Te0/0/0/21 | 10G SFP+ | 10000 | up | Server NIC
TX-DC-007-MMR-SW-04 | Te0/0/0/22 | 10G SFP+ | 10000 | up | Server NIC
TX-DC-007-MMR-SW-04 | Te0/0/0/23 | 10G SFP+ | 10000 | admin-down
TX-DC-007-MMR-SW-04 | Te0/0/0/24 | 10G SFP+ | 10000 | up | Server NIC
TX-DC-007-MMR-SW-04 | Te0/0/0/25 | 10G SFP+ | 10000 | admin-down
TX-DC-007-MMR-SW-04 | Te0/0/0/26 | 10G SFP+ | 10000 | up | Server NIC
TX-DC-007-MMR-SW-04 | Te0/0/0/27 | 10G SFP+ | 10000 | up | Server NIC
TX-DC-007-MMR-SW-04 | Te0/0/0/28 | 10G SFP+ | 10000 | up | Server NIC
TX-DC-007-MMR-SW-04 | Te0/0/0/29 | 10G SFP+ | 10000 | up | Server NIC
TX-DC-007-MMR-SW-04 | Te0/0/0/30 | 10G SFP+ | 10000 | admin-down
TX-DC-007-MMR-SW-04 | Te0/0/0/31 | 10G SFP+ | 10000 | up | Server NIC
TX-DC-007-MMR-SW-04 | Te0/0/0/32 | 10G SFP+ | 10000 | up | Server NIC
TX-DC-007-MMR-SW-04 | Te0/0/0/33 | 10G SFP+ | 10000 | up | Server NIC
TX-DC-007-MMR-SW-04 | Te0/0/0/34 | 10G SFP+ | 10000 | admin-down
TX-DC-007-MMR-SW-04 | Te0/0/0/35 | 10G SFP+ | 10000 | reserved
TX-DC-007-MMR-SW-04 | Te0/0/0/36 | 10G SFP+ | 10000 | up | Server NIC
TX-DC-007-MMR-SW-04 | Te0/0/0/37 | 10G SFP+ | 10000 | up | Server NIC
TX-DC-007-MMR-SW-04 | Te0/0/0/38 | 10G SFP+ | 10000 | up | Server NIC
TX-DC-007-MMR-SW-04 | Te0/0/0/39 | 10G SFP+ | 10000 | up | Server NIC
TX-DC-007-MMR-SW-04 | Te0/0/0/40 | 10G SFP+ | 10000 | up | Server NIC
TX-DC-007-MMR-SW-04 | Te0/0/0/41 | 10G SFP+ | 10000 | admin-down
TX-DC-007-MMR-SW-04 | Te0/0/0/42 | 10G SFP+ | 10000 | up | Server NIC
TX-DC-007-MMR-SW-04 | Te0/0/0/43 | 10G SFP+ | 10000 | up | Server NIC
TX-DC-007-MMR-SW-04 | Te0/0/0/44 | 10G SFP+ | 10000 | up | Server NIC
TX-DC-007-MMR-SW-04 | Te0/0/0/45 | 10G SFP+ | 10000 | admin-down
TX-DC-007-MMR-SW-04 | Te0/0/0/46 | 10G SFP+ | 10000 | admin-down
TX-DC-007-MMR-SW-04 | Te0/0/0/47 | 10G SFP+ | 10000 | admin-down
TX-DC-007-MMR-SW-04 | Hu0/0/1/0 | 100G QSFP28 | 100000 | up | Uplink to TX-DC-007-AGG-R02 | QSFP28-100G-LR4
TX-DC-007-MMR-SW-04 | Hu0/0/1/1 | 100G QSFP28 | 100000 | up | Uplink to TX-DC-007-AGG-R01 | QSFP28-100G-LR4
TX-DC-007-MMR-SW-04 | Hu0/0/1/2 | 100G QSFP28 | 100000 | admin-down
TX-DC-007-MMR-SW-04 | Hu0/0/1/3 | 100G QSFP28 | 100000 | admin-down
TX-DC-007-TOR-001 | xe-0/0/0 | 10G SFP+ | 10000 | up | Access to TX-DC-007-MMR-SW-01 | SFP-10G-LR
TX-DC-007-TOR-001 | xe-0/0/1 | 10G SFP+ | 10000 | up | Access to TX-DC-007-MMR-SW-02 | SFP-10G-LR
TX-DC-007-TOR-001 | xe-0/0/2 | 10G SFP+ | 10000 | up | Server NIC
TX-DC-007-TOR-001 | xe-0/0/3 | 10G SFP+ | 10000 | up | Server NIC
TX-DC-007-TOR-001 | xe-0/0/4 | 10G SFP+ | 10000 | up | Server NIC
TX-DC-007-TOR-001 | xe-0/0/5 | 10G SFP+ | 10000 | up | Server NIC
TX-DC-007-TOR-001 | xe-0/0/6 | 10G SFP+ | 10000 | admin-down
TX-DC-007-TOR-001 | xe-0/0/7 | 10G SFP+ | 10000 | up | Server NIC
TX-DC-007-TOR-001 | xe-0/0/8 | 10G SFP+ | 10000 | admin-down
TX-DC-007-TOR-001 | xe-0/0/9 | 10G SFP+ | 10000 | up | Server NIC
TX-DC-007-TOR-001 | xe-0/0/10 | 10G SFP+ | 10000 | admin-down
TX-DC-007-TOR-001 | xe-0/0/11 | 10G SFP+ | 10000 | up | Server NIC
TX-DC-007-TOR-001 | xe-0/0/12 | 10G SFP+ | 10000 | admin-down
TX-DC-007-TOR-001 | xe-0/0/13 | 10G SFP+ | 10000 | up | Server NIC
TX-DC-007-TOR-001 | xe-0/0/14 | 10G SFP+ | 10000 | up | Server NIC
TX-DC-007-TOR-001 | xe-0/0/15 | 10G SFP+ | 10000 | up | Server NIC
TX-DC-007-TOR-001 | xe-0/0/16 | 10G SFP+ | 10000 | up | Server NIC
TX-DC-007-TOR-001 | xe-0/0/17 | 10G SFP+ | 10000 | up | Server NIC
TX-DC-007-TOR-001 | xe-0/0/18 | 10G SFP+ | 10000 | up | Server NIC
TX-DC-007-TOR-001 | xe-0/0/19 | 10G SFP+ | 10000 | admin-down
TX-DC-007-TOR-001 | xe-0/0/20 | 10G SFP+ | 10000 | admin-down
TX-DC-007-TOR-001 | xe-0/0/21 | 10G SFP+ | 10000 | up | Server NIC
TX-DC-007-TOR-001 | xe-0/0/22 | 10G SFP+ | 10000 | up | Server NIC
TX-DC-007-TOR-001 | xe-0/0/23 | 10G SFP+ | 10000 | admin-down
TX-DC-007-TOR-001 | et-0/1/0 | 100G QSFP28 | 100000 | admin-down
TX-DC-007-TOR-001 | et-0/1/1 | 100G QSFP28 | 100000 | admin-down
TX-DC-007-TOR-002 | Ethernet1 | 10G SFP+ | 10000 | up | Access to TX-DC-007-MMR-SW-02 | SFP-10G-LR
TX-DC-007-TOR-002 | Ethernet2 | 10G SFP+ | 10000 | up | Access to TX-DC-007-MMR-SW-03 | SFP-10G-LR
TX-DC-007-TOR-002 | Ethernet3 | 10G SFP+ | 10000 | up | Server NIC
TX-DC-007-TOR-002 | Ethernet4 | 10G SFP+ | 10000 | reserved
TX-DC-007-TOR-002 | Ethernet5 | 10G SFP+ | 10000 | admin-down
TX-DC-007-TOR-002 | Ethernet6 | 10G SFP+ | 10000 | admin-down
TX-DC-007-TOR-002 | Ethernet7 | 10G SFP+ | 10000 | up | Server NIC
TX-DC-007-TOR-002 | Ethernet8 | 10G SFP+ | 10000 | up | Server NIC
TX-DC-007-TOR-002 | Ethernet9 | 10G SFP+ | 10000 | up | Server NIC
TX-DC-007-TOR-002 | Ethernet10 | 10G SFP+ | 10000 | admin-down
TX-DC-007-TOR-002 | Ethernet11 | 10G SFP+ | 10000 | up | Server NIC
TX-DC-007-TOR-002 | Ethernet12 | 10G SFP+ | 10000 | admin-down
TX-DC-007-TOR-002 | Ethernet13 | 10G SFP+ | 10000 | up | Server NIC
TX-DC-007-TOR-002 | Ethernet14 | 10G SFP+ | 10000 | admin-down
TX-DC-007-TOR-002 | Ethernet15 | 10G SFP+ | 10000 | admin-down
TX-DC-007-TOR-002 | Ethernet16 | 10G SFP+ | 10000 | admin-down
TX-DC-007-TOR-002 | Ethernet17 | 10G SFP+ | 10000 | up | Server NIC
TX-DC-007-TOR-002 | Ethernet18 | 10G SFP+ | 10000 | admin-down
TX-DC-007-TOR-002 | Ethernet19 | 10G SFP+ | 10000 | up | Server NIC
TX-DC-007-TOR-002 | Ethernet20 | 10G SFP+ | 10000 | admin-down
TX-DC-007-TOR-002 | Ethernet21 | 10G SFP+ | 10000 | up | Server NIC
TX-DC-007-TOR-002 | Ethernet22 | 10G SFP+ | 10000 | up | Server NIC
TX-DC-007-TOR-002 | Ethernet23 | 10G SFP+ | 10000 | up | Server NIC
TX-DC-007-TOR-002 | Ethernet24 | 10G SFP+ | 10000 | reserved
TX-DC-007-TOR-002 | Ethernet49/1 | 100G QSFP28 | 100000 | admin-down
TX-DC-007-TOR-002 | Ethernet49/2 | 100G QSFP28 | 100000 | admin-down
TX-DC-007-TOR-003 | Ethernet1 | 10G SFP+ | 10000 | up | Access to TX-DC-007-MMR-SW-03 | SFP-10G-LR
TX-DC-007-TOR-003 | Ethernet2 | 10G SFP+ | 10000 | up | Access to TX-DC-007-MMR-SW-04 | SFP-10G-LR
TX-DC-007-TOR-003 | Ethernet3 | 10G SFP+ | 10000 | up | Server NIC
TX-DC-007-TOR-003 | Ethernet4 | 10G SFP+ | 10000 | up | Server NIC
TX-DC-007-TOR-003 | Ethernet5 | 10G SFP+ | 10000 | admin-down
TX-DC-007-TOR-003 | Ethernet6 | 10G SFP+ | 10000 | admin-down
TX-DC-007-TOR-003 | Ethernet7 | 10G SFP+ | 10000 | up | Server NIC
TX-DC-007-TOR-003 | Ethernet8 | 10G SFP+ | 10000 | admin-down
TX-DC-007-TOR-003 | Ethernet9 | 10G SFP+ | 10000 | up | Server NIC
TX-DC-007-TOR-003 | Ethernet10 | 10G SFP+ | 10000 | up | Server NIC
TX-DC-007-TOR-003 | Ethernet11 | 10G SFP+ | 10000 | up | Server NIC
TX-DC-007-TOR-003 | Ethernet12 | 10G SFP+ | 10000 | up | Server NIC
TX-DC-007-TOR-003 | Ethernet13 | 10G SFP+ | 10000 | up | Server NIC
TX-DC-007-TOR-003 | Ethernet14 | 10G SFP+ | 10000 | up | Server NIC
TX-DC-007-TOR-003 | Ethernet15 | 10G SFP+ | 10000 | up | Server NIC
TX-DC-007-TOR-003 | Ethernet16 | 10G SFP+ | 10000 | admin-down
TX-DC-007-TOR-003 | Ethernet17 | 10G SFP+ | 10000 | admin-down
TX-DC-007-TOR-003 | Ethernet18 | 10G SFP+ | 10000 | up | Server NIC
TX-DC-007-TOR-003 | Ethernet19 | 10G SFP+ | 10000 | reserved
TX-DC-007-TOR-003 | Ethernet20 | 10G SFP+ | 10000 | up | Server NIC
TX-DC-007-TOR-003 | Ethernet21 | 10G SFP+ | 10000 | up | Server NIC
TX-DC-007-TOR-003 | Ethernet22 | 10G SFP+ | 10000 | admin-down
TX-DC-007-TOR-003 | Ethernet23 | 10G SFP+ | 10000 | up | Server NIC
TX-DC-007-TOR-003 | Ethernet24 | 10G SFP+ | 10000 | up | Server NIC
TX-DC-007-TOR-003 | Ethernet49/1 | 100G QSFP28 | 100000 | admin-down
TX-DC-007-TOR-003 | Ethernet49/2 | 100G QSFP28 | 100000 | reserved
CA-DC-008-PE-T4-01 | xe-0/0/0 | 10G SFP+ | 10000 | admin-down
CA-DC-008-PE-T4-01 | xe-0/0/1 | 10G SFP+ | 10000 | up | Backhaul to FL-DC-018 | SFP-10G-LR
CA-DC-008-PE-T4-01 | xe-0/0/2 | 10G SFP+ | 10000 | up | Backhaul to VA-DC-004 | SFP-10G-LR
CA-DC-008-PE-T4-01 | xe-0/0/3 | 10G SFP+ | 10000 | up | Backhaul to NJ-DC-012 | SFP-10G-LR
CA-DC-008-PE-T4-01 | xe-0/0/4 | 10G SFP+ | 10000 | up | Backhaul to TX-DC-022 | SFP-10G-LR
CA-DC-008-PE-T4-01 | xe-0/0/5 | 10G SFP+ | 10000 | up | Backhaul to VA-DC-002 | SFP-10G-LR
CA-DC-008-PE-T4-01 | xe-0/0/6 | 10G SFP+ | 10000 | up | Uplink to CA-DC-008-AGG-R01 | SFP-10G-LR
CA-DC-008-PE-T4-01 | xe-0/0/7 | 10G SFP+ | 10000 | reserved
CA-DC-008-PE-T4-01 | xe-0/0/8 | 10G SFP+ | 10000 | admin-down
CA-DC-008-PE-T4-01 | xe-0/0/9 | 10G SFP+ | 10000 | admin-down
CA-DC-008-PE-T4-01 | xe-0/0/10 | 10G SFP+ | 10000 | admin-down
CA-DC-008-PE-T4-01 | xe-0/0/11 | 10G SFP+ | 10000 | admin-down
CA-DC-008-PE-T4-01 | et-0/1/0 | 100G QSFP28 | 100000 | up | Fabric to CA-DC-008-PE-T4-02 | QSFP28-100G-LR4
CA-DC-008-PE-T4-01 | et-0/1/1 | 100G QSFP28 | 100000 | up | Fabric to CA-DC-008-PE-T4-03 | QSFP28-100G-LR4
CA-DC-008-PE-T4-01 | et-0/1/2 | 100G QSFP28 | 100000 | up | Fabric to CA-DC-008-PE-T4-04 | QSFP28-100G-LR4
CA-DC-008-PE-T4-01 | et-0/1/3 | 100G QSFP28 | 100000 | admin-down
CA-DC-008-PE-T4-01 | ge-0/2/0 | 1G copper | 1000 | admin-down
CA-DC-008-PE-T4-01 | ge-0/2/1 | 1G copper | 1000 | admin-down
CA-DC-008-PE-T4-01 | ge-0/2/2 | 1G copper | 1000 | admin-down
CA-DC-008-PE-T4-01 | ge-0/2/3 | 1G copper | 1000 | admin-down
CA-DC-008-PE-T4-01 | ge-0/2/4 | 1G copper | 1000 | admin-down
CA-DC-008-PE-T4-01 | ge-0/2/5 | 1G copper | 1000 | admin-down
CA-DC-008-PE-T4-01 | ge-0/2/6 | 1G copper | 1000 | admin-down
CA-DC-008-PE-T4-01 | ge-0/2/7 | 1G copper | 1000 | admin-down
CA-DC-008-PE-T4-01 | ge-0/2/8 | 1G copper | 1000 | admin-down
CA-DC-008-PE-T4-01 | ge-0/2/9 | 1G copper | 1000 | reserved
CA-DC-008-PE-T4-01 | ge-0/2/10 | 1G copper | 1000 | admin-down
CA-DC-008-PE-T4-01 | ge-0/2/11 | 1G copper | 1000 | admin-down
CA-DC-008-PE-T4-01 | ge-0/2/12 | 1G copper | 1000 | admin-down
CA-DC-008-PE-T4-01 | ge-0/2/13 | 1G copper | 1000 | reserved
CA-DC-008-PE-T4-01 | ge-0/2/14 | 1G copper | 1000 | admin-down
CA-DC-008-PE-T4-01 | ge-0/2/15 | 1G copper | 1000 | admin-down
CA-DC-008-PE-T4-02 | xe-0/0/0 | 10G SFP+ | 10000 | admin-down
CA-DC-008-PE-T4-02 | xe-0/0/1 | 10G SFP+ | 10000 | up | Backhaul to OH-DC-016 | SFP-10G-LR
CA-DC-008-PE-T4-02 | xe-0/0/2 | 10G SFP+ | 10000 | up | Backhaul to AZ-DC-010 | SFP-10G-LR
CA-DC-008-PE-T4-02 | xe-0/0/3 | 10G SFP+ | 10000 | up | Backhaul to OR-DC-014 | SFP-10G-LR
CA-DC-008-PE-T4-02 | xe-0/0/4 | 10G SFP+ | 10000 | up | Backhaul to AZ-DC-010 | SFP-10G-LR
CA-DC-008-PE-T4-02 | xe-0/0/5 | 10G SFP+ | 10000 | up | Backhaul to VA-DC-002 | SFP-10G-LR
CA-DC-008-PE-T4-02 | xe-0/0/6 | 10G SFP+ | 10000 | up | Uplink to CA-DC-008-AGG-R01 | SFP-10G-LR
CA-DC-008-PE-T4-02 | xe-0/0/7 | 10G SFP+ | 10000 | up | Uplink to CA-DC-008-AGG-R02 | SFP-10G-LR
CA-DC-008-PE-T4-02 | xe-0/0/8 | 10G SFP+ | 10000 | admin-down
CA-DC-008-PE-T4-02 | xe-0/0/9 | 10G SFP+ | 10000 | admin-down
CA-DC-008-PE-T4-02 | xe-0/0/10 | 10G SFP+ | 10000 | admin-down
CA-DC-008-PE-T4-02 | xe-0/0/11 | 10G SFP+ | 10000 | reserved
CA-DC-008-PE-T4-02 | et-0/1/0 | 100G QSFP28 | 100000 | up | Fabric to CA-DC-008-PE-T4-01 | QSFP28-100G-LR4
CA-DC-008-PE-T4-02 | et-0/1/1 | 100G QSFP28 | 100000 | up | Fabric to CA-DC-008-PE-T4-03 | QSFP28-100G-LR4
CA-DC-008-PE-T4-02 | et-0/1/2 | 100G QSFP28 | 100000 | up | Fabric to CA-DC-008-PE-T4-04 | QSFP28-100G-LR4
CA-DC-008-PE-T4-02 | et-0/1/3 | 100G QSFP28 | 100000 | admin-down
CA-DC-008-PE-T4-02 | ge-0/2/0 | 1G copper | 1000 | admin-down
CA-DC-008-PE-T4-02 | ge-0/2/1 | 1G copper | 1000 | admin-down
CA-DC-008-PE-T4-02 | ge-0/2/2 | 1G copper | 1000 | admin-down
CA-DC-008-PE-T4-02 | ge-0/2/3 | 1G copper | 1000 | admin-down
CA-DC-008-PE-T4-02 | ge-0/2/4 | 1G copper | 1000 | reserved
CA-DC-008-PE-T4-02 | ge-0/2/5 | 1G copper | 1000 | admin-down
CA-DC-008-PE-T4-02 | ge-0/2/6 | 1G copper | 1000 | admin-down
CA-DC-008-PE-T4-02 | ge-0/2/7 | 1G copper | 1000 | admin-down
CA-DC-008-PE-T4-02 | ge-0/2/8 | 1G copper | 1000 | admin-down
CA-DC-008-PE-T4-02 | ge-0/2/9 | 1G copper | 1000 | admin-down
CA-DC-008-PE-T4-02 | ge-0/2/10 | 1G copper | 1000 | admin-down
CA-DC-008-PE-T4-02 | ge-0/2/11 | 1G copper | 1000 | admin-down
CA-DC-008-PE-T4-02 | ge-0/2/12 | 1G copper | 1000 | admin-down
CA-DC-008-PE-T4-02 | ge-0/2/13 | 1G copper | 1000 | admin-down
CA-DC-008-PE-T4-02 | ge-0/2/14 | 1G copper | 1000 | admin-down
CA-DC-008-PE-T4-02 | ge-0/2/15 | 1G copper | 1000 | admin-down
CA-DC-008-PE-T4-03 | Te0/0/0/0 | 10G SFP+ | 10000 | admin-down
CA-DC-008-PE-T4-03 | Te0/0/0/1 | 10G SFP+ | 10000 | up | Backhaul to TX-DC-005 | SFP-10G-LR
CA-DC-008-PE-T4-03 | Te0/0/0/2 | 10G SFP+ | 10000 | up | Backhaul to CA-DC-021 | SFP-10G-LR
CA-DC-008-PE-T4-03 | Te0/0/0/3 | 10G SFP+ | 10000 | up | Backhaul to NJ-DC-012 | SFP-10G-LR
CA-DC-008-PE-T4-03 | Te0/0/0/4 | 10G SFP+ | 10000 | up | Backhaul to TX-DC-006 | SFP-10G-LR
CA-DC-008-PE-T4-03 | Te0/0/0/5 | 10G SFP+ | 10000 | up | Backhaul to FL-DC-018 | SFP-10G-LR
CA-DC-008-PE-T4-03 | Te0/0/0/6 | 10G SFP+ | 10000 | up | Uplink to CA-DC-008-AGG-R02 | SFP-10G-LR
CA-DC-008-PE-T4-03 | Te0/0/0/7 | 10G SFP+ | 10000 | up | Uplink to CA-DC-008-AGG-R03 | SFP-10G-LR
CA-DC-008-PE-T4-03 | Te0/0/0/8 | 10G SFP+ | 10000 | admin-down
CA-DC-008-PE-T4-03 | Te0/0/0/9 | 10G SFP+ | 10000 | admin-down
CA-DC-008-PE-T4-03 | Te0/0/0/10 | 10G SFP+ | 10000 | admin-down
CA-DC-008-PE-T4-03 | Te0/0/0/11 | 10G SFP+ | 10000 | admin-down
CA-DC-008-PE-T4-03 | Hu0/0/1/0 | 100G QSFP28 | 100000 | up | Fabric to CA-DC-008-PE-T4-01 | QSFP28-100G-LR4
CA-DC-008-PE-T4-03 | Hu0/0/1/1 | 100G QSFP28 | 100000 | up | Fabric to CA-DC-008-PE-T4-02 | QSFP28-100G-LR4
CA-DC-008-PE-T4-03 | Hu0/0/1/2 | 100G QSFP28 | 100000 | up | Fabric to CA-DC-008-PE-T4-04 | QSFP28-100G-LR4
CA-DC-008-PE-T4-03 | Hu0/0/1/3 | 100G QSFP28 | 100000 | reserved
CA-DC-008-PE-T4-03 | Gi0/0/2/0 | 1G copper | 1000 | admin-down
CA-DC-008-PE-T4-03 | Gi0/0/2/1 | 1G copper | 1000 | admin-down
CA-DC-008-PE-T4-03 | Gi0/0/2/2 | 1G copper | 1000 | admin-down
CA-DC-008-PE-T4-03 | Gi0/0/2/3 | 1G copper | 1000 | admin-down
CA-DC-008-PE-T4-03 | Gi0/0/2/4 | 1G copper | 1000 | admin-down
CA-DC-008-PE-T4-03 | Gi0/0/2/5 | 1G copper | 1000 | admin-down
CA-DC-008-PE-T4-03 | Gi0/0/2/6 | 1G copper | 1000 | admin-down
CA-DC-008-PE-T4-03 | Gi0/0/2/7 | 1G copper | 1000 | admin-down
CA-DC-008-PE-T4-03 | Gi0/0/2/8 | 1G copper | 1000 | reserved
CA-DC-008-PE-T4-03 | Gi0/0/2/9 | 1G copper | 1000 | admin-down
CA-DC-008-PE-T4-03 | Gi0/0/2/10 | 1G copper | 1000 | admin-down
CA-DC-008-PE-T4-03 | Gi0/0/2/11 | 1G copper | 1000 | admin-down
CA-DC-008-PE-T4-03 | Gi0/0/2/12 | 1G copper | 1000 | admin-down
CA-DC-008-PE-T4-03 | Gi0/0/2/13 | 1G copper | 1000 | admin-down
CA-DC-008-PE-T4-03 | Gi0/0/2/14 | 1G copper | 1000 | reserved
CA-DC-008-PE-T4-03 | Gi0/0/2/15 | 1G copper | 1000 | reserved
CA-DC-008-PE-T4-04 | Te0/0/0/0 | 10G SFP+ | 10000 | admin-down
CA-DC-008-PE-T4-04 | Te0/0/0/1 | 10G SFP+ | 10000 | up | Backhaul to TX-DC-007 | SFP-10G-LR
CA-DC-008-PE-T4-04 | Te0/0/0/2 | 10G SFP+ | 10000 | up | Backhaul to GA-DC-011 | SFP-10G-LR
CA-DC-008-PE-T4-04 | Te0/0/0/3 | 10G SFP+ | 10000 | up | Backhaul to AZ-DC-010 | SFP-10G-LR
CA-DC-008-PE-T4-04 | Te0/0/0/4 | 10G SFP+ | 10000 | up | Backhaul to OH-DC-017 | SFP-10G-LR
CA-DC-008-PE-T4-04 | Te0/0/0/5 | 10G SFP+ | 10000 | up | Backhaul to WA-DC-024 | SFP-10G-LR
CA-DC-008-PE-T4-04 | Te0/0/0/6 | 10G SFP+ | 10000 | up | Uplink to CA-DC-008-AGG-R03 | SFP-10G-LR
CA-DC-008-PE-T4-04 | Te0/0/0/7 | 10G SFP+ | 10000 | admin-down
CA-DC-008-PE-T4-04 | Te0/0/0/8 | 10G SFP+ | 10000 | admin-down
CA-DC-008-PE-T4-04 | Te0/0/0/9 | 10G SFP+ | 10000 | admin-down
CA-DC-008-PE-T4-04 | Te0/0/0/10 | 10G SFP+ | 10000 | admin-down
CA-DC-008-PE-T4-04 | Te0/0/0/11 | 10G SFP+ | 10000 | admin-down
CA-DC-008-PE-T4-04 | Hu0/0/1/0 | 100G QSFP28 | 100000 | up | Fabric to CA-DC-008-PE-T4-01 | QSFP28-100G-LR4
CA-DC-008-PE-T4-04 | Hu0/0/1/1 | 100G QSFP28 | 100000 | up | Fabric to CA-DC-008-PE-T4-02 | QSFP28-100G-LR4
CA-DC-008-PE-T4-04 | Hu0/0/1/2 | 100G QSFP28 | 100000 | up | Fabric to CA-DC-008-PE-T4-03 | QSFP28-100G-LR4
CA-DC-008-PE-T4-04 | Hu0/0/1/3 | 100G QSFP28 | 100000 | reserved
CA-DC-008-PE-T4-04 | Gi0/0/2/0 | 1G copper | 1000 | admin-down
CA-DC-008-PE-T4-04 | Gi0/0/2/1 | 1G copper | 1000 | admin-down
CA-DC-008-PE-T4-04 | Gi0/0/2/2 | 1G copper | 1000 | admin-down
CA-DC-008-PE-T4-04 | Gi0/0/2/3 | 1G copper | 1000 | admin-down
CA-DC-008-PE-T4-04 | Gi0/0/2/4 | 1G copper | 1000 | admin-down
CA-DC-008-PE-T4-04 | Gi0/0/2/5 | 1G copper | 1000 | admin-down
CA-DC-008-PE-T4-04 | Gi0/0/2/6 | 1G copper | 1000 | admin-down
CA-DC-008-PE-T4-04 | Gi0/0/2/7 | 1G copper | 1000 | admin-down
CA-DC-008-PE-T4-04 | Gi0/0/2/8 | 1G copper | 1000 | admin-down
CA-DC-008-PE-T4-04 | Gi0/0/2/9 | 1G copper | 1000 | admin-down
CA-DC-008-PE-T4-04 | Gi0/0/2/10 | 1G copper | 1000 | admin-down
CA-DC-008-PE-T4-04 | Gi0/0/2/11 | 1G copper | 1000 | admin-down
CA-DC-008-PE-T4-04 | Gi0/0/2/12 | 1G copper | 1000 | admin-down
CA-DC-008-PE-T4-04 | Gi0/0/2/13 | 1G copper | 1000 | admin-down
CA-DC-008-PE-T4-04 | Gi0/0/2/14 | 1G copper | 1000 | reserved
CA-DC-008-PE-T4-04 | Gi0/0/2/15 | 1G copper | 1000 | admin-down
CA-DC-008-FW-01 | port1 | 10G SFP+ | 10000 | up | Uplink to CA-DC-008-AGG-R01 | SFP-10G-LR
CA-DC-008-FW-01 | port2 | 10G SFP+ | 10000 | up | Uplink to CA-DC-008-AGG-R02 | SFP-10G-LR
CA-DC-008-FW-01 | port3 | 10G SFP+ | 10000 | admin-down
CA-DC-008-FW-01 | port4 | 10G SFP+ | 10000 | admin-down
CA-DC-008-FW-01 | port5 | 10G SFP+ | 10000 | admin-down
CA-DC-008-FW-01 | port6 | 10G SFP+ | 10000 | admin-down
CA-DC-008-FW-01 | port7 | 10G SFP+ | 10000 | admin-down
CA-DC-008-FW-01 | port8 | 10G SFP+ | 10000 | admin-down
CA-DC-008-OLA-01 | 1/2/c1 | 100G QSFP28 | 100000 | up | Uplink to CA-DC-008-AGG-R01 | QSFP28-100G-LR4
CA-DC-008-OLA-01 | 1/2/c2 | 100G QSFP28 | 100000 | admin-down
CA-DC-008-OLA-01 | 1/2/c3 | 100G QSFP28 | 100000 | admin-down
CA-DC-008-OLA-01 | 1/2/c4 | 100G QSFP28 | 100000 | admin-down
CA-DC-008-OLA-01 | 1/2/c5 | 100G QSFP28 | 100000 | admin-down
CA-DC-008-OLA-01 | 1/2/c6 | 100G QSFP28 | 100000 | admin-down
CA-DC-008-OLA-01 | 1/2/c7 | 100G QSFP28 | 100000 | admin-down
CA-DC-008-OLA-01 | 1/2/c8 | 100G QSFP28 | 100000 | admin-down
CA-DC-008-OLA-02 | 1/2/c1 | 100G QSFP28 | 100000 | up | Uplink to CA-DC-008-AGG-R02 | QSFP28-100G-LR4
CA-DC-008-OLA-02 | 1/2/c2 | 100G QSFP28 | 100000 | admin-down
CA-DC-008-OLA-02 | 1/2/c3 | 100G QSFP28 | 100000 | admin-down
CA-DC-008-OLA-02 | 1/2/c4 | 100G QSFP28 | 100000 | admin-down
CA-DC-008-OLA-02 | 1/2/c5 | 100G QSFP28 | 100000 | admin-down
CA-DC-008-OLA-02 | 1/2/c6 | 100G QSFP28 | 100000 | admin-down
CA-DC-008-OLA-02 | 1/2/c7 | 100G QSFP28 | 100000 | admin-down
CA-DC-008-OLA-02 | 1/2/c8 | 100G QSFP28 | 100000 | admin-down
CA-DC-008-AGG-R01 | xe-0/0/0 | 10G SFP+ | 10000 | up | Uplink to CA-DC-008-FW-01 | SFP-10G-LR
CA-DC-008-AGG-R01 | xe-0/0/1 | 10G SFP+ | 10000 | up | Uplink to CA-DC-008-MMR-SW-01 | SFP-10G-LR
CA-DC-008-AGG-R01 | xe-0/0/2 | 10G SFP+ | 10000 | up | Uplink to CA-DC-008-MMR-SW-01 | SFP-10G-LR
CA-DC-008-AGG-R01 | xe-0/0/3 | 10G SFP+ | 10000 | up | Uplink to CA-DC-008-MMR-SW-04 | SFP-10G-LR
CA-DC-008-AGG-R01 | xe-0/0/4 | 10G SFP+ | 10000 | up | Uplink to CA-DC-008-MMR-SW-04 | SFP-10G-LR
CA-DC-008-AGG-R01 | xe-0/0/5 | 10G SFP+ | 10000 | up | Uplink to CA-DC-008-MMR-SW-07 | SFP-10G-LR
CA-DC-008-AGG-R01 | xe-0/0/6 | 10G SFP+ | 10000 | up | Uplink to CA-DC-008-MMR-SW-07 | SFP-10G-LR
CA-DC-008-AGG-R01 | xe-0/0/7 | 10G SFP+ | 10000 | admin-down
CA-DC-008-AGG-R01 | xe-0/0/8 | 10G SFP+ | 10000 | admin-down
CA-DC-008-AGG-R01 | xe-0/0/9 | 10G SFP+ | 10000 | admin-down
CA-DC-008-AGG-R01 | xe-0/0/10 | 10G SFP+ | 10000 | admin-down
CA-DC-008-AGG-R01 | xe-0/0/11 | 10G SFP+ | 10000 | admin-down
CA-DC-008-AGG-R01 | xe-0/0/12 | 10G SFP+ | 10000 | admin-down
CA-DC-008-AGG-R01 | xe-0/0/13 | 10G SFP+ | 10000 | admin-down
CA-DC-008-AGG-R01 | xe-0/0/14 | 10G SFP+ | 10000 | admin-down
CA-DC-008-AGG-R01 | xe-0/0/15 | 10G SFP+ | 10000 | admin-down
CA-DC-008-AGG-R01 | et-0/1/0 | 100G QSFP28 | 100000 | up | Uplink to CA-DC-008-PE-T4-01 | QSFP28-100G-LR4
CA-DC-008-AGG-R01 | et-0/1/1 | 100G QSFP28 | 100000 | up | Uplink to CA-DC-008-PE-T4-02 | QSFP28-100G-LR4
CA-DC-008-AGG-R01 | et-0/1/2 | 100G QSFP28 | 100000 | up | Uplink to CA-DC-008-OLA-01 | QSFP28-100G-LR4
CA-DC-008-AGG-R01 | et-0/1/3 | 100G QSFP28 | 100000 | admin-down
CA-DC-008-AGG-R01 | et-0/1/4 | 100G QSFP28 | 100000 | admin-down
CA-DC-008-AGG-R01 | et-0/1/5 | 100G QSFP28 | 100000 | admin-down
CA-DC-008-AGG-R01 | et-0/1/6 | 100G QSFP28 | 100000 | admin-down
CA-DC-008-AGG-R01 | et-0/1/7 | 100G QSFP28 | 100000 | admin-down
CA-DC-008-AGG-R02 | xe-0/0/0 | 10G SFP+ | 10000 | up | Uplink to CA-DC-008-FW-01 | SFP-10G-LR
CA-DC-008-AGG-R02 | xe-0/0/1 | 10G SFP+ | 10000 | up | Uplink to CA-DC-008-MMR-SW-02 | SFP-10G-LR
CA-DC-008-AGG-R02 | xe-0/0/2 | 10G SFP+ | 10000 | up | Uplink to CA-DC-008-MMR-SW-02 | SFP-10G-LR
CA-DC-008-AGG-R02 | xe-0/0/3 | 10G SFP+ | 10000 | up | Uplink to CA-DC-008-MMR-SW-05 | SFP-10G-LR
CA-DC-008-AGG-R02 | xe-0/0/4 | 10G SFP+ | 10000 | up | Uplink to CA-DC-008-MMR-SW-05 | SFP-10G-LR
CA-DC-008-AGG-R02 | xe-0/0/5 | 10G SFP+ | 10000 | admin-down
CA-DC-008-AGG-R02 | xe-0/0/6 | 10G SFP+ | 10000 | admin-down
CA-DC-008-AGG-R02 | xe-0/0/7 | 10G SFP+ | 10000 | admin-down
CA-DC-008-AGG-R02 | xe-0/0/8 | 10G SFP+ | 10000 | admin-down
CA-DC-008-AGG-R02 | xe-0/0/9 | 10G SFP+ | 10000 | admin-down
CA-DC-008-AGG-R02 | xe-0/0/10 | 10G SFP+ | 10000 | admin-down
CA-DC-008-AGG-R02 | xe-0/0/11 | 10G SFP+ | 10000 | reserved
CA-DC-008-AGG-R02 | xe-0/0/12 | 10G SFP+ | 10000 | admin-down
CA-DC-008-AGG-R02 | xe-0/0/13 | 10G SFP+ | 10000 | admin-down
CA-DC-008-AGG-R02 | xe-0/0/14 | 10G SFP+ | 10000 | admin-down
CA-DC-008-AGG-R02 | xe-0/0/15 | 10G SFP+ | 10000 | admin-down
CA-DC-008-AGG-R02 | et-0/1/0 | 100G QSFP28 | 100000 | up | Uplink to CA-DC-008-PE-T4-02 | QSFP28-100G-LR4
CA-DC-008-AGG-R02 | et-0/1/1 | 100G QSFP28 | 100000 | up | Uplink to CA-DC-008-PE-T4-03 | QSFP28-100G-LR4
CA-DC-008-AGG-R02 | et-0/1/2 | 100G QSFP28 | 100000 | up | Uplink to CA-DC-008-OLA-02 | QSFP28-100G-LR4
CA-DC-008-AGG-R02 | et-0/1/3 | 100G QSFP28 | 100000 | admin-down
CA-DC-008-AGG-R02 | et-0/1/4 | 100G QSFP28 | 100000 | admin-down
CA-DC-008-AGG-R02 | et-0/1/5 | 100G QSFP28 | 100000 | admin-down
CA-DC-008-AGG-R02 | et-0/1/6 | 100G QSFP28 | 100000 | admin-down
CA-DC-008-AGG-R02 | et-0/1/7 | 100G QSFP28 | 100000 | admin-down
CA-DC-008-AGG-R03 | xe-0/0/0 | 10G SFP+ | 10000 | up | Uplink to CA-DC-008-MMR-SW-03 | SFP-10G-LR
CA-DC-008-AGG-R03 | xe-0/0/1 | 10G SFP+ | 10000 | up | Uplink to CA-DC-008-MMR-SW-03 | SFP-10G-LR
CA-DC-008-AGG-R03 | xe-0/0/2 | 10G SFP+ | 10000 | up | Uplink to CA-DC-008-MMR-SW-06 | SFP-10G-LR
CA-DC-008-AGG-R03 | xe-0/0/3 | 10G SFP+ | 10000 | up | Uplink to CA-DC-008-MMR-SW-06 | SFP-10G-LR
CA-DC-008-AGG-R03 | xe-0/0/4 | 10G SFP+ | 10000 | admin-down
CA-DC-008-AGG-R03 | xe-0/0/5 | 10G SFP+ | 10000 | admin-down
CA-DC-008-AGG-R03 | xe-0/0/6 | 10G SFP+ | 10000 | admin-down
CA-DC-008-AGG-R03 | xe-0/0/7 | 10G SFP+ | 10000 | admin-down
CA-DC-008-AGG-R03 | xe-0/0/8 | 10G SFP+ | 10000 | admin-down
CA-DC-008-AGG-R03 | xe-0/0/9 | 10G SFP+ | 10000 | admin-down
CA-DC-008-AGG-R03 | xe-0/0/10 | 10G SFP+ | 10000 | admin-down
CA-DC-008-AGG-R03 | xe-0/0/11 | 10G SFP+ | 10000 | admin-down
CA-DC-008-AGG-R03 | xe-0/0/12 | 10G SFP+ | 10000 | admin-down
CA-DC-008-AGG-R03 | xe-0/0/13 | 10G SFP+ | 10000 | admin-down
CA-DC-008-AGG-R03 | xe-0/0/14 | 10G SFP+ | 10000 | reserved
CA-DC-008-AGG-R03 | xe-0/0/15 | 10G SFP+ | 10000 | admin-down
CA-DC-008-AGG-R03 | et-0/1/0 | 100G QSFP28 | 100000 | up | Uplink to CA-DC-008-PE-T4-03 | QSFP28-100G-LR4
CA-DC-008-AGG-R03 | et-0/1/1 | 100G QSFP28 | 100000 | up | Uplink to CA-DC-008-PE-T4-04 | QSFP28-100G-LR4
CA-DC-008-AGG-R03 | et-0/1/2 | 100G QSFP28 | 100000 | admin-down
CA-DC-008-AGG-R03 | et-0/1/3 | 100G QSFP28 | 100000 | admin-down
CA-DC-008-AGG-R03 | et-0/1/4 | 100G QSFP28 | 100000 | admin-down
CA-DC-008-AGG-R03 | et-0/1/5 | 100G QSFP28 | 100000 | admin-down
CA-DC-008-AGG-R03 | et-0/1/6 | 100G QSFP28 | 100000 | admin-down
CA-DC-008-AGG-R03 | et-0/1/7 | 100G QSFP28 | 100000 | admin-down
CA-DC-008-MMR-SW-01 | Te0/0/0/0 | 10G SFP+ | 10000 | up | Access to CA-DC-008-TOR-001 | SFP-10G-LR
CA-DC-008-MMR-SW-01 | Te0/0/0/1 | 10G SFP+ | 10000 | up | Server NIC
CA-DC-008-MMR-SW-01 | Te0/0/0/2 | 10G SFP+ | 10000 | up | Server NIC
CA-DC-008-MMR-SW-01 | Te0/0/0/3 | 10G SFP+ | 10000 | up | Server NIC
CA-DC-008-MMR-SW-01 | Te0/0/0/4 | 10G SFP+ | 10000 | up | Server NIC
CA-DC-008-MMR-SW-01 | Te0/0/0/5 | 10G SFP+ | 10000 | up | Server NIC
CA-DC-008-MMR-SW-01 | Te0/0/0/6 | 10G SFP+ | 10000 | reserved
CA-DC-008-MMR-SW-01 | Te0/0/0/7 | 10G SFP+ | 10000 | up | Server NIC
CA-DC-008-MMR-SW-01 | Te0/0/0/8 | 10G SFP+ | 10000 | up | Server NIC
CA-DC-008-MMR-SW-01 | Te0/0/0/9 | 10G SFP+ | 10000 | admin-down
CA-DC-008-MMR-SW-01 | Te0/0/0/10 | 10G SFP+ | 10000 | up | Server NIC
CA-DC-008-MMR-SW-01 | Te0/0/0/11 | 10G SFP+ | 10000 | up | Server NIC
CA-DC-008-MMR-SW-01 | Te0/0/0/12 | 10G SFP+ | 10000 | admin-down
CA-DC-008-MMR-SW-01 | Te0/0/0/13 | 10G SFP+ | 10000 | admin-down
CA-DC-008-MMR-SW-01 | Te0/0/0/14 | 10G SFP+ | 10000 | admin-down
CA-DC-008-MMR-SW-01 | Te0/0/0/15 | 10G SFP+ | 10000 | admin-down
CA-DC-008-MMR-SW-01 | Te0/0/0/16 | 10G SFP+ | 10000 | up | Server NIC
CA-DC-008-MMR-SW-01 | Te0/0/0/17 | 10G SFP+ | 10000 | admin-down
CA-DC-008-MMR-SW-01 | Te0/0/0/18 | 10G SFP+ | 10000 | admin-down
CA-DC-008-MMR-SW-01 | Te0/0/0/19 | 10G SFP+ | 10000 | admin-down
CA-DC-008-MMR-SW-01 | Te0/0/0/20 | 10G SFP+ | 10000 | admin-down
CA-DC-008-MMR-SW-01 | Te0/0/0/21 | 10G SFP+ | 10000 | admin-down
CA-DC-008-MMR-SW-01 | Te0/0/0/22 | 10G SFP+ | 10000 | up | Server NIC
CA-DC-008-MMR-SW-01 | Te0/0/0/23 | 10G SFP+ | 10000 | up | Server NIC
CA-DC-008-MMR-SW-01 | Te0/0/0/24 | 10G SFP+ | 10000 | up | Server NIC
CA-DC-008-MMR-SW-01 | Te0/0/0/25 | 10G SFP+ | 10000 | up | Server NIC
CA-DC-008-MMR-SW-01 | Te0/0/0/26 | 10G SFP+ | 10000 | up | Server NIC
CA-DC-008-MMR-SW-01 | Te0/0/0/27 | 10G SFP+ | 10000 | up | Server NIC
CA-DC-008-MMR-SW-01 | Te0/0/0/28 | 10G SFP+ | 10000 | up | Server NIC
CA-DC-008-MMR-SW-01 | Te0/0/0/29 | 10G SFP+ | 10000 | admin-down
CA-DC-008-MMR-SW-01 | Te0/0/0/30 | 10G SFP+ | 10000 | up | Server NIC
CA-DC-008-MMR-SW-01 | Te0/0/0/31 | 10G SFP+ | 10000 | up | Server NIC
CA-DC-008-MMR-SW-01 | Te0/0/0/32 | 10G SFP+ | 10000 | up | Server NIC
CA-DC-008-MMR-SW-01 | Te0/0/0/33 | 10G SFP+ | 10000 | up | Server NIC
CA-DC-008-MMR-SW-01 | Te0/0/0/34 | 10G SFP+ | 10000 | up | Server NIC
CA-DC-008-MMR-SW-01 | Te0/0/0/35 | 10G SFP+ | 10000 | up | Server NIC
CA-DC-008-MMR-SW-01 | Te0/0/0/36 | 10G SFP+ | 10000 | admin-down
CA-DC-008-MMR-SW-01 | Te0/0/0/37 | 10G SFP+ | 10000 | up | Server NIC
CA-DC-008-MMR-SW-01 | Te0/0/0/38 | 10G SFP+ | 10000 | up | Server NIC
CA-DC-008-MMR-SW-01 | Te0/0/0/39 | 10G SFP+ | 10000 | up | Server NIC
CA-DC-008-MMR-SW-01 | Te0/0/0/40 | 10G SFP+ | 10000 | admin-down
CA-DC-008-MMR-SW-01 | Te0/0/0/41 | 10G SFP+ | 10000 | up | Server NIC
CA-DC-008-MMR-SW-01 | Te0/0/0/42 | 10G SFP+ | 10000 | admin-down
CA-DC-008-MMR-SW-01 | Te0/0/0/43 | 10G SFP+ | 10000 | up | Server NIC
CA-DC-008-MMR-SW-01 | Te0/0/0/44 | 10G SFP+ | 10000 | up | Server NIC
CA-DC-008-MMR-SW-01 | Te0/0/0/45 | 10G SFP+ | 10000 | admin-down
CA-DC-008-MMR-SW-01 | Te0/0/0/46 | 10G SFP+ | 10000 | admin-down
CA-DC-008-MMR-SW-01 | Te0/0/0/47 | 10G SFP+ | 10000 | admin-down
CA-DC-008-MMR-SW-01 | Hu0/0/1/0 | 100G QSFP28 | 100000 | up | Uplink to CA-DC-008-AGG-R01 | QSFP28-100G-LR4
CA-DC-008-MMR-SW-01 | Hu0/0/1/1 | 100G QSFP28 | 100000 | up | Uplink to CA-DC-008-AGG-R01 | QSFP28-100G-LR4
CA-DC-008-MMR-SW-01 | Hu0/0/1/2 | 100G QSFP28 | 100000 | reserved
CA-DC-008-MMR-SW-01 | Hu0/0/1/3 | 100G QSFP28 | 100000 | reserved
CA-DC-008-MMR-SW-02 | Te0/0/0/0 | 10G SFP+ | 10000 | up | Access to CA-DC-008-TOR-001 | SFP-10G-LR
CA-DC-008-MMR-SW-02 | Te0/0/0/1 | 10G SFP+ | 10000 | up | Access to CA-DC-008-TOR-002 | SFP-10G-LR
CA-DC-008-MMR-SW-02 | Te0/0/0/2 | 10G SFP+ | 10000 | up | Server NIC
CA-DC-008-MMR-SW-02 | Te0/0/0/3 | 10G SFP+ | 10000 | up | Server NIC
CA-DC-008-MMR-SW-02 | Te0/0/0/4 | 10G SFP+ | 10000 | up | Server NIC
CA-DC-008-MMR-SW-02 | Te0/0/0/5 | 10G SFP+ | 10000 | up | Server NIC
CA-DC-008-MMR-SW-02 | Te0/0/0/6 | 10G SFP+ | 10000 | up | Server NIC
CA-DC-008-MMR-SW-02 | Te0/0/0/7 | 10G SFP+ | 10000 | up | Server NIC
CA-DC-008-MMR-SW-02 | Te0/0/0/8 | 10G SFP+ | 10000 | admin-down
CA-DC-008-MMR-SW-02 | Te0/0/0/9 | 10G SFP+ | 10000 | up | Server NIC
CA-DC-008-MMR-SW-02 | Te0/0/0/10 | 10G SFP+ | 10000 | admin-down
CA-DC-008-MMR-SW-02 | Te0/0/0/11 | 10G SFP+ | 10000 | admin-down
CA-DC-008-MMR-SW-02 | Te0/0/0/12 | 10G SFP+ | 10000 | up | Server NIC
CA-DC-008-MMR-SW-02 | Te0/0/0/13 | 10G SFP+ | 10000 | reserved
CA-DC-008-MMR-SW-02 | Te0/0/0/14 | 10G SFP+ | 10000 | admin-down
CA-DC-008-MMR-SW-02 | Te0/0/0/15 | 10G SFP+ | 10000 | admin-down
CA-DC-008-MMR-SW-02 | Te0/0/0/16 | 10G SFP+ | 10000 | up | Server NIC
CA-DC-008-MMR-SW-02 | Te0/0/0/17 | 10G SFP+ | 10000 | up | Server NIC
CA-DC-008-MMR-SW-02 | Te0/0/0/18 | 10G SFP+ | 10000 | admin-down
CA-DC-008-MMR-SW-02 | Te0/0/0/19 | 10G SFP+ | 10000 | up | Server NIC
CA-DC-008-MMR-SW-02 | Te0/0/0/20 | 10G SFP+ | 10000 | admin-down
CA-DC-008-MMR-SW-02 | Te0/0/0/21 | 10G SFP+ | 10000 | up | Server NIC
CA-DC-008-MMR-SW-02 | Te0/0/0/22 | 10G SFP+ | 10000 | up | Server NIC
CA-DC-008-MMR-SW-02 | Te0/0/0/23 | 10G SFP+ | 10000 | up | Server NIC
CA-DC-008-MMR-SW-02 | Te0/0/0/24 | 10G SFP+ | 10000 | admin-down
CA-DC-008-MMR-SW-02 | Te0/0/0/25 | 10G SFP+ | 10000 | admin-down
CA-DC-008-MMR-SW-02 | Te0/0/0/26 | 10G SFP+ | 10000 | up | Server NIC
CA-DC-008-MMR-SW-02 | Te0/0/0/27 | 10G SFP+ | 10000 | admin-down
CA-DC-008-MMR-SW-02 | Te0/0/0/28 | 10G SFP+ | 10000 | up | Server NIC
CA-DC-008-MMR-SW-02 | Te0/0/0/29 | 10G SFP+ | 10000 | up | Server NIC
CA-DC-008-MMR-SW-02 | Te0/0/0/30 | 10G SFP+ | 10000 | up | Server NIC
CA-DC-008-MMR-SW-02 | Te0/0/0/31 | 10G SFP+ | 10000 | up | Server NIC
CA-DC-008-MMR-SW-02 | Te0/0/0/32 | 10G SFP+ | 10000 | admin-down
CA-DC-008-MMR-SW-02 | Te0/0/0/33 | 10G SFP+ | 10000 | admin-down
CA-DC-008-MMR-SW-02 | Te0/0/0/34 | 10G SFP+ | 10000 | up | Server NIC
CA-DC-008-MMR-SW-02 | Te0/0/0/35 | 10G SFP+ | 10000 | up | Server NIC
CA-DC-008-MMR-SW-02 | Te0/0/0/36 | 10G SFP+ | 10000 | admin-down
CA-DC-008-MMR-SW-02 | Te0/0/0/37 | 10G SFP+ | 10000 | up | Server NIC
CA-DC-008-MMR-SW-02 | Te0/0/0/38 | 10G SFP+ | 10000 | admin-down
CA-DC-008-MMR-SW-02 | Te0/0/0/39 | 10G SFP+ | 10000 | up | Server NIC
CA-DC-008-MMR-SW-02 | Te0/0/0/40 | 10G SFP+ | 10000 | admin-down
CA-DC-008-MMR-SW-02 | Te0/0/0/41 | 10G SFP+ | 10000 | up | Server NIC
CA-DC-008-MMR-SW-02 | Te0/0/0/42 | 10G SFP+ | 10000 | up | Server NIC
CA-DC-008-MMR-SW-02 | Te0/0/0/43 | 10G SFP+ | 10000 | admin-down
CA-DC-008-MMR-SW-02 | Te0/0/0/44 | 10G SFP+ | 10000 | up | Server NIC
CA-DC-008-MMR-SW-02 | Te0/0/0/45 | 10G SFP+ | 10000 | admin-down
CA-DC-008-MMR-SW-02 | Te0/0/0/46 | 10G SFP+ | 10000 | up | Server NIC
CA-DC-008-MMR-SW-02 | Te0/0/0/47 | 10G SFP+ | 10000 | up | Server NIC
CA-DC-008-MMR-SW-02 | Hu0/0/1/0 | 100G QSFP28 | 100000 | up | Uplink to CA-DC-008-AGG-R02 | QSFP28-100G-LR4
CA-DC-008-MMR-SW-02 | Hu0/0/1/1 | 100G QSFP28 | 100000 | up | Uplink to CA-DC-008-AGG-R02 | QSFP28-100G-LR4
CA-DC-008-MMR-SW-02 | Hu0/0/1/2 | 100G QSFP28 | 100000 | admin-down
CA-DC-008-MMR-SW-02 | Hu0/0/1/3 | 100G QSFP28 | 100000 | admin-down
CA-DC-008-MMR-SW-03 | Ethernet1 | 10G SFP+ | 10000 | up | Access to CA-DC-008-TOR-002 | SFP-10G-LR
CA-DC-008-MMR-SW-03 | Ethernet2 | 10G SFP+ | 10000 | up | Access to CA-DC-008-TOR-003 | SFP-10G-LR
CA-DC-008-MMR-SW-03 | Ethernet3 | 10G SFP+ | 10000 | up | Server NIC
CA-DC-008-MMR-SW-03 | Ethernet4 | 10G SFP+ | 10000 | up | Server NIC
CA-DC-008-MMR-SW-03 | Ethernet5 | 10G SFP+ | 10000 | reserved
CA-DC-008-MMR-SW-03 | Ethernet6 | 10G SFP+ | 10000 | up | Server NIC
CA-DC-008-MMR-SW-03 | Ethernet7 | 10G SFP+ | 10000 | up | Server NIC
CA-DC-008-MMR-SW-03 | Ethernet8 | 10G SFP+ | 10000 | up | Server NIC
CA-DC-008-MMR-SW-03 | Ethernet9 | 10G SFP+ | 10000 | admin-down
CA-DC-008-MMR-SW-03 | Ethernet10 | 10G SFP+ | 10000 | up | Server NIC
CA-DC-008-MMR-SW-03 | Ethernet11 | 10G SFP+ | 10000 | admin-down
CA-DC-008-MMR-SW-03 | Ethernet12 | 10G SFP+ | 10000 | up | Server NIC
CA-DC-008-MMR-SW-03 | Ethernet13 | 10G SFP+ | 10000 | admin-down
CA-DC-008-MMR-SW-03 | Ethernet14 | 10G SFP+ | 10000 | up | Server NIC
CA-DC-008-MMR-SW-03 | Ethernet15 | 10G SFP+ | 10000 | admin-down
CA-DC-008-MMR-SW-03 | Ethernet16 | 10G SFP+ | 10000 | admin-down
CA-DC-008-MMR-SW-03 | Ethernet17 | 10G SFP+ | 10000 | up | Server NIC
CA-DC-008-MMR-SW-03 | Ethernet18 | 10G SFP+ | 10000 | up | Server NIC
CA-DC-008-MMR-SW-03 | Ethernet19 | 10G SFP+ | 10000 | admin-down
CA-DC-008-MMR-SW-03 | Ethernet20 | 10G SFP+ | 10000 | admin-down
CA-DC-008-MMR-SW-03 | Ethernet21 | 10G SFP+ | 10000 | up | Server NIC
CA-DC-008-MMR-SW-03 | Ethernet22 | 10G SFP+ | 10000 | up | Server NIC
CA-DC-008-MMR-SW-03 | Ethernet23 | 10G SFP+ | 10000 | reserved
CA-DC-008-MMR-SW-03 | Ethernet24 | 10G SFP+ | 10000 | admin-down
CA-DC-008-MMR-SW-03 | Ethernet25 | 10G SFP+ | 10000 | admin-down
CA-DC-008-MMR-SW-03 | Ethernet26 | 10G SFP+ | 10000 | up | Server NIC
CA-DC-008-MMR-SW-03 | Ethernet27 | 10G SFP+ | 10000 | up | Server NIC
CA-DC-008-MMR-SW-03 | Ethernet28 | 10G SFP+ | 10000 | up | Server NIC
CA-DC-008-MMR-SW-03 | Ethernet29 | 10G SFP+ | 10000 | admin-down
CA-DC-008-MMR-SW-03 | Ethernet30 | 10G SFP+ | 10000 | admin-down
CA-DC-008-MMR-SW-03 | Ethernet31 | 10G SFP+ | 10000 | up | Server NIC
CA-DC-008-MMR-SW-03 | Ethernet32 | 10G SFP+ | 10000 | up | Server NIC
CA-DC-008-MMR-SW-03 | Ethernet33 | 10G SFP+ | 10000 | up | Server NIC
CA-DC-008-MMR-SW-03 | Ethernet34 | 10G SFP+ | 10000 | admin-down
CA-DC-008-MMR-SW-03 | Ethernet35 | 10G SFP+ | 10000 | admin-down
CA-DC-008-MMR-SW-03 | Ethernet36 | 10G SFP+ | 10000 | up | Server NIC
CA-DC-008-MMR-SW-03 | Ethernet37 | 10G SFP+ | 10000 | admin-down
CA-DC-008-MMR-SW-03 | Ethernet38 | 10G SFP+ | 10000 | up | Server NIC
CA-DC-008-MMR-SW-03 | Ethernet39 | 10G SFP+ | 10000 | up | Server NIC
CA-DC-008-MMR-SW-03 | Ethernet40 | 10G SFP+ | 10000 | admin-down
CA-DC-008-MMR-SW-03 | Ethernet41 | 10G SFP+ | 10000 | up | Server NIC
CA-DC-008-MMR-SW-03 | Ethernet42 | 10G SFP+ | 10000 | up | Server NIC
CA-DC-008-MMR-SW-03 | Ethernet43 | 10G SFP+ | 10000 | admin-down
CA-DC-008-MMR-SW-03 | Ethernet44 | 10G SFP+ | 10000 | up | Server NIC
CA-DC-008-MMR-SW-03 | Ethernet45 | 10G SFP+ | 10000 | up | Server NIC
CA-DC-008-MMR-SW-03 | Ethernet46 | 10G SFP+ | 10000 | admin-down
CA-DC-008-MMR-SW-03 | Ethernet47 | 10G SFP+ | 10000 | admin-down
CA-DC-008-MMR-SW-03 | Ethernet48 | 10G SFP+ | 10000 | up | Server NIC
CA-DC-008-MMR-SW-03 | Ethernet49/1 | 100G QSFP28 | 100000 | up | Uplink to CA-DC-008-AGG-R03 | QSFP28-100G-LR4
CA-DC-008-MMR-SW-03 | Ethernet49/2 | 100G QSFP28 | 100000 | up | Uplink to CA-DC-008-AGG-R03 | QSFP28-100G-LR4
CA-DC-008-MMR-SW-03 | Ethernet49/3 | 100G QSFP28 | 100000 | admin-down
CA-DC-008-MMR-SW-03 | Ethernet49/4 | 100G QSFP28 | 100000 | admin-down
CA-DC-008-MMR-SW-04 | Ethernet1 | 10G SFP+ | 10000 | up | Access to CA-DC-008-TOR-003 | SFP-10G-LR
CA-DC-008-MMR-SW-04 | Ethernet2 | 10G SFP+ | 10000 | up | Access to CA-DC-008-TOR-004 | SFP-10G-LR
CA-DC-008-MMR-SW-04 | Ethernet3 | 10G SFP+ | 10000 | admin-down
CA-DC-008-MMR-SW-04 | Ethernet4 | 10G SFP+ | 10000 | admin-down
CA-DC-008-MMR-SW-04 | Ethernet5 | 10G SFP+ | 10000 | admin-down
CA-DC-008-MMR-SW-04 | Ethernet6 | 10G SFP+ | 10000 | up | Server NIC
CA-DC-008-MMR-SW-04 | Ethernet7 | 10G SFP+ | 10000 | up | Server NIC
CA-DC-008-MMR-SW-04 | Ethernet8 | 10G SFP+ | 10000 | up | Server NIC
CA-DC-008-MMR-SW-04 | Ethernet9 | 10G SFP+ | 10000 | admin-down
CA-DC-008-MMR-SW-04 | Ethernet10 | 10G SFP+ | 10000 | up | Server NIC
CA-DC-008-MMR-SW-04 | Ethernet11 | 10G SFP+ | 10000 | up | Server NIC
CA-DC-008-MMR-SW-04 | Ethernet12 | 10G SFP+ | 10000 | up | Server NIC
CA-DC-008-MMR-SW-04 | Ethernet13 | 10G SFP+ | 10000 | up | Server NIC
CA-DC-008-MMR-SW-04 | Ethernet14 | 10G SFP+ | 10000 | admin-down
CA-DC-008-MMR-SW-04 | Ethernet15 | 10G SFP+ | 10000 | admin-down
CA-DC-008-MMR-SW-04 | Ethernet16 | 10G SFP+ | 10000 | up | Server NIC
CA-DC-008-MMR-SW-04 | Ethernet17 | 10G SFP+ | 10000 | admin-down
CA-DC-008-MMR-SW-04 | Ethernet18 | 10G SFP+ | 10000 | admin-down
CA-DC-008-MMR-SW-04 | Ethernet19 | 10G SFP+ | 10000 | up | Server NIC
CA-DC-008-MMR-SW-04 | Ethernet20 | 10G SFP+ | 10000 | admin-down
CA-DC-008-MMR-SW-04 | Ethernet21 | 10G SFP+ | 10000 | up | Server NIC
CA-DC-008-MMR-SW-04 | Ethernet22 | 10G SFP+ | 10000 | up | Server NIC
CA-DC-008-MMR-SW-04 | Ethernet23 | 10G SFP+ | 10000 | up | Server NIC
CA-DC-008-MMR-SW-04 | Ethernet24 | 10G SFP+ | 10000 | admin-down
CA-DC-008-MMR-SW-04 | Ethernet25 | 10G SFP+ | 10000 | up | Server NIC
CA-DC-008-MMR-SW-04 | Ethernet26 | 10G SFP+ | 10000 | up | Server NIC
CA-DC-008-MMR-SW-04 | Ethernet27 | 10G SFP+ | 10000 | up | Server NIC
CA-DC-008-MMR-SW-04 | Ethernet28 | 10G SFP+ | 10000 | up | Server NIC
CA-DC-008-MMR-SW-04 | Ethernet29 | 10G SFP+ | 10000 | admin-down
CA-DC-008-MMR-SW-04 | Ethernet30 | 10G SFP+ | 10000 | up | Server NIC
CA-DC-008-MMR-SW-04 | Ethernet31 | 10G SFP+ | 10000 | admin-down
CA-DC-008-MMR-SW-04 | Ethernet32 | 10G SFP+ | 10000 | up | Server NIC
CA-DC-008-MMR-SW-04 | Ethernet33 | 10G SFP+ | 10000 | up | Server NIC
CA-DC-008-MMR-SW-04 | Ethernet34 | 10G SFP+ | 10000 | admin-down
CA-DC-008-MMR-SW-04 | Ethernet35 | 10G SFP+ | 10000 | admin-down
CA-DC-008-MMR-SW-04 | Ethernet36 | 10G SFP+ | 10000 | up | Server NIC
CA-DC-008-MMR-SW-04 | Ethernet37 | 10G SFP+ | 10000 | up | Server NIC
CA-DC-008-MMR-SW-04 | Ethernet38 | 10G SFP+ | 10000 | admin-down
CA-DC-008-MMR-SW-04 | Ethernet39 | 10G SFP+ | 10000 | up | Server NIC
CA-DC-008-MMR-SW-04 | Ethernet40 | 10G SFP+ | 10000 | up | Server NIC
CA-DC-008-MMR-SW-04 | Ethernet41 | 10G SFP+ | 10000 | admin-down
CA-DC-008-MMR-SW-04 | Ethernet42 | 10G SFP+ | 10000 | admin-down
CA-DC-008-MMR-SW-04 | Ethernet43 | 10G SFP+ | 10000 | up | Server NIC
CA-DC-008-MMR-SW-04 | Ethernet44 | 10G SFP+ | 10000 | reserved
CA-DC-008-MMR-SW-04 | Ethernet45 | 10G SFP+ | 10000 | up | Server NIC
CA-DC-008-MMR-SW-04 | Ethernet46 | 10G SFP+ | 10000 | up | Server NIC
CA-DC-008-MMR-SW-04 | Ethernet47 | 10G SFP+ | 10000 | up | Server NIC
CA-DC-008-MMR-SW-04 | Ethernet48 | 10G SFP+ | 10000 | admin-down
CA-DC-008-MMR-SW-04 | Ethernet49/1 | 100G QSFP28 | 100000 | up | Uplink to CA-DC-008-AGG-R01 | QSFP28-100G-LR4
CA-DC-008-MMR-SW-04 | Ethernet49/2 | 100G QSFP28 | 100000 | up | Uplink to CA-DC-008-AGG-R01 | QSFP28-100G-LR4
CA-DC-008-MMR-SW-04 | Ethernet49/3 | 100G QSFP28 | 100000 | admin-down
CA-DC-008-MMR-SW-04 | Ethernet49/4 | 100G QSFP28 | 100000 | admin-down
CA-DC-008-MMR-SW-05 | xe-0/0/0 | 10G SFP+ | 10000 | up | Access to CA-DC-008-TOR-004 | SFP-10G-LR
CA-DC-008-MMR-SW-05 | xe-0/0/1 | 10G SFP+ | 10000 | up | Access to CA-DC-008-TOR-005 | SFP-10G-LR
CA-DC-008-MMR-SW-05 | xe-0/0/2 | 10G SFP+ | 10000 | admin-down
CA-DC-008-MMR-SW-05 | xe-0/0/3 | 10G SFP+ | 10000 | admin-down
CA-DC-008-MMR-SW-05 | xe-0/0/4 | 10G SFP+ | 10000 | up | Server NIC
CA-DC-008-MMR-SW-05 | xe-0/0/5 | 10G SFP+ | 10000 | up | Server NIC
CA-DC-008-MMR-SW-05 | xe-0/0/6 | 10G SFP+ | 10000 | up | Server NIC
CA-DC-008-MMR-SW-05 | xe-0/0/7 | 10G SFP+ | 10000 | admin-down
CA-DC-008-MMR-SW-05 | xe-0/0/8 | 10G SFP+ | 10000 | up | Server NIC
CA-DC-008-MMR-SW-05 | xe-0/0/9 | 10G SFP+ | 10000 | admin-down
CA-DC-008-MMR-SW-05 | xe-0/0/10 | 10G SFP+ | 10000 | admin-down
CA-DC-008-MMR-SW-05 | xe-0/0/11 | 10G SFP+ | 10000 | up | Server NIC
CA-DC-008-MMR-SW-05 | xe-0/0/12 | 10G SFP+ | 10000 | up | Server NIC
CA-DC-008-MMR-SW-05 | xe-0/0/13 | 10G SFP+ | 10000 | admin-down
CA-DC-008-MMR-SW-05 | xe-0/0/14 | 10G SFP+ | 10000 | up | Server NIC
CA-DC-008-MMR-SW-05 | xe-0/0/15 | 10G SFP+ | 10000 | up | Server NIC
CA-DC-008-MMR-SW-05 | xe-0/0/16 | 10G SFP+ | 10000 | admin-down
CA-DC-008-MMR-SW-05 | xe-0/0/17 | 10G SFP+ | 10000 | admin-down
CA-DC-008-MMR-SW-05 | xe-0/0/18 | 10G SFP+ | 10000 | up | Server NIC
CA-DC-008-MMR-SW-05 | xe-0/0/19 | 10G SFP+ | 10000 | up | Server NIC
CA-DC-008-MMR-SW-05 | xe-0/0/20 | 10G SFP+ | 10000 | up | Server NIC
CA-DC-008-MMR-SW-05 | xe-0/0/21 | 10G SFP+ | 10000 | admin-down
CA-DC-008-MMR-SW-05 | xe-0/0/22 | 10G SFP+ | 10000 | up | Server NIC
CA-DC-008-MMR-SW-05 | xe-0/0/23 | 10G SFP+ | 10000 | admin-down
CA-DC-008-MMR-SW-05 | xe-0/0/24 | 10G SFP+ | 10000 | up | Server NIC
CA-DC-008-MMR-SW-05 | xe-0/0/25 | 10G SFP+ | 10000 | up | Server NIC
CA-DC-008-MMR-SW-05 | xe-0/0/26 | 10G SFP+ | 10000 | up | Server NIC
CA-DC-008-MMR-SW-05 | xe-0/0/27 | 10G SFP+ | 10000 | up | Server NIC
CA-DC-008-MMR-SW-05 | xe-0/0/28 | 10G SFP+ | 10000 | up | Server NIC
CA-DC-008-MMR-SW-05 | xe-0/0/29 | 10G SFP+ | 10000 | up | Server NIC
CA-DC-008-MMR-SW-05 | xe-0/0/30 | 10G SFP+ | 10000 | up | Server NIC
CA-DC-008-MMR-SW-05 | xe-0/0/31 | 10G SFP+ | 10000 | up | Server NIC
CA-DC-008-MMR-SW-05 | xe-0/0/32 | 10G SFP+ | 10000 | up | Server NIC
CA-DC-008-MMR-SW-05 | xe-0/0/33 | 10G SFP+ | 10000 | up | Server NIC
CA-DC-008-MMR-SW-05 | xe-0/0/34 | 10G SFP+ | 10000 | admin-down
CA-DC-008-MMR-SW-05 | xe-0/0/35 | 10G SFP+ | 10000 | admin-down
CA-DC-008-MMR-SW-05 | xe-0/0/36 | 10G SFP+ | 10000 | admin-down
CA-DC-008-MMR-SW-05 | xe-0/0/37 | 10G SFP+ | 10000 | admin-down
CA-DC-008-MMR-SW-05 | xe-0/0/38 | 10G SFP+ | 10000 | admin-down
CA-DC-008-MMR-SW-05 | xe-0/0/39 | 10G SFP+ | 10000 | admin-down
CA-DC-008-MMR-SW-05 | xe-0/0/40 | 10G SFP+ | 10000 | admin-down
CA-DC-008-MMR-SW-05 | xe-0/0/41 | 10G SFP+ | 10000 | up | Server NIC
CA-DC-008-MMR-SW-05 | xe-0/0/42 | 10G SFP+ | 10000 | reserved
CA-DC-008-MMR-SW-05 | xe-0/0/43 | 10G SFP+ | 10000 | up | Server NIC
CA-DC-008-MMR-SW-05 | xe-0/0/44 | 10G SFP+ | 10000 | up | Server NIC
CA-DC-008-MMR-SW-05 | xe-0/0/45 | 10G SFP+ | 10000 | up | Server NIC
CA-DC-008-MMR-SW-05 | xe-0/0/46 | 10G SFP+ | 10000 | up | Server NIC
CA-DC-008-MMR-SW-05 | xe-0/0/47 | 10G SFP+ | 10000 | admin-down
CA-DC-008-MMR-SW-05 | et-0/1/0 | 100G QSFP28 | 100000 | up | Uplink to CA-DC-008-AGG-R02 | QSFP28-100G-LR4
CA-DC-008-MMR-SW-05 | et-0/1/1 | 100G QSFP28 | 100000 | up | Uplink to CA-DC-008-AGG-R02 | QSFP28-100G-LR4
CA-DC-008-MMR-SW-05 | et-0/1/2 | 100G QSFP28 | 100000 | admin-down
CA-DC-008-MMR-SW-05 | et-0/1/3 | 100G QSFP28 | 100000 | admin-down
CA-DC-008-MMR-SW-06 | Te0/0/0/0 | 10G SFP+ | 10000 | up | Access to CA-DC-008-TOR-005 | SFP-10G-LR
CA-DC-008-MMR-SW-06 | Te0/0/0/1 | 10G SFP+ | 10000 | admin-down
CA-DC-008-MMR-SW-06 | Te0/0/0/2 | 10G SFP+ | 10000 | admin-down
CA-DC-008-MMR-SW-06 | Te0/0/0/3 | 10G SFP+ | 10000 | admin-down
CA-DC-008-MMR-SW-06 | Te0/0/0/4 | 10G SFP+ | 10000 | admin-down
CA-DC-008-MMR-SW-06 | Te0/0/0/5 | 10G SFP+ | 10000 | up | Server NIC
CA-DC-008-MMR-SW-06 | Te0/0/0/6 | 10G SFP+ | 10000 | up | Server NIC
CA-DC-008-MMR-SW-06 | Te0/0/0/7 | 10G SFP+ | 10000 | up | Server NIC
CA-DC-008-MMR-SW-06 | Te0/0/0/8 | 10G SFP+ | 10000 | up | Server NIC
CA-DC-008-MMR-SW-06 | Te0/0/0/9 | 10G SFP+ | 10000 | up | Server NIC
CA-DC-008-MMR-SW-06 | Te0/0/0/10 | 10G SFP+ | 10000 | admin-down
CA-DC-008-MMR-SW-06 | Te0/0/0/11 | 10G SFP+ | 10000 | up | Server NIC
CA-DC-008-MMR-SW-06 | Te0/0/0/12 | 10G SFP+ | 10000 | up | Server NIC
CA-DC-008-MMR-SW-06 | Te0/0/0/13 | 10G SFP+ | 10000 | admin-down
CA-DC-008-MMR-SW-06 | Te0/0/0/14 | 10G SFP+ | 10000 | up | Server NIC
CA-DC-008-MMR-SW-06 | Te0/0/0/15 | 10G SFP+ | 10000 | up | Server NIC
CA-DC-008-MMR-SW-06 | Te0/0/0/16 | 10G SFP+ | 10000 | up | Server NIC
CA-DC-008-MMR-SW-06 | Te0/0/0/17 | 10G SFP+ | 10000 | up | Server NIC
CA-DC-008-MMR-SW-06 | Te0/0/0/18 | 10G SFP+ | 10000 | up | Server NIC
CA-DC-008-MMR-SW-06 | Te0/0/0/19 | 10G SFP+ | 10000 | up | Server NIC
CA-DC-008-MMR-SW-06 | Te0/0/0/20 | 10G SFP+ | 10000 | admin-down
CA-DC-008-MMR-SW-06 | Te0/0/0/21 | 10G SFP+ | 10000 | admin-down
CA-DC-008-MMR-SW-06 | Te0/0/0/22 | 10G SFP+ | 10000 | up | Server NIC
CA-DC-008-MMR-SW-06 | Te0/0/0/23 | 10G SFP+ | 10000 | up | Server NIC
CA-DC-008-MMR-SW-06 | Te0/0/0/24 | 10G SFP+ | 10000 | up | Server NIC
CA-DC-008-MMR-SW-06 | Te0/0/0/25 | 10G SFP+ | 10000 | up | Server NIC
CA-DC-008-MMR-SW-06 | Te0/0/0/26 | 10G SFP+ | 10000 | up | Server NIC
CA-DC-008-MMR-SW-06 | Te0/0/0/27 | 10G SFP+ | 10000 | up | Server NIC
CA-DC-008-MMR-SW-06 | Te0/0/0/28 | 10G SFP+ | 10000 | admin-down
CA-DC-008-MMR-SW-06 | Te0/0/0/29 | 10G SFP+ | 10000 | up | Server NIC
CA-DC-008-MMR-SW-06 | Te0/0/0/30 | 10G SFP+ | 10000 | admin-down
CA-DC-008-MMR-SW-06 | Te0/0/0/31 | 10G SFP+ | 10000 | up | Server NIC
CA-DC-008-MMR-SW-06 | Te0/0/0/32 | 10G SFP+ | 10000 | up | Server NIC
CA-DC-008-MMR-SW-06 | Te0/0/0/33 | 10G SFP+ | 10000 | admin-down
CA-DC-008-MMR-SW-06 | Te0/0/0/34 | 10G SFP+ | 10000 | up | Server NIC
CA-DC-008-MMR-SW-06 | Te0/0/0/35 | 10G SFP+ | 10000 | admin-down
CA-DC-008-MMR-SW-06 | Te0/0/0/36 | 10G SFP+ | 10000 | admin-down
CA-DC-008-MMR-SW-06 | Te0/0/0/37 | 10G SFP+ | 10000 | up | Server NIC
CA-DC-008-MMR-SW-06 | Te0/0/0/38 | 10G SFP+ | 10000 | admin-down
CA-DC-008-MMR-SW-06 | Te0/0/0/39 | 10G SFP+ | 10000 | up | Server NIC
CA-DC-008-MMR-SW-06 | Te0/0/0/40 | 10G SFP+ | 10000 | admin-down
CA-DC-008-MMR-SW-06 | Te0/0/0/41 | 10G SFP+ | 10000 | up | Server NIC
CA-DC-008-MMR-SW-06 | Te0/0/0/42 | 10G SFP+ | 10000 | up | Server NIC
CA-DC-008-MMR-SW-06 | Te0/0/0/43 | 10G SFP+ | 10000 | up | Server NIC
CA-DC-008-MMR-SW-06 | Te0/0/0/44 | 10G SFP+ | 10000 | admin-down
CA-DC-008-MMR-SW-06 | Te0/0/0/45 | 10G SFP+ | 10000 | up | Server NIC
CA-DC-008-MMR-SW-06 | Te0/0/0/46 | 10G SFP+ | 10000 | admin-down
CA-DC-008-MMR-SW-06 | Te0/0/0/47 | 10G SFP+ | 10000 | up | Server NIC
CA-DC-008-MMR-SW-06 | Hu0/0/1/0 | 100G QSFP28 | 100000 | up | Uplink to CA-DC-008-AGG-R03 | QSFP28-100G-LR4
CA-DC-008-MMR-SW-06 | Hu0/0/1/1 | 100G QSFP28 | 100000 | up | Uplink to CA-DC-008-AGG-R03 | QSFP28-100G-LR4
CA-DC-008-MMR-SW-06 | Hu0/0/1/2 | 100G QSFP28 | 100000 | admin-down
CA-DC-008-MMR-SW-06 | Hu0/0/1/3 | 100G QSFP28 | 100000 | admin-down
CA-DC-008-MMR-SW-07 | Ethernet1 | 10G SFP+ | 10000 | admin-down
CA-DC-008-MMR-SW-07 | Ethernet2 | 10G SFP+ | 10000 | admin-down
CA-DC-008-MMR-SW-07 | Ethernet3 | 10G SFP+ | 10000 | admin-down
CA-DC-008-MMR-SW-07 | Ethernet4 | 10G SFP+ | 10000 | up | Server NIC
CA-DC-008-MMR-SW-07 | Ethernet5 | 10G SFP+ | 10000 | up | Server NIC
CA-DC-008-MMR-SW-07 | Ethernet6 | 10G SFP+ | 10000 | up | Server NIC
CA-DC-008-MMR-SW-07 | Ethernet7 | 10G SFP+ | 10000 | up | Server NIC
CA-DC-008-MMR-SW-07 | Ethernet8 | 10G SFP+ | 10000 | up | Server NIC
CA-DC-008-MMR-SW-07 | Ethernet9 | 10G SFP+ | 10000 | admin-down
CA-DC-008-MMR-SW-07 | Ethernet10 | 10G SFP+ | 10000 | admin-down
CA-DC-008-MMR-SW-07 | Ethernet11 | 10G SFP+ | 10000 | up | Server NIC
CA-DC-008-MMR-SW-07 | Ethernet12 | 10G SFP+ | 10000 | admin-down
CA-DC-008-MMR-SW-07 | Ethernet13 | 10G SFP+ | 10000 | admin-down
CA-DC-008-MMR-SW-07 | Ethernet14 | 10G SFP+ | 10000 | up | Server NIC
CA-DC-008-MMR-SW-07 | Ethernet15 | 10G SFP+ | 10000 | up | Server NIC
CA-DC-008-MMR-SW-07 | Ethernet16 | 10G SFP+ | 10000 | up | Server NIC
CA-DC-008-MMR-SW-07 | Ethernet17 | 10G SFP+ | 10000 | admin-down
CA-DC-008-MMR-SW-07 | Ethernet18 | 10G SFP+ | 10000 | admin-down
CA-DC-008-MMR-SW-07 | Ethernet19 | 10G SFP+ | 10000 | admin-down
CA-DC-008-MMR-SW-07 | Ethernet20 | 10G SFP+ | 10000 | up | Server NIC
CA-DC-008-MMR-SW-07 | Ethernet21 | 10G SFP+ | 10000 | up | Server NIC
CA-DC-008-MMR-SW-07 | Ethernet22 | 10G SFP+ | 10000 | up | Server NIC
CA-DC-008-MMR-SW-07 | Ethernet23 | 10G SFP+ | 10000 | up | Server NIC
CA-DC-008-MMR-SW-07 | Ethernet24 | 10G SFP+ | 10000 | up | Server NIC
CA-DC-008-MMR-SW-07 | Ethernet25 | 10G SFP+ | 10000 | admin-down
CA-DC-008-MMR-SW-07 | Ethernet26 | 10G SFP+ | 10000 | up | Server NIC
CA-DC-008-MMR-SW-07 | Ethernet27 | 10G SFP+ | 10000 | up | Server NIC
CA-DC-008-MMR-SW-07 | Ethernet28 | 10G SFP+ | 10000 | up | Server NIC
CA-DC-008-MMR-SW-07 | Ethernet29 | 10G SFP+ | 10000 | admin-down
CA-DC-008-MMR-SW-07 | Ethernet30 | 10G SFP+ | 10000 | up | Server NIC
CA-DC-008-MMR-SW-07 | Ethernet31 | 10G SFP+ | 10000 | admin-down
CA-DC-008-MMR-SW-07 | Ethernet32 | 10G SFP+ | 10000 | up | Server NIC
CA-DC-008-MMR-SW-07 | Ethernet33 | 10G SFP+ | 10000 | admin-down
CA-DC-008-MMR-SW-07 | Ethernet34 | 10G SFP+ | 10000 | admin-down
CA-DC-008-MMR-SW-07 | Ethernet35 | 10G SFP+ | 10000 | up | Server NIC
CA-DC-008-MMR-SW-07 | Ethernet36 | 10G SFP+ | 10000 | up | Server NIC
CA-DC-008-MMR-SW-07 | Ethernet37 | 10G SFP+ | 10000 | reserved
CA-DC-008-MMR-SW-07 | Ethernet38 | 10G SFP+ | 10000 | up | Server NIC
CA-DC-008-MMR-SW-07 | Ethernet39 | 10G SFP+ | 10000 | admin-down
CA-DC-008-MMR-SW-07 | Ethernet40 | 10G SFP+ | 10000 | up | Server NIC
CA-DC-008-MMR-SW-07 | Ethernet41 | 10G SFP+ | 10000 | up | Server NIC
CA-DC-008-MMR-SW-07 | Ethernet42 | 10G SFP+ | 10000 | up | Server NIC
CA-DC-008-MMR-SW-07 | Ethernet43 | 10G SFP+ | 10000 | admin-down
CA-DC-008-MMR-SW-07 | Ethernet44 | 10G SFP+ | 10000 | up | Server NIC
CA-DC-008-MMR-SW-07 | Ethernet45 | 10G SFP+ | 10000 | admin-down
CA-DC-008-MMR-SW-07 | Ethernet46 | 10G SFP+ | 10000 | up | Server NIC
CA-DC-008-MMR-SW-07 | Ethernet47 | 10G SFP+ | 10000 | up | Server NIC
CA-DC-008-MMR-SW-07 | Ethernet48 | 10G SFP+ | 10000 | admin-down
CA-DC-008-MMR-SW-07 | Ethernet49/1 | 100G QSFP28 | 100000 | up | Uplink to CA-DC-008-AGG-R01 | QSFP28-100G-LR4
CA-DC-008-MMR-SW-07 | Ethernet49/2 | 100G QSFP28 | 100000 | up | Uplink to CA-DC-008-AGG-R01 | QSFP28-100G-LR4
CA-DC-008-MMR-SW-07 | Ethernet49/3 | 100G QSFP28 | 100000 | admin-down
CA-DC-008-MMR-SW-07 | Ethernet49/4 | 100G QSFP28 | 100000 | admin-down
CA-DC-008-TOR-001 | Ethernet1 | 10G SFP+ | 10000 | up | Access to CA-DC-008-MMR-SW-01 | SFP-10G-LR
CA-DC-008-TOR-001 | Ethernet2 | 10G SFP+ | 10000 | up | Access to CA-DC-008-MMR-SW-02 | SFP-10G-LR
CA-DC-008-TOR-001 | Ethernet3 | 10G SFP+ | 10000 | admin-down
CA-DC-008-TOR-001 | Ethernet4 | 10G SFP+ | 10000 | admin-down
CA-DC-008-TOR-001 | Ethernet5 | 10G SFP+ | 10000 | up | Server NIC
CA-DC-008-TOR-001 | Ethernet6 | 10G SFP+ | 10000 | up | Server NIC
CA-DC-008-TOR-001 | Ethernet7 | 10G SFP+ | 10000 | admin-down
CA-DC-008-TOR-001 | Ethernet8 | 10G SFP+ | 10000 | up | Server NIC
CA-DC-008-TOR-001 | Ethernet9 | 10G SFP+ | 10000 | reserved
CA-DC-008-TOR-001 | Ethernet10 | 10G SFP+ | 10000 | admin-down
CA-DC-008-TOR-001 | Ethernet11 | 10G SFP+ | 10000 | up | Server NIC
CA-DC-008-TOR-001 | Ethernet12 | 10G SFP+ | 10000 | up | Server NIC
CA-DC-008-TOR-001 | Ethernet13 | 10G SFP+ | 10000 | up | Server NIC
CA-DC-008-TOR-001 | Ethernet14 | 10G SFP+ | 10000 | up | Server NIC
CA-DC-008-TOR-001 | Ethernet15 | 10G SFP+ | 10000 | up | Server NIC
CA-DC-008-TOR-001 | Ethernet16 | 10G SFP+ | 10000 | admin-down
CA-DC-008-TOR-001 | Ethernet17 | 10G SFP+ | 10000 | up | Server NIC
CA-DC-008-TOR-001 | Ethernet18 | 10G SFP+ | 10000 | up | Server NIC
CA-DC-008-TOR-001 | Ethernet19 | 10G SFP+ | 10000 | up | Server NIC
CA-DC-008-TOR-001 | Ethernet20 | 10G SFP+ | 10000 | admin-down
CA-DC-008-TOR-001 | Ethernet21 | 10G SFP+ | 10000 | up | Server NIC
CA-DC-008-TOR-001 | Ethernet22 | 10G SFP+ | 10000 | up | Server NIC
CA-DC-008-TOR-001 | Ethernet23 | 10G SFP+ | 10000 | admin-down
CA-DC-008-TOR-001 | Ethernet24 | 10G SFP+ | 10000 | reserved
CA-DC-008-TOR-001 | Ethernet49/1 | 100G QSFP28 | 100000 | admin-down
CA-DC-008-TOR-001 | Ethernet49/2 | 100G QSFP28 | 100000 | admin-down
CA-DC-008-TOR-002 | Te0/0/0/0 | 10G SFP+ | 10000 | up | Access to CA-DC-008-MMR-SW-02 | SFP-10G-LR
CA-DC-008-TOR-002 | Te0/0/0/1 | 10G SFP+ | 10000 | up | Access to CA-DC-008-MMR-SW-03 | SFP-10G-LR
CA-DC-008-TOR-002 | Te0/0/0/2 | 10G SFP+ | 10000 | up | Server NIC
CA-DC-008-TOR-002 | Te0/0/0/3 | 10G SFP+ | 10000 | up | Server NIC
CA-DC-008-TOR-002 | Te0/0/0/4 | 10G SFP+ | 10000 | up | Server NIC
CA-DC-008-TOR-002 | Te0/0/0/5 | 10G SFP+ | 10000 | up | Server NIC
CA-DC-008-TOR-002 | Te0/0/0/6 | 10G SFP+ | 10000 | up | Server NIC
CA-DC-008-TOR-002 | Te0/0/0/7 | 10G SFP+ | 10000 | up | Server NIC
CA-DC-008-TOR-002 | Te0/0/0/8 | 10G SFP+ | 10000 | up | Server NIC
CA-DC-008-TOR-002 | Te0/0/0/9 | 10G SFP+ | 10000 | up | Server NIC
CA-DC-008-TOR-002 | Te0/0/0/10 | 10G SFP+ | 10000 | admin-down
CA-DC-008-TOR-002 | Te0/0/0/11 | 10G SFP+ | 10000 | admin-down
CA-DC-008-TOR-002 | Te0/0/0/12 | 10G SFP+ | 10000 | up | Server NIC
CA-DC-008-TOR-002 | Te0/0/0/13 | 10G SFP+ | 10000 | up | Server NIC
CA-DC-008-TOR-002 | Te0/0/0/14 | 10G SFP+ | 10000 | admin-down
CA-DC-008-TOR-002 | Te0/0/0/15 | 10G SFP+ | 10000 | up | Server NIC
CA-DC-008-TOR-002 | Te0/0/0/16 | 10G SFP+ | 10000 | admin-down
CA-DC-008-TOR-002 | Te0/0/0/17 | 10G SFP+ | 10000 | up | Server NIC
CA-DC-008-TOR-002 | Te0/0/0/18 | 10G SFP+ | 10000 | admin-down
CA-DC-008-TOR-002 | Te0/0/0/19 | 10G SFP+ | 10000 | admin-down
CA-DC-008-TOR-002 | Te0/0/0/20 | 10G SFP+ | 10000 | admin-down
CA-DC-008-TOR-002 | Te0/0/0/21 | 10G SFP+ | 10000 | up | Server NIC
CA-DC-008-TOR-002 | Te0/0/0/22 | 10G SFP+ | 10000 | up | Server NIC
CA-DC-008-TOR-002 | Te0/0/0/23 | 10G SFP+ | 10000 | admin-down
CA-DC-008-TOR-002 | Hu0/0/1/0 | 100G QSFP28 | 100000 | admin-down
CA-DC-008-TOR-002 | Hu0/0/1/1 | 100G QSFP28 | 100000 | admin-down
CA-DC-008-TOR-003 | xe-0/0/0 | 10G SFP+ | 10000 | up | Access to CA-DC-008-MMR-SW-03 | SFP-10G-LR
CA-DC-008-TOR-003 | xe-0/0/1 | 10G SFP+ | 10000 | up | Access to CA-DC-008-MMR-SW-04 | SFP-10G-LR
CA-DC-008-TOR-003 | xe-0/0/2 | 10G SFP+ | 10000 | admin-down
CA-DC-008-TOR-003 | xe-0/0/3 | 10G SFP+ | 10000 | up | Server NIC
CA-DC-008-TOR-003 | xe-0/0/4 | 10G SFP+ | 10000 | up | Server NIC
CA-DC-008-TOR-003 | xe-0/0/5 | 10G SFP+ | 10000 | admin-down
CA-DC-008-TOR-003 | xe-0/0/6 | 10G SFP+ | 10000 | up | Server NIC
CA-DC-008-TOR-003 | xe-0/0/7 | 10G SFP+ | 10000 | admin-down
CA-DC-008-TOR-003 | xe-0/0/8 | 10G SFP+ | 10000 | admin-down
CA-DC-008-TOR-003 | xe-0/0/9 | 10G SFP+ | 10000 | up | Server NIC
CA-DC-008-TOR-003 | xe-0/0/10 | 10G SFP+ | 10000 | up | Server NIC
CA-DC-008-TOR-003 | xe-0/0/11 | 10G SFP+ | 10000 | up | Server NIC
CA-DC-008-TOR-003 | xe-0/0/12 | 10G SFP+ | 10000 | admin-down
CA-DC-008-TOR-003 | xe-0/0/13 | 10G SFP+ | 10000 | up | Server NIC
CA-DC-008-TOR-003 | xe-0/0/14 | 10G SFP+ | 10000 | up | Server NIC
CA-DC-008-TOR-003 | xe-0/0/15 | 10G SFP+ | 10000 | admin-down
CA-DC-008-TOR-003 | xe-0/0/16 | 10G SFP+ | 10000 | up | Server NIC
CA-DC-008-TOR-003 | xe-0/0/17 | 10G SFP+ | 10000 | admin-down
CA-DC-008-TOR-003 | xe-0/0/18 | 10G SFP+ | 10000 | up | Server NIC
CA-DC-008-TOR-003 | xe-0/0/19 | 10G SFP+ | 10000 | up | Server NIC
CA-DC-008-TOR-003 | xe-0/0/20 | 10G SFP+ | 10000 | up | Server NIC
CA-DC-008-TOR-003 | xe-0/0/21 | 10G SFP+ | 10000 | admin-down
CA-DC-008-TOR-003 | xe-0/0/22 | 10G SFP+ | 10000 | up | Server NIC
CA-DC-008-TOR-003 | xe-0/0/23 | 10G SFP+ | 10000 | admin-down
CA-DC-008-TOR-003 | et-0/1/0 | 100G QSFP28 | 100000 | admin-down
CA-DC-008-TOR-003 | et-0/1/1 | 100G QSFP28 | 100000 | admin-down
CA-DC-008-TOR-004 | xe-0/0/0 | 10G SFP+ | 10000 | up | Access to CA-DC-008-MMR-SW-04 | SFP-10G-LR
CA-DC-008-TOR-004 | xe-0/0/1 | 10G SFP+ | 10000 | up | Access to CA-DC-008-MMR-SW-05 | SFP-10G-LR
CA-DC-008-TOR-004 | xe-0/0/2 | 10G SFP+ | 10000 | up | Server NIC
CA-DC-008-TOR-004 | xe-0/0/3 | 10G SFP+ | 10000 | admin-down
CA-DC-008-TOR-004 | xe-0/0/4 | 10G SFP+ | 10000 | up | Server NIC
CA-DC-008-TOR-004 | xe-0/0/5 | 10G SFP+ | 10000 | admin-down
CA-DC-008-TOR-004 | xe-0/0/6 | 10G SFP+ | 10000 | up | Server NIC
CA-DC-008-TOR-004 | xe-0/0/7 | 10G SFP+ | 10000 | up | Server NIC
CA-DC-008-TOR-004 | xe-0/0/8 | 10G SFP+ | 10000 | up | Server NIC
CA-DC-008-TOR-004 | xe-0/0/9 | 10G SFP+ | 10000 | up | Server NIC
CA-DC-008-TOR-004 | xe-0/0/10 | 10G SFP+ | 10000 | up | Server NIC
CA-DC-008-TOR-004 | xe-0/0/11 | 10G SFP+ | 10000 | up | Server NIC
CA-DC-008-TOR-004 | xe-0/0/12 | 10G SFP+ | 10000 | admin-down
CA-DC-008-TOR-004 | xe-0/0/13 | 10G SFP+ | 10000 | reserved
CA-DC-008-TOR-004 | xe-0/0/14 | 10G SFP+ | 10000 | admin-down
CA-DC-008-TOR-004 | xe-0/0/15 | 10G SFP+ | 10000 | admin-down
CA-DC-008-TOR-004 | xe-0/0/16 | 10G SFP+ | 10000 | up | Server NIC
CA-DC-008-TOR-004 | xe-0/0/17 | 10G SFP+ | 10000 | admin-down
CA-DC-008-TOR-004 | xe-0/0/18 | 10G SFP+ | 10000 | admin-down
CA-DC-008-TOR-004 | xe-0/0/19 | 10G SFP+ | 10000 | up | Server NIC
CA-DC-008-TOR-004 | xe-0/0/20 | 10G SFP+ | 10000 | up | Server NIC
CA-DC-008-TOR-004 | xe-0/0/21 | 10G SFP+ | 10000 | up | Server NIC
CA-DC-008-TOR-004 | xe-0/0/22 | 10G SFP+ | 10000 | admin-down
CA-DC-008-TOR-004 | xe-0/0/23 | 10G SFP+ | 10000 | up | Server NIC
CA-DC-008-TOR-004 | et-0/1/0 | 100G QSFP28 | 100000 | admin-down
CA-DC-008-TOR-004 | et-0/1/1 | 100G QSFP28 | 100000 | admin-down
CA-DC-008-TOR-005 | xe-0/0/0 | 10G SFP+ | 10000 | up | Access to CA-DC-008-MMR-SW-05 | SFP-10G-LR
CA-DC-008-TOR-005 | xe-0/0/1 | 10G SFP+ | 10000 | up | Access to CA-DC-008-MMR-SW-06 | SFP-10G-LR
CA-DC-008-TOR-005 | xe-0/0/2 | 10G SFP+ | 10000 | up | Server NIC
CA-DC-008-TOR-005 | xe-0/0/3 | 10G SFP+ | 10000 | admin-down
CA-DC-008-TOR-005 | xe-0/0/4 | 10G SFP+ | 10000 | admin-down
CA-DC-008-TOR-005 | xe-0/0/5 | 10G SFP+ | 10000 | up | Server NIC
CA-DC-008-TOR-005 | xe-0/0/6 | 10G SFP+ | 10000 | admin-down
CA-DC-008-TOR-005 | xe-0/0/7 | 10G SFP+ | 10000 | admin-down
CA-DC-008-TOR-005 | xe-0/0/8 | 10G SFP+ | 10000 | admin-down
CA-DC-008-TOR-005 | xe-0/0/9 | 10G SFP+ | 10000 | up | Server NIC
CA-DC-008-TOR-005 | xe-0/0/10 | 10G SFP+ | 10000 | up | Server NIC
CA-DC-008-TOR-005 | xe-0/0/11 | 10G SFP+ | 10000 | up | Server NIC
CA-DC-008-TOR-005 | xe-0/0/12 | 10G SFP+ | 10000 | admin-down
CA-DC-008-TOR-005 | xe-0/0/13 | 10G SFP+ | 10000 | up | Server NIC
CA-DC-008-TOR-005 | xe-0/0/14 | 10G SFP+ | 10000 | admin-down
CA-DC-008-TOR-005 | xe-0/0/15 | 10G SFP+ | 10000 | up | Server NIC
CA-DC-008-TOR-005 | xe-0/0/16 | 10G SFP+ | 10000 | up | Server NIC
CA-DC-008-TOR-005 | xe-0/0/17 | 10G SFP+ | 10000 | up | Server NIC
CA-DC-008-TOR-005 | xe-0/0/18 | 10G SFP+ | 10000 | up | Server NIC
CA-DC-008-TOR-005 | xe-0/0/19 | 10G SFP+ | 10000 | up | Server NIC
CA-DC-008-TOR-005 | xe-0/0/20 | 10G SFP+ | 10000 | admin-down
CA-DC-008-TOR-005 | xe-0/0/21 | 10G SFP+ | 10000 | admin-down
CA-DC-008-TOR-005 | xe-0/0/22 | 10G SFP+ | 10000 | up | Server NIC
CA-DC-008-TOR-005 | xe-0/0/23 | 10G SFP+ | 10000 | up | Server NIC
CA-DC-008-TOR-005 | et-0/1/0 | 100G QSFP28 | 100000 | admin-down
CA-DC-008-TOR-005 | et-0/1/1 | 100G QSFP28 | 100000 | admin-down
IL-DC-009-PE-T4-01 | xe-0/0/0 | 10G SFP+ | 10000 | reserved
IL-DC-009-PE-T4-01 | xe-0/0/1 | 10G SFP+ | 10000 | up | Backhaul to WA-DC-024 | SFP-10G-LR
IL-DC-009-PE-T4-01 | xe-0/0/2 | 10G SFP+ | 10000 | up | Backhaul to CA-DC-020 | SFP-10G-LR
IL-DC-009-PE-T4-01 | xe-0/0/3 | 10G SFP+ | 10000 | up | Backhaul to TX-DC-005 | SFP-10G-LR
IL-DC-009-PE-T4-01 | xe-0/0/4 | 10G SFP+ | 10000 | up | Backhaul to FL-DC-018 | SFP-10G-LR
IL-DC-009-PE-T4-01 | xe-0/0/5 | 10G SFP+ | 10000 | up | Backhaul to GA-DC-011 | SFP-10G-LR
IL-DC-009-PE-T4-01 | xe-0/0/6 | 10G SFP+ | 10000 | up | Uplink to IL-DC-009-AGG-R01 | SFP-10G-LR
IL-DC-009-PE-T4-01 | xe-0/0/7 | 10G SFP+ | 10000 | admin-down
IL-DC-009-PE-T4-01 | xe-0/0/8 | 10G SFP+ | 10000 | admin-down
IL-DC-009-PE-T4-01 | xe-0/0/9 | 10G SFP+ | 10000 | admin-down
IL-DC-009-PE-T4-01 | xe-0/0/10 | 10G SFP+ | 10000 | admin-down
IL-DC-009-PE-T4-01 | xe-0/0/11 | 10G SFP+ | 10000 | admin-down
IL-DC-009-PE-T4-01 | et-0/1/0 | 100G QSFP28 | 100000 | up | Fabric to IL-DC-009-PE-T4-02 | QSFP28-100G-LR4
IL-DC-009-PE-T4-01 | et-0/1/1 | 100G QSFP28 | 100000 | up | Fabric to IL-DC-009-PE-T4-03 | QSFP28-100G-LR4
IL-DC-009-PE-T4-01 | et-0/1/2 | 100G QSFP28 | 100000 | up | Fabric to IL-DC-009-PE-T4-04 | QSFP28-100G-LR4
IL-DC-009-PE-T4-01 | et-0/1/3 | 100G QSFP28 | 100000 | admin-down
IL-DC-009-PE-T4-01 | ge-0/2/0 | 1G copper | 1000 | reserved
IL-DC-009-PE-T4-01 | ge-0/2/1 | 1G copper | 1000 | admin-down
IL-DC-009-PE-T4-01 | ge-0/2/2 | 1G copper | 1000 | admin-down
IL-DC-009-PE-T4-01 | ge-0/2/3 | 1G copper | 1000 | admin-down
IL-DC-009-PE-T4-01 | ge-0/2/4 | 1G copper | 1000 | admin-down
IL-DC-009-PE-T4-01 | ge-0/2/5 | 1G copper | 1000 | admin-down
IL-DC-009-PE-T4-01 | ge-0/2/6 | 1G copper | 1000 | admin-down
IL-DC-009-PE-T4-01 | ge-0/2/7 | 1G copper | 1000 | admin-down
IL-DC-009-PE-T4-01 | ge-0/2/8 | 1G copper | 1000 | admin-down
IL-DC-009-PE-T4-01 | ge-0/2/9 | 1G copper | 1000 | admin-down
IL-DC-009-PE-T4-01 | ge-0/2/10 | 1G copper | 1000 | admin-down
IL-DC-009-PE-T4-01 | ge-0/2/11 | 1G copper | 1000 | admin-down
IL-DC-009-PE-T4-01 | ge-0/2/12 | 1G copper | 1000 | admin-down
IL-DC-009-PE-T4-01 | ge-0/2/13 | 1G copper | 1000 | admin-down
IL-DC-009-PE-T4-01 | ge-0/2/14 | 1G copper | 1000 | admin-down
IL-DC-009-PE-T4-01 | ge-0/2/15 | 1G copper | 1000 | admin-down
IL-DC-009-PE-T4-02 | xe-0/0/0 | 10G SFP+ | 10000 | admin-down
IL-DC-009-PE-T4-02 | xe-0/0/1 | 10G SFP+ | 10000 | up | Backhaul to TX-DC-005 | SFP-10G-LR
IL-DC-009-PE-T4-02 | xe-0/0/2 | 10G SFP+ | 10000 | up | Backhaul to VA-DC-002 | SFP-10G-LR
IL-DC-009-PE-T4-02 | xe-0/0/3 | 10G SFP+ | 10000 | up | Backhaul to TX-DC-022 | SFP-10G-LR
IL-DC-009-PE-T4-02 | xe-0/0/4 | 10G SFP+ | 10000 | up | Backhaul to CA-DC-020 | SFP-10G-LR
IL-DC-009-PE-T4-02 | xe-0/0/5 | 10G SFP+ | 10000 | up | Backhaul to VA-DC-001 | SFP-10G-LR
IL-DC-009-PE-T4-02 | xe-0/0/6 | 10G SFP+ | 10000 | up | Uplink to IL-DC-009-AGG-R01 | SFP-10G-LR
IL-DC-009-PE-T4-02 | xe-0/0/7 | 10G SFP+ | 10000 | up | Uplink to IL-DC-009-AGG-R02 | SFP-10G-LR
IL-DC-009-PE-T4-02 | xe-0/0/8 | 10G SFP+ | 10000 | admin-down
IL-DC-009-PE-T4-02 | xe-0/0/9 | 10G SFP+ | 10000 | admin-down
IL-DC-009-PE-T4-02 | xe-0/0/10 | 10G SFP+ | 10000 | admin-down
IL-DC-009-PE-T4-02 | xe-0/0/11 | 10G SFP+ | 10000 | admin-down
IL-DC-009-PE-T4-02 | et-0/1/0 | 100G QSFP28 | 100000 | up | Fabric to IL-DC-009-PE-T4-01 | QSFP28-100G-LR4
IL-DC-009-PE-T4-02 | et-0/1/1 | 100G QSFP28 | 100000 | up | Fabric to IL-DC-009-PE-T4-03 | QSFP28-100G-LR4
IL-DC-009-PE-T4-02 | et-0/1/2 | 100G QSFP28 | 100000 | up | Fabric to IL-DC-009-PE-T4-04 | QSFP28-100G-LR4
IL-DC-009-PE-T4-02 | et-0/1/3 | 100G QSFP28 | 100000 | admin-down
IL-DC-009-PE-T4-02 | ge-0/2/0 | 1G copper | 1000 | reserved
IL-DC-009-PE-T4-02 | ge-0/2/1 | 1G copper | 1000 | admin-down
IL-DC-009-PE-T4-02 | ge-0/2/2 | 1G copper | 1000 | admin-down
IL-DC-009-PE-T4-02 | ge-0/2/3 | 1G copper | 1000 | admin-down
IL-DC-009-PE-T4-02 | ge-0/2/4 | 1G copper | 1000 | admin-down
IL-DC-009-PE-T4-02 | ge-0/2/5 | 1G copper | 1000 | admin-down
IL-DC-009-PE-T4-02 | ge-0/2/6 | 1G copper | 1000 | admin-down
IL-DC-009-PE-T4-02 | ge-0/2/7 | 1G copper | 1000 | admin-down
IL-DC-009-PE-T4-02 | ge-0/2/8 | 1G copper | 1000 | admin-down
IL-DC-009-PE-T4-02 | ge-0/2/9 | 1G copper | 1000 | admin-down
IL-DC-009-PE-T4-02 | ge-0/2/10 | 1G copper | 1000 | admin-down
IL-DC-009-PE-T4-02 | ge-0/2/11 | 1G copper | 1000 | admin-down
IL-DC-009-PE-T4-02 | ge-0/2/12 | 1G copper | 1000 | admin-down
IL-DC-009-PE-T4-02 | ge-0/2/13 | 1G copper | 1000 | admin-down
IL-DC-009-PE-T4-02 | ge-0/2/14 | 1G copper | 1000 | admin-down
IL-DC-009-PE-T4-02 | ge-0/2/15 | 1G copper | 1000 | admin-down
IL-DC-009-PE-T4-03 | xe-0/0/0 | 10G SFP+ | 10000 | admin-down
IL-DC-009-PE-T4-03 | xe-0/0/1 | 10G SFP+ | 10000 | up | Backhaul to CA-DC-020 | SFP-10G-LR
IL-DC-009-PE-T4-03 | xe-0/0/2 | 10G SFP+ | 10000 | up | Backhaul to FL-DC-018 | SFP-10G-LR
IL-DC-009-PE-T4-03 | xe-0/0/3 | 10G SFP+ | 10000 | up | Backhaul to TX-DC-022 | SFP-10G-LR
IL-DC-009-PE-T4-03 | xe-0/0/4 | 10G SFP+ | 10000 | up | Backhaul to OH-DC-016 | SFP-10G-LR
IL-DC-009-PE-T4-03 | xe-0/0/5 | 10G SFP+ | 10000 | up | Backhaul to OH-DC-017 | SFP-10G-LR
IL-DC-009-PE-T4-03 | xe-0/0/6 | 10G SFP+ | 10000 | up | Uplink to IL-DC-009-AGG-R02 | SFP-10G-LR
IL-DC-009-PE-T4-03 | xe-0/0/7 | 10G SFP+ | 10000 | up | Uplink to IL-DC-009-AGG-R03 | SFP-10G-LR
IL-DC-009-PE-T4-03 | xe-0/0/8 | 10G SFP+ | 10000 | admin-down
IL-DC-009-PE-T4-03 | xe-0/0/9 | 10G SFP+ | 10000 | reserved
IL-DC-009-PE-T4-03 | xe-0/0/10 | 10G SFP+ | 10000 | admin-down
IL-DC-009-PE-T4-03 | xe-0/0/11 | 10G SFP+ | 10000 | reserved
IL-DC-009-PE-T4-03 | et-0/1/0 | 100G QSFP28 | 100000 | up | Fabric to IL-DC-009-PE-T4-01 | QSFP28-100G-LR4
IL-DC-009-PE-T4-03 | et-0/1/1 | 100G QSFP28 | 100000 | up | Fabric to IL-DC-009-PE-T4-02 | QSFP28-100G-LR4
IL-DC-009-PE-T4-03 | et-0/1/2 | 100G QSFP28 | 100000 | up | Fabric to IL-DC-009-PE-T4-04 | QSFP28-100G-LR4
IL-DC-009-PE-T4-03 | et-0/1/3 | 100G QSFP28 | 100000 | admin-down
IL-DC-009-PE-T4-03 | ge-0/2/0 | 1G copper | 1000 | admin-down
IL-DC-009-PE-T4-03 | ge-0/2/1 | 1G copper | 1000 | admin-down
IL-DC-009-PE-T4-03 | ge-0/2/2 | 1G copper | 1000 | admin-down
IL-DC-009-PE-T4-03 | ge-0/2/3 | 1G copper | 1000 | reserved
IL-DC-009-PE-T4-03 | ge-0/2/4 | 1G copper | 1000 | admin-down
IL-DC-009-PE-T4-03 | ge-0/2/5 | 1G copper | 1000 | admin-down
IL-DC-009-PE-T4-03 | ge-0/2/6 | 1G copper | 1000 | admin-down
IL-DC-009-PE-T4-03 | ge-0/2/7 | 1G copper | 1000 | admin-down
IL-DC-009-PE-T4-03 | ge-0/2/8 | 1G copper | 1000 | admin-down
IL-DC-009-PE-T4-03 | ge-0/2/9 | 1G copper | 1000 | admin-down
IL-DC-009-PE-T4-03 | ge-0/2/10 | 1G copper | 1000 | admin-down
IL-DC-009-PE-T4-03 | ge-0/2/11 | 1G copper | 1000 | admin-down
IL-DC-009-PE-T4-03 | ge-0/2/12 | 1G copper | 1000 | admin-down
IL-DC-009-PE-T4-03 | ge-0/2/13 | 1G copper | 1000 | admin-down
IL-DC-009-PE-T4-03 | ge-0/2/14 | 1G copper | 1000 | admin-down
IL-DC-009-PE-T4-03 | ge-0/2/15 | 1G copper | 1000 | admin-down
IL-DC-009-PE-T4-04 | xe-0/0/0 | 10G SFP+ | 10000 | admin-down
IL-DC-009-PE-T4-04 | xe-0/0/1 | 10G SFP+ | 10000 | up | Backhaul to NC-DC-023 | SFP-10G-LR
IL-DC-009-PE-T4-04 | xe-0/0/2 | 10G SFP+ | 10000 | up | Backhaul to WA-DC-024 | SFP-10G-LR
IL-DC-009-PE-T4-04 | xe-0/0/3 | 10G SFP+ | 10000 | up | Backhaul to VA-DC-002 | SFP-10G-LR
IL-DC-009-PE-T4-04 | xe-0/0/4 | 10G SFP+ | 10000 | up | Backhaul to TX-DC-005 | SFP-10G-LR
IL-DC-009-PE-T4-04 | xe-0/0/5 | 10G SFP+ | 10000 | up | Backhaul to VA-DC-004 | SFP-10G-LR
IL-DC-009-PE-T4-04 | xe-0/0/6 | 10G SFP+ | 10000 | up | Uplink to IL-DC-009-AGG-R03 | SFP-10G-LR
IL-DC-009-PE-T4-04 | xe-0/0/7 | 10G SFP+ | 10000 | admin-down
IL-DC-009-PE-T4-04 | xe-0/0/8 | 10G SFP+ | 10000 | admin-down
IL-DC-009-PE-T4-04 | xe-0/0/9 | 10G SFP+ | 10000 | reserved
IL-DC-009-PE-T4-04 | xe-0/0/10 | 10G SFP+ | 10000 | admin-down
IL-DC-009-PE-T4-04 | xe-0/0/11 | 10G SFP+ | 10000 | admin-down
IL-DC-009-PE-T4-04 | et-0/1/0 | 100G QSFP28 | 100000 | up | Fabric to IL-DC-009-PE-T4-01 | QSFP28-100G-LR4
IL-DC-009-PE-T4-04 | et-0/1/1 | 100G QSFP28 | 100000 | up | Fabric to IL-DC-009-PE-T4-02 | QSFP28-100G-LR4
IL-DC-009-PE-T4-04 | et-0/1/2 | 100G QSFP28 | 100000 | up | Fabric to IL-DC-009-PE-T4-03 | QSFP28-100G-LR4
IL-DC-009-PE-T4-04 | et-0/1/3 | 100G QSFP28 | 100000 | admin-down
IL-DC-009-PE-T4-04 | ge-0/2/0 | 1G copper | 1000 | admin-down
IL-DC-009-PE-T4-04 | ge-0/2/1 | 1G copper | 1000 | admin-down
IL-DC-009-PE-T4-04 | ge-0/2/2 | 1G copper | 1000 | admin-down
IL-DC-009-PE-T4-04 | ge-0/2/3 | 1G copper | 1000 | admin-down
IL-DC-009-PE-T4-04 | ge-0/2/4 | 1G copper | 1000 | admin-down
IL-DC-009-PE-T4-04 | ge-0/2/5 | 1G copper | 1000 | admin-down
IL-DC-009-PE-T4-04 | ge-0/2/6 | 1G copper | 1000 | admin-down
IL-DC-009-PE-T4-04 | ge-0/2/7 | 1G copper | 1000 | admin-down
IL-DC-009-PE-T4-04 | ge-0/2/8 | 1G copper | 1000 | admin-down
IL-DC-009-PE-T4-04 | ge-0/2/9 | 1G copper | 1000 | admin-down
IL-DC-009-PE-T4-04 | ge-0/2/10 | 1G copper | 1000 | admin-down
IL-DC-009-PE-T4-04 | ge-0/2/11 | 1G copper | 1000 | admin-down
IL-DC-009-PE-T4-04 | ge-0/2/12 | 1G copper | 1000 | admin-down
IL-DC-009-PE-T4-04 | ge-0/2/13 | 1G copper | 1000 | admin-down
IL-DC-009-PE-T4-04 | ge-0/2/14 | 1G copper | 1000 | admin-down
IL-DC-009-PE-T4-04 | ge-0/2/15 | 1G copper | 1000 | admin-down
IL-DC-009-FW-01 | port1 | 10G SFP+ | 10000 | up | Uplink to IL-DC-009-AGG-R01 | SFP-10G-LR
IL-DC-009-FW-01 | port2 | 10G SFP+ | 10000 | up | Uplink to IL-DC-009-AGG-R02 | SFP-10G-LR
IL-DC-009-FW-01 | port3 | 10G SFP+ | 10000 | admin-down
IL-DC-009-FW-01 | port4 | 10G SFP+ | 10000 | admin-down
IL-DC-009-FW-01 | port5 | 10G SFP+ | 10000 | admin-down
IL-DC-009-FW-01 | port6 | 10G SFP+ | 10000 | admin-down
IL-DC-009-FW-01 | port7 | 10G SFP+ | 10000 | admin-down
IL-DC-009-FW-01 | port8 | 10G SFP+ | 10000 | admin-down
IL-DC-009-FW-02 | port1 | 10G SFP+ | 10000 | up | Uplink to IL-DC-009-AGG-R02 | SFP-10G-LR
IL-DC-009-FW-02 | port2 | 10G SFP+ | 10000 | up | Uplink to IL-DC-009-AGG-R03 | SFP-10G-LR
IL-DC-009-FW-02 | port3 | 10G SFP+ | 10000 | admin-down
IL-DC-009-FW-02 | port4 | 10G SFP+ | 10000 | admin-down
IL-DC-009-FW-02 | port5 | 10G SFP+ | 10000 | admin-down
IL-DC-009-FW-02 | port6 | 10G SFP+ | 10000 | admin-down
IL-DC-009-FW-02 | port7 | 10G SFP+ | 10000 | admin-down
IL-DC-009-FW-02 | port8 | 10G SFP+ | 10000 | reserved
IL-DC-009-OLA-01 | 1/2/c1 | 100G QSFP28 | 100000 | up | Uplink to IL-DC-009-AGG-R01 | QSFP28-100G-LR4
IL-DC-009-OLA-01 | 1/2/c2 | 100G QSFP28 | 100000 | admin-down
IL-DC-009-OLA-01 | 1/2/c3 | 100G QSFP28 | 100000 | admin-down
IL-DC-009-OLA-01 | 1/2/c4 | 100G QSFP28 | 100000 | admin-down
IL-DC-009-OLA-01 | 1/2/c5 | 100G QSFP28 | 100000 | admin-down
IL-DC-009-OLA-01 | 1/2/c6 | 100G QSFP28 | 100000 | admin-down
IL-DC-009-OLA-01 | 1/2/c7 | 100G QSFP28 | 100000 | admin-down
IL-DC-009-OLA-01 | 1/2/c8 | 100G QSFP28 | 100000 | admin-down
IL-DC-009-OLA-02 | 1-A-1 | 100G QSFP28 | 100000 | up | Uplink to IL-DC-009-AGG-R02 | QSFP28-100G-LR4
IL-DC-009-OLA-02 | 1-A-2 | 100G QSFP28 | 100000 | admin-down
IL-DC-009-OLA-02 | 1-A-3 | 100G QSFP28 | 100000 | admin-down
IL-DC-009-OLA-02 | 1-A-4 | 100G QSFP28 | 100000 | admin-down
IL-DC-009-OLA-02 | 1-A-5 | 100G QSFP28 | 100000 | admin-down
IL-DC-009-OLA-02 | 1-A-6 | 100G QSFP28 | 100000 | admin-down
IL-DC-009-OLA-02 | 1-A-7 | 100G QSFP28 | 100000 | admin-down
IL-DC-009-OLA-02 | 1-A-8 | 100G QSFP28 | 100000 | admin-down
IL-DC-009-AGG-R01 | xe-0/0/0 | 10G SFP+ | 10000 | up | Uplink to IL-DC-009-FW-01 | SFP-10G-LR
IL-DC-009-AGG-R01 | xe-0/0/1 | 10G SFP+ | 10000 | up | Uplink to IL-DC-009-MMR-SW-01 | SFP-10G-LR
IL-DC-009-AGG-R01 | xe-0/0/2 | 10G SFP+ | 10000 | up | Uplink to IL-DC-009-MMR-SW-01 | SFP-10G-LR
IL-DC-009-AGG-R01 | xe-0/0/3 | 10G SFP+ | 10000 | up | Uplink to IL-DC-009-MMR-SW-04 | SFP-10G-LR
IL-DC-009-AGG-R01 | xe-0/0/4 | 10G SFP+ | 10000 | up | Uplink to IL-DC-009-MMR-SW-04 | SFP-10G-LR
IL-DC-009-AGG-R01 | xe-0/0/5 | 10G SFP+ | 10000 | up | Uplink to IL-DC-009-MMR-SW-07 | SFP-10G-LR
IL-DC-009-AGG-R01 | xe-0/0/6 | 10G SFP+ | 10000 | up | Uplink to IL-DC-009-MMR-SW-07 | SFP-10G-LR
IL-DC-009-AGG-R01 | xe-0/0/7 | 10G SFP+ | 10000 | admin-down
IL-DC-009-AGG-R01 | xe-0/0/8 | 10G SFP+ | 10000 | reserved
IL-DC-009-AGG-R01 | xe-0/0/9 | 10G SFP+ | 10000 | admin-down
IL-DC-009-AGG-R01 | xe-0/0/10 | 10G SFP+ | 10000 | admin-down
IL-DC-009-AGG-R01 | xe-0/0/11 | 10G SFP+ | 10000 | admin-down
IL-DC-009-AGG-R01 | xe-0/0/12 | 10G SFP+ | 10000 | admin-down
IL-DC-009-AGG-R01 | xe-0/0/13 | 10G SFP+ | 10000 | reserved
IL-DC-009-AGG-R01 | xe-0/0/14 | 10G SFP+ | 10000 | admin-down
IL-DC-009-AGG-R01 | xe-0/0/15 | 10G SFP+ | 10000 | admin-down
IL-DC-009-AGG-R01 | et-0/1/0 | 100G QSFP28 | 100000 | up | Uplink to IL-DC-009-PE-T4-01 | QSFP28-100G-LR4
IL-DC-009-AGG-R01 | et-0/1/1 | 100G QSFP28 | 100000 | up | Uplink to IL-DC-009-PE-T4-02 | QSFP28-100G-LR4
IL-DC-009-AGG-R01 | et-0/1/2 | 100G QSFP28 | 100000 | up | Uplink to IL-DC-009-OLA-01 | QSFP28-100G-LR4
IL-DC-009-AGG-R01 | et-0/1/3 | 100G QSFP28 | 100000 | admin-down
IL-DC-009-AGG-R01 | et-0/1/4 | 100G QSFP28 | 100000 | admin-down
IL-DC-009-AGG-R01 | et-0/1/5 | 100G QSFP28 | 100000 | admin-down
IL-DC-009-AGG-R01 | et-0/1/6 | 100G QSFP28 | 100000 | admin-down
IL-DC-009-AGG-R01 | et-0/1/7 | 100G QSFP28 | 100000 | reserved
IL-DC-009-AGG-R02 | xe-0/0/0 | 10G SFP+ | 10000 | up | Uplink to IL-DC-009-FW-01 | SFP-10G-LR
IL-DC-009-AGG-R02 | xe-0/0/1 | 10G SFP+ | 10000 | up | Uplink to IL-DC-009-FW-02 | SFP-10G-LR
IL-DC-009-AGG-R02 | xe-0/0/2 | 10G SFP+ | 10000 | up | Uplink to IL-DC-009-MMR-SW-02 | SFP-10G-LR
IL-DC-009-AGG-R02 | xe-0/0/3 | 10G SFP+ | 10000 | up | Uplink to IL-DC-009-MMR-SW-02 | SFP-10G-LR
IL-DC-009-AGG-R02 | xe-0/0/4 | 10G SFP+ | 10000 | up | Uplink to IL-DC-009-MMR-SW-05 | SFP-10G-LR
IL-DC-009-AGG-R02 | xe-0/0/5 | 10G SFP+ | 10000 | up | Uplink to IL-DC-009-MMR-SW-05 | SFP-10G-LR
IL-DC-009-AGG-R02 | xe-0/0/6 | 10G SFP+ | 10000 | up | Uplink to IL-DC-009-MMR-SW-08 | SFP-10G-LR
IL-DC-009-AGG-R02 | xe-0/0/7 | 10G SFP+ | 10000 | up | Uplink to IL-DC-009-MMR-SW-08 | SFP-10G-LR
IL-DC-009-AGG-R02 | xe-0/0/8 | 10G SFP+ | 10000 | admin-down
IL-DC-009-AGG-R02 | xe-0/0/9 | 10G SFP+ | 10000 | admin-down
IL-DC-009-AGG-R02 | xe-0/0/10 | 10G SFP+ | 10000 | admin-down
IL-DC-009-AGG-R02 | xe-0/0/11 | 10G SFP+ | 10000 | admin-down
IL-DC-009-AGG-R02 | xe-0/0/12 | 10G SFP+ | 10000 | admin-down
IL-DC-009-AGG-R02 | xe-0/0/13 | 10G SFP+ | 10000 | reserved
IL-DC-009-AGG-R02 | xe-0/0/14 | 10G SFP+ | 10000 | admin-down
IL-DC-009-AGG-R02 | xe-0/0/15 | 10G SFP+ | 10000 | admin-down
IL-DC-009-AGG-R02 | et-0/1/0 | 100G QSFP28 | 100000 | up | Uplink to IL-DC-009-PE-T4-02 | QSFP28-100G-LR4
IL-DC-009-AGG-R02 | et-0/1/1 | 100G QSFP28 | 100000 | up | Uplink to IL-DC-009-PE-T4-03 | QSFP28-100G-LR4
IL-DC-009-AGG-R02 | et-0/1/2 | 100G QSFP28 | 100000 | up | Uplink to IL-DC-009-OLA-02 | QSFP28-100G-LR4
IL-DC-009-AGG-R02 | et-0/1/3 | 100G QSFP28 | 100000 | admin-down
IL-DC-009-AGG-R02 | et-0/1/4 | 100G QSFP28 | 100000 | reserved
IL-DC-009-AGG-R02 | et-0/1/5 | 100G QSFP28 | 100000 | admin-down
IL-DC-009-AGG-R02 | et-0/1/6 | 100G QSFP28 | 100000 | admin-down
IL-DC-009-AGG-R02 | et-0/1/7 | 100G QSFP28 | 100000 | admin-down
IL-DC-009-AGG-R03 | xe-0/0/0 | 10G SFP+ | 10000 | up | Uplink to IL-DC-009-FW-02 | SFP-10G-LR
IL-DC-009-AGG-R03 | xe-0/0/1 | 10G SFP+ | 10000 | up | Uplink to IL-DC-009-MMR-SW-03 | SFP-10G-LR
IL-DC-009-AGG-R03 | xe-0/0/2 | 10G SFP+ | 10000 | up | Uplink to IL-DC-009-MMR-SW-03 | SFP-10G-LR
IL-DC-009-AGG-R03 | xe-0/0/3 | 10G SFP+ | 10000 | up | Uplink to IL-DC-009-MMR-SW-06 | SFP-10G-LR
IL-DC-009-AGG-R03 | xe-0/0/4 | 10G SFP+ | 10000 | up | Uplink to IL-DC-009-MMR-SW-06 | SFP-10G-LR
IL-DC-009-AGG-R03 | xe-0/0/5 | 10G SFP+ | 10000 | admin-down
IL-DC-009-AGG-R03 | xe-0/0/6 | 10G SFP+ | 10000 | admin-down
IL-DC-009-AGG-R03 | xe-0/0/7 | 10G SFP+ | 10000 | admin-down
IL-DC-009-AGG-R03 | xe-0/0/8 | 10G SFP+ | 10000 | admin-down
IL-DC-009-AGG-R03 | xe-0/0/9 | 10G SFP+ | 10000 | admin-down
IL-DC-009-AGG-R03 | xe-0/0/10 | 10G SFP+ | 10000 | admin-down
IL-DC-009-AGG-R03 | xe-0/0/11 | 10G SFP+ | 10000 | admin-down
IL-DC-009-AGG-R03 | xe-0/0/12 | 10G SFP+ | 10000 | admin-down
IL-DC-009-AGG-R03 | xe-0/0/13 | 10G SFP+ | 10000 | admin-down
IL-DC-009-AGG-R03 | xe-0/0/14 | 10G SFP+ | 10000 | admin-down
IL-DC-009-AGG-R03 | xe-0/0/15 | 10G SFP+ | 10000 | admin-down
IL-DC-009-AGG-R03 | et-0/1/0 | 100G QSFP28 | 100000 | up | Uplink to IL-DC-009-PE-T4-03 | QSFP28-100G-LR4
IL-DC-009-AGG-R03 | et-0/1/1 | 100G QSFP28 | 100000 | up | Uplink to IL-DC-009-PE-T4-04 | QSFP28-100G-LR4
IL-DC-009-AGG-R03 | et-0/1/2 | 100G QSFP28 | 100000 | admin-down
IL-DC-009-AGG-R03 | et-0/1/3 | 100G QSFP28 | 100000 | admin-down
IL-DC-009-AGG-R03 | et-0/1/4 | 100G QSFP28 | 100000 | admin-down
IL-DC-009-AGG-R03 | et-0/1/5 | 100G QSFP28 | 100000 | admin-down
IL-DC-009-AGG-R03 | et-0/1/6 | 100G QSFP28 | 100000 | admin-down
IL-DC-009-AGG-R03 | et-0/1/7 | 100G QSFP28 | 100000 | admin-down
IL-DC-009-MMR-SW-01 | Te0/0/0/0 | 10G SFP+ | 10000 | up | Access to IL-DC-009-TOR-001 | SFP-10G-LR
IL-DC-009-MMR-SW-01 | Te0/0/0/1 | 10G SFP+ | 10000 | up | Server NIC
IL-DC-009-MMR-SW-01 | Te0/0/0/2 | 10G SFP+ | 10000 | admin-down
IL-DC-009-MMR-SW-01 | Te0/0/0/3 | 10G SFP+ | 10000 | up | Server NIC
IL-DC-009-MMR-SW-01 | Te0/0/0/4 | 10G SFP+ | 10000 | admin-down
IL-DC-009-MMR-SW-01 | Te0/0/0/5 | 10G SFP+ | 10000 | up | Server NIC
IL-DC-009-MMR-SW-01 | Te0/0/0/6 | 10G SFP+ | 10000 | up | Server NIC
IL-DC-009-MMR-SW-01 | Te0/0/0/7 | 10G SFP+ | 10000 | admin-down
IL-DC-009-MMR-SW-01 | Te0/0/0/8 | 10G SFP+ | 10000 | up | Server NIC
IL-DC-009-MMR-SW-01 | Te0/0/0/9 | 10G SFP+ | 10000 | up | Server NIC
IL-DC-009-MMR-SW-01 | Te0/0/0/10 | 10G SFP+ | 10000 | up | Server NIC
IL-DC-009-MMR-SW-01 | Te0/0/0/11 | 10G SFP+ | 10000 | up | Server NIC
IL-DC-009-MMR-SW-01 | Te0/0/0/12 | 10G SFP+ | 10000 | up | Server NIC
IL-DC-009-MMR-SW-01 | Te0/0/0/13 | 10G SFP+ | 10000 | up | Server NIC
IL-DC-009-MMR-SW-01 | Te0/0/0/14 | 10G SFP+ | 10000 | admin-down
IL-DC-009-MMR-SW-01 | Te0/0/0/15 | 10G SFP+ | 10000 | admin-down
IL-DC-009-MMR-SW-01 | Te0/0/0/16 | 10G SFP+ | 10000 | up | Server NIC
IL-DC-009-MMR-SW-01 | Te0/0/0/17 | 10G SFP+ | 10000 | up | Server NIC
IL-DC-009-MMR-SW-01 | Te0/0/0/18 | 10G SFP+ | 10000 | up | Server NIC
IL-DC-009-MMR-SW-01 | Te0/0/0/19 | 10G SFP+ | 10000 | up | Server NIC
IL-DC-009-MMR-SW-01 | Te0/0/0/20 | 10G SFP+ | 10000 | up | Server NIC
IL-DC-009-MMR-SW-01 | Te0/0/0/21 | 10G SFP+ | 10000 | up | Server NIC
IL-DC-009-MMR-SW-01 | Te0/0/0/22 | 10G SFP+ | 10000 | up | Server NIC
IL-DC-009-MMR-SW-01 | Te0/0/0/23 | 10G SFP+ | 10000 | up | Server NIC
IL-DC-009-MMR-SW-01 | Te0/0/0/24 | 10G SFP+ | 10000 | admin-down
IL-DC-009-MMR-SW-01 | Te0/0/0/25 | 10G SFP+ | 10000 | admin-down
IL-DC-009-MMR-SW-01 | Te0/0/0/26 | 10G SFP+ | 10000 | up | Server NIC
IL-DC-009-MMR-SW-01 | Te0/0/0/27 | 10G SFP+ | 10000 | up | Server NIC
IL-DC-009-MMR-SW-01 | Te0/0/0/28 | 10G SFP+ | 10000 | up | Server NIC
IL-DC-009-MMR-SW-01 | Te0/0/0/29 | 10G SFP+ | 10000 | up | Server NIC
IL-DC-009-MMR-SW-01 | Te0/0/0/30 | 10G SFP+ | 10000 | up | Server NIC
IL-DC-009-MMR-SW-01 | Te0/0/0/31 | 10G SFP+ | 10000 | up | Server NIC
IL-DC-009-MMR-SW-01 | Te0/0/0/32 | 10G SFP+ | 10000 | up | Server NIC
IL-DC-009-MMR-SW-01 | Te0/0/0/33 | 10G SFP+ | 10000 | up | Server NIC
IL-DC-009-MMR-SW-01 | Te0/0/0/34 | 10G SFP+ | 10000 | admin-down
IL-DC-009-MMR-SW-01 | Te0/0/0/35 | 10G SFP+ | 10000 | up | Server NIC
IL-DC-009-MMR-SW-01 | Te0/0/0/36 | 10G SFP+ | 10000 | up | Server NIC
IL-DC-009-MMR-SW-01 | Te0/0/0/37 | 10G SFP+ | 10000 | up | Server NIC
IL-DC-009-MMR-SW-01 | Te0/0/0/38 | 10G SFP+ | 10000 | up | Server NIC
IL-DC-009-MMR-SW-01 | Te0/0/0/39 | 10G SFP+ | 10000 | up | Server NIC
IL-DC-009-MMR-SW-01 | Te0/0/0/40 | 10G SFP+ | 10000 | up | Server NIC
IL-DC-009-MMR-SW-01 | Te0/0/0/41 | 10G SFP+ | 10000 | up | Server NIC
IL-DC-009-MMR-SW-01 | Te0/0/0/42 | 10G SFP+ | 10000 | up | Server NIC
IL-DC-009-MMR-SW-01 | Te0/0/0/43 | 10G SFP+ | 10000 | admin-down
IL-DC-009-MMR-SW-01 | Te0/0/0/44 | 10G SFP+ | 10000 | up | Server NIC
IL-DC-009-MMR-SW-01 | Te0/0/0/45 | 10G SFP+ | 10000 | up | Server NIC
IL-DC-009-MMR-SW-01 | Te0/0/0/46 | 10G SFP+ | 10000 | admin-down
IL-DC-009-MMR-SW-01 | Te0/0/0/47 | 10G SFP+ | 10000 | up | Server NIC
IL-DC-009-MMR-SW-01 | Hu0/0/1/0 | 100G QSFP28 | 100000 | up | Uplink to IL-DC-009-AGG-R01 | QSFP28-100G-LR4
IL-DC-009-MMR-SW-01 | Hu0/0/1/1 | 100G QSFP28 | 100000 | up | Uplink to IL-DC-009-AGG-R01 | QSFP28-100G-LR4
IL-DC-009-MMR-SW-01 | Hu0/0/1/2 | 100G QSFP28 | 100000 | admin-down
IL-DC-009-MMR-SW-01 | Hu0/0/1/3 | 100G QSFP28 | 100000 | admin-down
IL-DC-009-MMR-SW-02 | Te0/0/0/0 | 10G SFP+ | 10000 | up | Access to IL-DC-009-TOR-001 | SFP-10G-LR
IL-DC-009-MMR-SW-02 | Te0/0/0/1 | 10G SFP+ | 10000 | up | Access to IL-DC-009-TOR-002 | SFP-10G-LR
IL-DC-009-MMR-SW-02 | Te0/0/0/2 | 10G SFP+ | 10000 | up | Server NIC
IL-DC-009-MMR-SW-02 | Te0/0/0/3 | 10G SFP+ | 10000 | admin-down
IL-DC-009-MMR-SW-02 | Te0/0/0/4 | 10G SFP+ | 10000 | admin-down
IL-DC-009-MMR-SW-02 | Te0/0/0/5 | 10G SFP+ | 10000 | up | Server NIC
IL-DC-009-MMR-SW-02 | Te0/0/0/6 | 10G SFP+ | 10000 | up | Server NIC
IL-DC-009-MMR-SW-02 | Te0/0/0/7 | 10G SFP+ | 10000 | up | Server NIC
IL-DC-009-MMR-SW-02 | Te0/0/0/8 | 10G SFP+ | 10000 | admin-down
IL-DC-009-MMR-SW-02 | Te0/0/0/9 | 10G SFP+ | 10000 | admin-down
IL-DC-009-MMR-SW-02 | Te0/0/0/10 | 10G SFP+ | 10000 | up | Server NIC
IL-DC-009-MMR-SW-02 | Te0/0/0/11 | 10G SFP+ | 10000 | up | Server NIC
IL-DC-009-MMR-SW-02 | Te0/0/0/12 | 10G SFP+ | 10000 | up | Server NIC
IL-DC-009-MMR-SW-02 | Te0/0/0/13 | 10G SFP+ | 10000 | up | Server NIC
IL-DC-009-MMR-SW-02 | Te0/0/0/14 | 10G SFP+ | 10000 | up | Server NIC
IL-DC-009-MMR-SW-02 | Te0/0/0/15 | 10G SFP+ | 10000 | admin-down
IL-DC-009-MMR-SW-02 | Te0/0/0/16 | 10G SFP+ | 10000 | admin-down
IL-DC-009-MMR-SW-02 | Te0/0/0/17 | 10G SFP+ | 10000 | admin-down
IL-DC-009-MMR-SW-02 | Te0/0/0/18 | 10G SFP+ | 10000 | up | Server NIC
IL-DC-009-MMR-SW-02 | Te0/0/0/19 | 10G SFP+ | 10000 | up | Server NIC
IL-DC-009-MMR-SW-02 | Te0/0/0/20 | 10G SFP+ | 10000 | admin-down
IL-DC-009-MMR-SW-02 | Te0/0/0/21 | 10G SFP+ | 10000 | up | Server NIC
IL-DC-009-MMR-SW-02 | Te0/0/0/22 | 10G SFP+ | 10000 | up | Server NIC
IL-DC-009-MMR-SW-02 | Te0/0/0/23 | 10G SFP+ | 10000 | up | Server NIC
IL-DC-009-MMR-SW-02 | Te0/0/0/24 | 10G SFP+ | 10000 | admin-down
IL-DC-009-MMR-SW-02 | Te0/0/0/25 | 10G SFP+ | 10000 | up | Server NIC
IL-DC-009-MMR-SW-02 | Te0/0/0/26 | 10G SFP+ | 10000 | reserved
IL-DC-009-MMR-SW-02 | Te0/0/0/27 | 10G SFP+ | 10000 | up | Server NIC
IL-DC-009-MMR-SW-02 | Te0/0/0/28 | 10G SFP+ | 10000 | up | Server NIC
IL-DC-009-MMR-SW-02 | Te0/0/0/29 | 10G SFP+ | 10000 | up | Server NIC
IL-DC-009-MMR-SW-02 | Te0/0/0/30 | 10G SFP+ | 10000 | up | Server NIC
IL-DC-009-MMR-SW-02 | Te0/0/0/31 | 10G SFP+ | 10000 | up | Server NIC
IL-DC-009-MMR-SW-02 | Te0/0/0/32 | 10G SFP+ | 10000 | up | Server NIC
IL-DC-009-MMR-SW-02 | Te0/0/0/33 | 10G SFP+ | 10000 | admin-down
IL-DC-009-MMR-SW-02 | Te0/0/0/34 | 10G SFP+ | 10000 | up | Server NIC
IL-DC-009-MMR-SW-02 | Te0/0/0/35 | 10G SFP+ | 10000 | up | Server NIC
IL-DC-009-MMR-SW-02 | Te0/0/0/36 | 10G SFP+ | 10000 | admin-down
IL-DC-009-MMR-SW-02 | Te0/0/0/37 | 10G SFP+ | 10000 | up | Server NIC
IL-DC-009-MMR-SW-02 | Te0/0/0/38 | 10G SFP+ | 10000 | up | Server NIC
IL-DC-009-MMR-SW-02 | Te0/0/0/39 | 10G SFP+ | 10000 | up | Server NIC
IL-DC-009-MMR-SW-02 | Te0/0/0/40 | 10G SFP+ | 10000 | admin-down
IL-DC-009-MMR-SW-02 | Te0/0/0/41 | 10G SFP+ | 10000 | admin-down
IL-DC-009-MMR-SW-02 | Te0/0/0/42 | 10G SFP+ | 10000 | up | Server NIC
IL-DC-009-MMR-SW-02 | Te0/0/0/43 | 10G SFP+ | 10000 | up | Server NIC
IL-DC-009-MMR-SW-02 | Te0/0/0/44 | 10G SFP+ | 10000 | admin-down
IL-DC-009-MMR-SW-02 | Te0/0/0/45 | 10G SFP+ | 10000 | up | Server NIC
IL-DC-009-MMR-SW-02 | Te0/0/0/46 | 10G SFP+ | 10000 | up | Server NIC
IL-DC-009-MMR-SW-02 | Te0/0/0/47 | 10G SFP+ | 10000 | up | Server NIC
IL-DC-009-MMR-SW-02 | Hu0/0/1/0 | 100G QSFP28 | 100000 | up | Uplink to IL-DC-009-AGG-R02 | QSFP28-100G-LR4
IL-DC-009-MMR-SW-02 | Hu0/0/1/1 | 100G QSFP28 | 100000 | up | Uplink to IL-DC-009-AGG-R02 | QSFP28-100G-LR4
IL-DC-009-MMR-SW-02 | Hu0/0/1/2 | 100G QSFP28 | 100000 | admin-down
IL-DC-009-MMR-SW-02 | Hu0/0/1/3 | 100G QSFP28 | 100000 | admin-down
IL-DC-009-MMR-SW-03 | xe-0/0/0 | 10G SFP+ | 10000 | up | Access to IL-DC-009-TOR-002 | SFP-10G-LR
IL-DC-009-MMR-SW-03 | xe-0/0/1 | 10G SFP+ | 10000 | up | Access to IL-DC-009-TOR-003 | SFP-10G-LR
IL-DC-009-MMR-SW-03 | xe-0/0/2 | 10G SFP+ | 10000 | up | Server NIC
IL-DC-009-MMR-SW-03 | xe-0/0/3 | 10G SFP+ | 10000 | up | Server NIC
IL-DC-009-MMR-SW-03 | xe-0/0/4 | 10G SFP+ | 10000 | admin-down
IL-DC-009-MMR-SW-03 | xe-0/0/5 | 10G SFP+ | 10000 | admin-down
IL-DC-009-MMR-SW-03 | xe-0/0/6 | 10G SFP+ | 10000 | up | Server NIC
IL-DC-009-MMR-SW-03 | xe-0/0/7 | 10G SFP+ | 10000 | up | Server NIC
IL-DC-009-MMR-SW-03 | xe-0/0/8 | 10G SFP+ | 10000 | up | Server NIC
IL-DC-009-MMR-SW-03 | xe-0/0/9 | 10G SFP+ | 10000 | admin-down
IL-DC-009-MMR-SW-03 | xe-0/0/10 | 10G SFP+ | 10000 | admin-down
IL-DC-009-MMR-SW-03 | xe-0/0/11 | 10G SFP+ | 10000 | up | Server NIC
IL-DC-009-MMR-SW-03 | xe-0/0/12 | 10G SFP+ | 10000 | admin-down
IL-DC-009-MMR-SW-03 | xe-0/0/13 | 10G SFP+ | 10000 | admin-down
IL-DC-009-MMR-SW-03 | xe-0/0/14 | 10G SFP+ | 10000 | up | Server NIC
IL-DC-009-MMR-SW-03 | xe-0/0/15 | 10G SFP+ | 10000 | up | Server NIC
IL-DC-009-MMR-SW-03 | xe-0/0/16 | 10G SFP+ | 10000 | up | Server NIC
IL-DC-009-MMR-SW-03 | xe-0/0/17 | 10G SFP+ | 10000 | admin-down
IL-DC-009-MMR-SW-03 | xe-0/0/18 | 10G SFP+ | 10000 | admin-down
IL-DC-009-MMR-SW-03 | xe-0/0/19 | 10G SFP+ | 10000 | admin-down
IL-DC-009-MMR-SW-03 | xe-0/0/20 | 10G SFP+ | 10000 | up | Server NIC
IL-DC-009-MMR-SW-03 | xe-0/0/21 | 10G SFP+ | 10000 | admin-down
IL-DC-009-MMR-SW-03 | xe-0/0/22 | 10G SFP+ | 10000 | admin-down
IL-DC-009-MMR-SW-03 | xe-0/0/23 | 10G SFP+ | 10000 | up | Server NIC
IL-DC-009-MMR-SW-03 | xe-0/0/24 | 10G SFP+ | 10000 | up | Server NIC
IL-DC-009-MMR-SW-03 | xe-0/0/25 | 10G SFP+ | 10000 | admin-down
IL-DC-009-MMR-SW-03 | xe-0/0/26 | 10G SFP+ | 10000 | admin-down
IL-DC-009-MMR-SW-03 | xe-0/0/27 | 10G SFP+ | 10000 | up | Server NIC
IL-DC-009-MMR-SW-03 | xe-0/0/28 | 10G SFP+ | 10000 | admin-down
IL-DC-009-MMR-SW-03 | xe-0/0/29 | 10G SFP+ | 10000 | up | Server NIC
IL-DC-009-MMR-SW-03 | xe-0/0/30 | 10G SFP+ | 10000 | up | Server NIC
IL-DC-009-MMR-SW-03 | xe-0/0/31 | 10G SFP+ | 10000 | admin-down
IL-DC-009-MMR-SW-03 | xe-0/0/32 | 10G SFP+ | 10000 | admin-down
IL-DC-009-MMR-SW-03 | xe-0/0/33 | 10G SFP+ | 10000 | up | Server NIC
IL-DC-009-MMR-SW-03 | xe-0/0/34 | 10G SFP+ | 10000 | up | Server NIC
IL-DC-009-MMR-SW-03 | xe-0/0/35 | 10G SFP+ | 10000 | up | Server NIC
IL-DC-009-MMR-SW-03 | xe-0/0/36 | 10G SFP+ | 10000 | up | Server NIC
IL-DC-009-MMR-SW-03 | xe-0/0/37 | 10G SFP+ | 10000 | admin-down
IL-DC-009-MMR-SW-03 | xe-0/0/38 | 10G SFP+ | 10000 | admin-down
IL-DC-009-MMR-SW-03 | xe-0/0/39 | 10G SFP+ | 10000 | admin-down
IL-DC-009-MMR-SW-03 | xe-0/0/40 | 10G SFP+ | 10000 | up | Server NIC
IL-DC-009-MMR-SW-03 | xe-0/0/41 | 10G SFP+ | 10000 | up | Server NIC
IL-DC-009-MMR-SW-03 | xe-0/0/42 | 10G SFP+ | 10000 | admin-down
IL-DC-009-MMR-SW-03 | xe-0/0/43 | 10G SFP+ | 10000 | admin-down
IL-DC-009-MMR-SW-03 | xe-0/0/44 | 10G SFP+ | 10000 | up | Server NIC
IL-DC-009-MMR-SW-03 | xe-0/0/45 | 10G SFP+ | 10000 | up | Server NIC
IL-DC-009-MMR-SW-03 | xe-0/0/46 | 10G SFP+ | 10000 | admin-down
IL-DC-009-MMR-SW-03 | xe-0/0/47 | 10G SFP+ | 10000 | up | Server NIC
IL-DC-009-MMR-SW-03 | et-0/1/0 | 100G QSFP28 | 100000 | up | Uplink to IL-DC-009-AGG-R03 | QSFP28-100G-LR4
IL-DC-009-MMR-SW-03 | et-0/1/1 | 100G QSFP28 | 100000 | up | Uplink to IL-DC-009-AGG-R03 | QSFP28-100G-LR4
IL-DC-009-MMR-SW-03 | et-0/1/2 | 100G QSFP28 | 100000 | admin-down
IL-DC-009-MMR-SW-03 | et-0/1/3 | 100G QSFP28 | 100000 | admin-down
IL-DC-009-MMR-SW-04 | xe-0/0/0 | 10G SFP+ | 10000 | up | Access to IL-DC-009-TOR-003 | SFP-10G-LR
IL-DC-009-MMR-SW-04 | xe-0/0/1 | 10G SFP+ | 10000 | up | Access to IL-DC-009-TOR-004 | SFP-10G-LR
IL-DC-009-MMR-SW-04 | xe-0/0/2 | 10G SFP+ | 10000 | up | Server NIC
IL-DC-009-MMR-SW-04 | xe-0/0/3 | 10G SFP+ | 10000 | up | Server NIC
IL-DC-009-MMR-SW-04 | xe-0/0/4 | 10G SFP+ | 10000 | up | Server NIC
IL-DC-009-MMR-SW-04 | xe-0/0/5 | 10G SFP+ | 10000 | up | Server NIC
IL-DC-009-MMR-SW-04 | xe-0/0/6 | 10G SFP+ | 10000 | admin-down
IL-DC-009-MMR-SW-04 | xe-0/0/7 | 10G SFP+ | 10000 | up | Server NIC
IL-DC-009-MMR-SW-04 | xe-0/0/8 | 10G SFP+ | 10000 | admin-down
IL-DC-009-MMR-SW-04 | xe-0/0/9 | 10G SFP+ | 10000 | admin-down
IL-DC-009-MMR-SW-04 | xe-0/0/10 | 10G SFP+ | 10000 | up | Server NIC
IL-DC-009-MMR-SW-04 | xe-0/0/11 | 10G SFP+ | 10000 | up | Server NIC
IL-DC-009-MMR-SW-04 | xe-0/0/12 | 10G SFP+ | 10000 | admin-down
IL-DC-009-MMR-SW-04 | xe-0/0/13 | 10G SFP+ | 10000 | admin-down
IL-DC-009-MMR-SW-04 | xe-0/0/14 | 10G SFP+ | 10000 | up | Server NIC
IL-DC-009-MMR-SW-04 | xe-0/0/15 | 10G SFP+ | 10000 | up | Server NIC
IL-DC-009-MMR-SW-04 | xe-0/0/16 | 10G SFP+ | 10000 | up | Server NIC
IL-DC-009-MMR-SW-04 | xe-0/0/17 | 10G SFP+ | 10000 | up | Server NIC
IL-DC-009-MMR-SW-04 | xe-0/0/18 | 10G SFP+ | 10000 | up | Server NIC
IL-DC-009-MMR-SW-04 | xe-0/0/19 | 10G SFP+ | 10000 | admin-down
IL-DC-009-MMR-SW-04 | xe-0/0/20 | 10G SFP+ | 10000 | admin-down
IL-DC-009-MMR-SW-04 | xe-0/0/21 | 10G SFP+ | 10000 | admin-down
IL-DC-009-MMR-SW-04 | xe-0/0/22 | 10G SFP+ | 10000 | up | Server NIC
IL-DC-009-MMR-SW-04 | xe-0/0/23 | 10G SFP+ | 10000 | up | Server NIC
IL-DC-009-MMR-SW-04 | xe-0/0/24 | 10G SFP+ | 10000 | up | Server NIC
IL-DC-009-MMR-SW-04 | xe-0/0/25 | 10G SFP+ | 10000 | up | Server NIC
IL-DC-009-MMR-SW-04 | xe-0/0/26 | 10G SFP+ | 10000 | admin-down
IL-DC-009-MMR-SW-04 | xe-0/0/27 | 10G SFP+ | 10000 | up | Server NIC
IL-DC-009-MMR-SW-04 | xe-0/0/28 | 10G SFP+ | 10000 | admin-down
IL-DC-009-MMR-SW-04 | xe-0/0/29 | 10G SFP+ | 10000 | admin-down
IL-DC-009-MMR-SW-04 | xe-0/0/30 | 10G SFP+ | 10000 | admin-down
IL-DC-009-MMR-SW-04 | xe-0/0/31 | 10G SFP+ | 10000 | up | Server NIC
IL-DC-009-MMR-SW-04 | xe-0/0/32 | 10G SFP+ | 10000 | up | Server NIC
IL-DC-009-MMR-SW-04 | xe-0/0/33 | 10G SFP+ | 10000 | up | Server NIC
IL-DC-009-MMR-SW-04 | xe-0/0/34 | 10G SFP+ | 10000 | up | Server NIC
IL-DC-009-MMR-SW-04 | xe-0/0/35 | 10G SFP+ | 10000 | up | Server NIC
IL-DC-009-MMR-SW-04 | xe-0/0/36 | 10G SFP+ | 10000 | up | Server NIC
IL-DC-009-MMR-SW-04 | xe-0/0/37 | 10G SFP+ | 10000 | admin-down
IL-DC-009-MMR-SW-04 | xe-0/0/38 | 10G SFP+ | 10000 | up | Server NIC
IL-DC-009-MMR-SW-04 | xe-0/0/39 | 10G SFP+ | 10000 | admin-down
IL-DC-009-MMR-SW-04 | xe-0/0/40 | 10G SFP+ | 10000 | up | Server NIC
IL-DC-009-MMR-SW-04 | xe-0/0/41 | 10G SFP+ | 10000 | admin-down
IL-DC-009-MMR-SW-04 | xe-0/0/42 | 10G SFP+ | 10000 | up | Server NIC
IL-DC-009-MMR-SW-04 | xe-0/0/43 | 10G SFP+ | 10000 | admin-down
IL-DC-009-MMR-SW-04 | xe-0/0/44 | 10G SFP+ | 10000 | up | Server NIC
IL-DC-009-MMR-SW-04 | xe-0/0/45 | 10G SFP+ | 10000 | up | Server NIC
IL-DC-009-MMR-SW-04 | xe-0/0/46 | 10G SFP+ | 10000 | admin-down
IL-DC-009-MMR-SW-04 | xe-0/0/47 | 10G SFP+ | 10000 | reserved
IL-DC-009-MMR-SW-04 | et-0/1/0 | 100G QSFP28 | 100000 | up | Uplink to IL-DC-009-AGG-R01 | QSFP28-100G-LR4
IL-DC-009-MMR-SW-04 | et-0/1/1 | 100G QSFP28 | 100000 | up | Uplink to IL-DC-009-AGG-R01 | QSFP28-100G-LR4
IL-DC-009-MMR-SW-04 | et-0/1/2 | 100G QSFP28 | 100000 | admin-down
IL-DC-009-MMR-SW-04 | et-0/1/3 | 100G QSFP28 | 100000 | admin-down
IL-DC-009-MMR-SW-05 | xe-0/0/0 | 10G SFP+ | 10000 | up | Access to IL-DC-009-TOR-004 | SFP-10G-LR
IL-DC-009-MMR-SW-05 | xe-0/0/1 | 10G SFP+ | 10000 | up | Access to IL-DC-009-TOR-005 | SFP-10G-LR
IL-DC-009-MMR-SW-05 | xe-0/0/2 | 10G SFP+ | 10000 | admin-down
IL-DC-009-MMR-SW-05 | xe-0/0/3 | 10G SFP+ | 10000 | up | Server NIC
IL-DC-009-MMR-SW-05 | xe-0/0/4 | 10G SFP+ | 10000 | up | Server NIC
IL-DC-009-MMR-SW-05 | xe-0/0/5 | 10G SFP+ | 10000 | up | Server NIC
IL-DC-009-MMR-SW-05 | xe-0/0/6 | 10G SFP+ | 10000 | admin-down
IL-DC-009-MMR-SW-05 | xe-0/0/7 | 10G SFP+ | 10000 | up | Server NIC
IL-DC-009-MMR-SW-05 | xe-0/0/8 | 10G SFP+ | 10000 | up | Server NIC
IL-DC-009-MMR-SW-05 | xe-0/0/9 | 10G SFP+ | 10000 | up | Server NIC
IL-DC-009-MMR-SW-05 | xe-0/0/10 | 10G SFP+ | 10000 | up | Server NIC
IL-DC-009-MMR-SW-05 | xe-0/0/11 | 10G SFP+ | 10000 | reserved
IL-DC-009-MMR-SW-05 | xe-0/0/12 | 10G SFP+ | 10000 | up | Server NIC
IL-DC-009-MMR-SW-05 | xe-0/0/13 | 10G SFP+ | 10000 | up | Server NIC
IL-DC-009-MMR-SW-05 | xe-0/0/14 | 10G SFP+ | 10000 | up | Server NIC
IL-DC-009-MMR-SW-05 | xe-0/0/15 | 10G SFP+ | 10000 | up | Server NIC
IL-DC-009-MMR-SW-05 | xe-0/0/16 | 10G SFP+ | 10000 | admin-down
IL-DC-009-MMR-SW-05 | xe-0/0/17 | 10G SFP+ | 10000 | up | Server NIC
IL-DC-009-MMR-SW-05 | xe-0/0/18 | 10G SFP+ | 10000 | up | Server NIC
IL-DC-009-MMR-SW-05 | xe-0/0/19 | 10G SFP+ | 10000 | up | Server NIC
IL-DC-009-MMR-SW-05 | xe-0/0/20 | 10G SFP+ | 10000 | up | Server NIC
IL-DC-009-MMR-SW-05 | xe-0/0/21 | 10G SFP+ | 10000 | up | Server NIC
IL-DC-009-MMR-SW-05 | xe-0/0/22 | 10G SFP+ | 10000 | admin-down
IL-DC-009-MMR-SW-05 | xe-0/0/23 | 10G SFP+ | 10000 | admin-down
IL-DC-009-MMR-SW-05 | xe-0/0/24 | 10G SFP+ | 10000 | up | Server NIC
IL-DC-009-MMR-SW-05 | xe-0/0/25 | 10G SFP+ | 10000 | up | Server NIC
IL-DC-009-MMR-SW-05 | xe-0/0/26 | 10G SFP+ | 10000 | admin-down
IL-DC-009-MMR-SW-05 | xe-0/0/27 | 10G SFP+ | 10000 | admin-down
IL-DC-009-MMR-SW-05 | xe-0/0/28 | 10G SFP+ | 10000 | admin-down
IL-DC-009-MMR-SW-05 | xe-0/0/29 | 10G SFP+ | 10000 | admin-down
IL-DC-009-MMR-SW-05 | xe-0/0/30 | 10G SFP+ | 10000 | up | Server NIC
IL-DC-009-MMR-SW-05 | xe-0/0/31 | 10G SFP+ | 10000 | up | Server NIC
IL-DC-009-MMR-SW-05 | xe-0/0/32 | 10G SFP+ | 10000 | admin-down
IL-DC-009-MMR-SW-05 | xe-0/0/33 | 10G SFP+ | 10000 | up | Server NIC
IL-DC-009-MMR-SW-05 | xe-0/0/34 | 10G SFP+ | 10000 | admin-down
IL-DC-009-MMR-SW-05 | xe-0/0/35 | 10G SFP+ | 10000 | reserved
IL-DC-009-MMR-SW-05 | xe-0/0/36 | 10G SFP+ | 10000 | up | Server NIC
IL-DC-009-MMR-SW-05 | xe-0/0/37 | 10G SFP+ | 10000 | up | Server NIC
IL-DC-009-MMR-SW-05 | xe-0/0/38 | 10G SFP+ | 10000 | up | Server NIC
IL-DC-009-MMR-SW-05 | xe-0/0/39 | 10G SFP+ | 10000 | up | Server NIC
IL-DC-009-MMR-SW-05 | xe-0/0/40 | 10G SFP+ | 10000 | up | Server NIC
IL-DC-009-MMR-SW-05 | xe-0/0/41 | 10G SFP+ | 10000 | admin-down
IL-DC-009-MMR-SW-05 | xe-0/0/42 | 10G SFP+ | 10000 | admin-down
IL-DC-009-MMR-SW-05 | xe-0/0/43 | 10G SFP+ | 10000 | admin-down
IL-DC-009-MMR-SW-05 | xe-0/0/44 | 10G SFP+ | 10000 | up | Server NIC
IL-DC-009-MMR-SW-05 | xe-0/0/45 | 10G SFP+ | 10000 | up | Server NIC
IL-DC-009-MMR-SW-05 | xe-0/0/46 | 10G SFP+ | 10000 | up | Server NIC
IL-DC-009-MMR-SW-05 | xe-0/0/47 | 10G SFP+ | 10000 | admin-down
IL-DC-009-MMR-SW-05 | et-0/1/0 | 100G QSFP28 | 100000 | up | Uplink to IL-DC-009-AGG-R02 | QSFP28-100G-LR4
IL-DC-009-MMR-SW-05 | et-0/1/1 | 100G QSFP28 | 100000 | up | Uplink to IL-DC-009-AGG-R02 | QSFP28-100G-LR4
IL-DC-009-MMR-SW-05 | et-0/1/2 | 100G QSFP28 | 100000 | admin-down
IL-DC-009-MMR-SW-05 | et-0/1/3 | 100G QSFP28 | 100000 | admin-down
IL-DC-009-MMR-SW-06 | Ethernet1 | 10G SFP+ | 10000 | up | Access to IL-DC-009-TOR-005 | SFP-10G-LR
IL-DC-009-MMR-SW-06 | Ethernet2 | 10G SFP+ | 10000 | up | Access to IL-DC-009-TOR-006 | SFP-10G-LR
IL-DC-009-MMR-SW-06 | Ethernet3 | 10G SFP+ | 10000 | up | Server NIC
IL-DC-009-MMR-SW-06 | Ethernet4 | 10G SFP+ | 10000 | admin-down
IL-DC-009-MMR-SW-06 | Ethernet5 | 10G SFP+ | 10000 | up | Server NIC
IL-DC-009-MMR-SW-06 | Ethernet6 | 10G SFP+ | 10000 | up | Server NIC
IL-DC-009-MMR-SW-06 | Ethernet7 | 10G SFP+ | 10000 | admin-down
IL-DC-009-MMR-SW-06 | Ethernet8 | 10G SFP+ | 10000 | up | Server NIC
IL-DC-009-MMR-SW-06 | Ethernet9 | 10G SFP+ | 10000 | up | Server NIC
IL-DC-009-MMR-SW-06 | Ethernet10 | 10G SFP+ | 10000 | up | Server NIC
IL-DC-009-MMR-SW-06 | Ethernet11 | 10G SFP+ | 10000 | admin-down
IL-DC-009-MMR-SW-06 | Ethernet12 | 10G SFP+ | 10000 | up | Server NIC
IL-DC-009-MMR-SW-06 | Ethernet13 | 10G SFP+ | 10000 | admin-down
IL-DC-009-MMR-SW-06 | Ethernet14 | 10G SFP+ | 10000 | up | Server NIC
IL-DC-009-MMR-SW-06 | Ethernet15 | 10G SFP+ | 10000 | up | Server NIC
IL-DC-009-MMR-SW-06 | Ethernet16 | 10G SFP+ | 10000 | admin-down
IL-DC-009-MMR-SW-06 | Ethernet17 | 10G SFP+ | 10000 | admin-down
IL-DC-009-MMR-SW-06 | Ethernet18 | 10G SFP+ | 10000 | admin-down
IL-DC-009-MMR-SW-06 | Ethernet19 | 10G SFP+ | 10000 | admin-down
IL-DC-009-MMR-SW-06 | Ethernet20 | 10G SFP+ | 10000 | admin-down
IL-DC-009-MMR-SW-06 | Ethernet21 | 10G SFP+ | 10000 | up | Server NIC
IL-DC-009-MMR-SW-06 | Ethernet22 | 10G SFP+ | 10000 | up | Server NIC
IL-DC-009-MMR-SW-06 | Ethernet23 | 10G SFP+ | 10000 | admin-down
IL-DC-009-MMR-SW-06 | Ethernet24 | 10G SFP+ | 10000 | up | Server NIC
IL-DC-009-MMR-SW-06 | Ethernet25 | 10G SFP+ | 10000 | admin-down
IL-DC-009-MMR-SW-06 | Ethernet26 | 10G SFP+ | 10000 | admin-down
IL-DC-009-MMR-SW-06 | Ethernet27 | 10G SFP+ | 10000 | up | Server NIC
IL-DC-009-MMR-SW-06 | Ethernet28 | 10G SFP+ | 10000 | up | Server NIC
IL-DC-009-MMR-SW-06 | Ethernet29 | 10G SFP+ | 10000 | admin-down
IL-DC-009-MMR-SW-06 | Ethernet30 | 10G SFP+ | 10000 | reserved
IL-DC-009-MMR-SW-06 | Ethernet31 | 10G SFP+ | 10000 | admin-down
IL-DC-009-MMR-SW-06 | Ethernet32 | 10G SFP+ | 10000 | up | Server NIC
IL-DC-009-MMR-SW-06 | Ethernet33 | 10G SFP+ | 10000 | admin-down
IL-DC-009-MMR-SW-06 | Ethernet34 | 10G SFP+ | 10000 | up | Server NIC
IL-DC-009-MMR-SW-06 | Ethernet35 | 10G SFP+ | 10000 | admin-down
IL-DC-009-MMR-SW-06 | Ethernet36 | 10G SFP+ | 10000 | up | Server NIC
IL-DC-009-MMR-SW-06 | Ethernet37 | 10G SFP+ | 10000 | reserved
IL-DC-009-MMR-SW-06 | Ethernet38 | 10G SFP+ | 10000 | up | Server NIC
IL-DC-009-MMR-SW-06 | Ethernet39 | 10G SFP+ | 10000 | admin-down
IL-DC-009-MMR-SW-06 | Ethernet40 | 10G SFP+ | 10000 | admin-down
IL-DC-009-MMR-SW-06 | Ethernet41 | 10G SFP+ | 10000 | admin-down
IL-DC-009-MMR-SW-06 | Ethernet42 | 10G SFP+ | 10000 | admin-down
IL-DC-009-MMR-SW-06 | Ethernet43 | 10G SFP+ | 10000 | up | Server NIC
IL-DC-009-MMR-SW-06 | Ethernet44 | 10G SFP+ | 10000 | up | Server NIC
IL-DC-009-MMR-SW-06 | Ethernet45 | 10G SFP+ | 10000 | up | Server NIC
IL-DC-009-MMR-SW-06 | Ethernet46 | 10G SFP+ | 10000 | admin-down
IL-DC-009-MMR-SW-06 | Ethernet47 | 10G SFP+ | 10000 | admin-down
IL-DC-009-MMR-SW-06 | Ethernet48 | 10G SFP+ | 10000 | up | Server NIC
IL-DC-009-MMR-SW-06 | Ethernet49/1 | 100G QSFP28 | 100000 | up | Uplink to IL-DC-009-AGG-R03 | QSFP28-100G-LR4
IL-DC-009-MMR-SW-06 | Ethernet49/2 | 100G QSFP28 | 100000 | up | Uplink to IL-DC-009-AGG-R03 | QSFP28-100G-LR4
IL-DC-009-MMR-SW-06 | Ethernet49/3 | 100G QSFP28 | 100000 | admin-down
IL-DC-009-MMR-SW-06 | Ethernet49/4 | 100G QSFP28 | 100000 | admin-down
IL-DC-009-MMR-SW-07 | Ethernet1 | 10G SFP+ | 10000 | up | Access to IL-DC-009-TOR-006 | SFP-10G-LR
IL-DC-009-MMR-SW-07 | Ethernet2 | 10G SFP+ | 10000 | admin-down
IL-DC-009-MMR-SW-07 | Ethernet3 | 10G SFP+ | 10000 | admin-down
IL-DC-009-MMR-SW-07 | Ethernet4 | 10G SFP+ | 10000 | up | Server NIC
IL-DC-009-MMR-SW-07 | Ethernet5 | 10G SFP+ | 10000 | admin-down
IL-DC-009-MMR-SW-07 | Ethernet6 | 10G SFP+ | 10000 | up | Server NIC
IL-DC-009-MMR-SW-07 | Ethernet7 | 10G SFP+ | 10000 | up | Server NIC
IL-DC-009-MMR-SW-07 | Ethernet8 | 10G SFP+ | 10000 | up | Server NIC
IL-DC-009-MMR-SW-07 | Ethernet9 | 10G SFP+ | 10000 | reserved
IL-DC-009-MMR-SW-07 | Ethernet10 | 10G SFP+ | 10000 | admin-down
IL-DC-009-MMR-SW-07 | Ethernet11 | 10G SFP+ | 10000 | admin-down
IL-DC-009-MMR-SW-07 | Ethernet12 | 10G SFP+ | 10000 | up | Server NIC
IL-DC-009-MMR-SW-07 | Ethernet13 | 10G SFP+ | 10000 | admin-down
IL-DC-009-MMR-SW-07 | Ethernet14 | 10G SFP+ | 10000 | up | Server NIC
IL-DC-009-MMR-SW-07 | Ethernet15 | 10G SFP+ | 10000 | up | Server NIC
IL-DC-009-MMR-SW-07 | Ethernet16 | 10G SFP+ | 10000 | up | Server NIC
IL-DC-009-MMR-SW-07 | Ethernet17 | 10G SFP+ | 10000 | up | Server NIC
IL-DC-009-MMR-SW-07 | Ethernet18 | 10G SFP+ | 10000 | admin-down
IL-DC-009-MMR-SW-07 | Ethernet19 | 10G SFP+ | 10000 | up | Server NIC
IL-DC-009-MMR-SW-07 | Ethernet20 | 10G SFP+ | 10000 | up | Server NIC
IL-DC-009-MMR-SW-07 | Ethernet21 | 10G SFP+ | 10000 | up | Server NIC
IL-DC-009-MMR-SW-07 | Ethernet22 | 10G SFP+ | 10000 | up | Server NIC
IL-DC-009-MMR-SW-07 | Ethernet23 | 10G SFP+ | 10000 | admin-down
IL-DC-009-MMR-SW-07 | Ethernet24 | 10G SFP+ | 10000 | up | Server NIC
IL-DC-009-MMR-SW-07 | Ethernet25 | 10G SFP+ | 10000 | up | Server NIC
IL-DC-009-MMR-SW-07 | Ethernet26 | 10G SFP+ | 10000 | up | Server NIC
IL-DC-009-MMR-SW-07 | Ethernet27 | 10G SFP+ | 10000 | up | Server NIC
IL-DC-009-MMR-SW-07 | Ethernet28 | 10G SFP+ | 10000 | admin-down
IL-DC-009-MMR-SW-07 | Ethernet29 | 10G SFP+ | 10000 | up | Server NIC
IL-DC-009-MMR-SW-07 | Ethernet30 | 10G SFP+ | 10000 | admin-down
IL-DC-009-MMR-SW-07 | Ethernet31 | 10G SFP+ | 10000 | up | Server NIC
IL-DC-009-MMR-SW-07 | Ethernet32 | 10G SFP+ | 10000 | admin-down
IL-DC-009-MMR-SW-07 | Ethernet33 | 10G SFP+ | 10000 | reserved
IL-DC-009-MMR-SW-07 | Ethernet34 | 10G SFP+ | 10000 | admin-down
IL-DC-009-MMR-SW-07 | Ethernet35 | 10G SFP+ | 10000 | up | Server NIC
IL-DC-009-MMR-SW-07 | Ethernet36 | 10G SFP+ | 10000 | up | Server NIC
IL-DC-009-MMR-SW-07 | Ethernet37 | 10G SFP+ | 10000 | up | Server NIC
IL-DC-009-MMR-SW-07 | Ethernet38 | 10G SFP+ | 10000 | up | Server NIC
IL-DC-009-MMR-SW-07 | Ethernet39 | 10G SFP+ | 10000 | admin-down
IL-DC-009-MMR-SW-07 | Ethernet40 | 10G SFP+ | 10000 | up | Server NIC
IL-DC-009-MMR-SW-07 | Ethernet41 | 10G SFP+ | 10000 | admin-down
IL-DC-009-MMR-SW-07 | Ethernet42 | 10G SFP+ | 10000 | up | Server NIC
IL-DC-009-MMR-SW-07 | Ethernet43 | 10G SFP+ | 10000 | up | Server NIC
IL-DC-009-MMR-SW-07 | Ethernet44 | 10G SFP+ | 10000 | admin-down
IL-DC-009-MMR-SW-07 | Ethernet45 | 10G SFP+ | 10000 | admin-down
IL-DC-009-MMR-SW-07 | Ethernet46 | 10G SFP+ | 10000 | up | Server NIC
IL-DC-009-MMR-SW-07 | Ethernet47 | 10G SFP+ | 10000 | up | Server NIC
IL-DC-009-MMR-SW-07 | Ethernet48 | 10G SFP+ | 10000 | up | Server NIC
IL-DC-009-MMR-SW-07 | Ethernet49/1 | 100G QSFP28 | 100000 | up | Uplink to IL-DC-009-AGG-R01 | QSFP28-100G-LR4
IL-DC-009-MMR-SW-07 | Ethernet49/2 | 100G QSFP28 | 100000 | up | Uplink to IL-DC-009-AGG-R01 | QSFP28-100G-LR4
IL-DC-009-MMR-SW-07 | Ethernet49/3 | 100G QSFP28 | 100000 | admin-down
IL-DC-009-MMR-SW-07 | Ethernet49/4 | 100G QSFP28 | 100000 | admin-down
IL-DC-009-MMR-SW-08 | Te0/0/0/0 | 10G SFP+ | 10000 | up | Server NIC
IL-DC-009-MMR-SW-08 | Te0/0/0/1 | 10G SFP+ | 10000 | admin-down
IL-DC-009-MMR-SW-08 | Te0/0/0/2 | 10G SFP+ | 10000 | admin-down
IL-DC-009-MMR-SW-08 | Te0/0/0/3 | 10G SFP+ | 10000 | up | Server NIC
IL-DC-009-MMR-SW-08 | Te0/0/0/4 | 10G SFP+ | 10000 | reserved
IL-DC-009-MMR-SW-08 | Te0/0/0/5 | 10G SFP+ | 10000 | admin-down
IL-DC-009-MMR-SW-08 | Te0/0/0/6 | 10G SFP+ | 10000 | up | Server NIC
IL-DC-009-MMR-SW-08 | Te0/0/0/7 | 10G SFP+ | 10000 | admin-down
IL-DC-009-MMR-SW-08 | Te0/0/0/8 | 10G SFP+ | 10000 | up | Server NIC
IL-DC-009-MMR-SW-08 | Te0/0/0/9 | 10G SFP+ | 10000 | admin-down
IL-DC-009-MMR-SW-08 | Te0/0/0/10 | 10G SFP+ | 10000 | up | Server NIC
IL-DC-009-MMR-SW-08 | Te0/0/0/11 | 10G SFP+ | 10000 | admin-down
IL-DC-009-MMR-SW-08 | Te0/0/0/12 | 10G SFP+ | 10000 | up | Server NIC
IL-DC-009-MMR-SW-08 | Te0/0/0/13 | 10G SFP+ | 10000 | admin-down
IL-DC-009-MMR-SW-08 | Te0/0/0/14 | 10G SFP+ | 10000 | up | Server NIC
IL-DC-009-MMR-SW-08 | Te0/0/0/15 | 10G SFP+ | 10000 | up | Server NIC
IL-DC-009-MMR-SW-08 | Te0/0/0/16 | 10G SFP+ | 10000 | admin-down
IL-DC-009-MMR-SW-08 | Te0/0/0/17 | 10G SFP+ | 10000 | up | Server NIC
IL-DC-009-MMR-SW-08 | Te0/0/0/18 | 10G SFP+ | 10000 | up | Server NIC
IL-DC-009-MMR-SW-08 | Te0/0/0/19 | 10G SFP+ | 10000 | admin-down
IL-DC-009-MMR-SW-08 | Te0/0/0/20 | 10G SFP+ | 10000 | up | Server NIC
IL-DC-009-MMR-SW-08 | Te0/0/0/21 | 10G SFP+ | 10000 | up | Server NIC
IL-DC-009-MMR-SW-08 | Te0/0/0/22 | 10G SFP+ | 10000 | admin-down
IL-DC-009-MMR-SW-08 | Te0/0/0/23 | 10G SFP+ | 10000 | up | Server NIC
IL-DC-009-MMR-SW-08 | Te0/0/0/24 | 10G SFP+ | 10000 | admin-down
IL-DC-009-MMR-SW-08 | Te0/0/0/25 | 10G SFP+ | 10000 | up | Server NIC
IL-DC-009-MMR-SW-08 | Te0/0/0/26 | 10G SFP+ | 10000 | admin-down
IL-DC-009-MMR-SW-08 | Te0/0/0/27 | 10G SFP+ | 10000 | up | Server NIC
IL-DC-009-MMR-SW-08 | Te0/0/0/28 | 10G SFP+ | 10000 | admin-down
IL-DC-009-MMR-SW-08 | Te0/0/0/29 | 10G SFP+ | 10000 | up | Server NIC
IL-DC-009-MMR-SW-08 | Te0/0/0/30 | 10G SFP+ | 10000 | admin-down
IL-DC-009-MMR-SW-08 | Te0/0/0/31 | 10G SFP+ | 10000 | up | Server NIC
IL-DC-009-MMR-SW-08 | Te0/0/0/32 | 10G SFP+ | 10000 | up | Server NIC
IL-DC-009-MMR-SW-08 | Te0/0/0/33 | 10G SFP+ | 10000 | up | Server NIC
IL-DC-009-MMR-SW-08 | Te0/0/0/34 | 10G SFP+ | 10000 | admin-down
IL-DC-009-MMR-SW-08 | Te0/0/0/35 | 10G SFP+ | 10000 | admin-down
IL-DC-009-MMR-SW-08 | Te0/0/0/36 | 10G SFP+ | 10000 | admin-down
IL-DC-009-MMR-SW-08 | Te0/0/0/37 | 10G SFP+ | 10000 | admin-down
IL-DC-009-MMR-SW-08 | Te0/0/0/38 | 10G SFP+ | 10000 | admin-down
IL-DC-009-MMR-SW-08 | Te0/0/0/39 | 10G SFP+ | 10000 | admin-down
IL-DC-009-MMR-SW-08 | Te0/0/0/40 | 10G SFP+ | 10000 | up | Server NIC
IL-DC-009-MMR-SW-08 | Te0/0/0/41 | 10G SFP+ | 10000 | up | Server NIC
IL-DC-009-MMR-SW-08 | Te0/0/0/42 | 10G SFP+ | 10000 | admin-down
IL-DC-009-MMR-SW-08 | Te0/0/0/43 | 10G SFP+ | 10000 | up | Server NIC
IL-DC-009-MMR-SW-08 | Te0/0/0/44 | 10G SFP+ | 10000 | admin-down
IL-DC-009-MMR-SW-08 | Te0/0/0/45 | 10G SFP+ | 10000 | up | Server NIC
IL-DC-009-MMR-SW-08 | Te0/0/0/46 | 10G SFP+ | 10000 | admin-down
IL-DC-009-MMR-SW-08 | Te0/0/0/47 | 10G SFP+ | 10000 | up | Server NIC
IL-DC-009-MMR-SW-08 | Hu0/0/1/0 | 100G QSFP28 | 100000 | up | Uplink to IL-DC-009-AGG-R02 | QSFP28-100G-LR4
IL-DC-009-MMR-SW-08 | Hu0/0/1/1 | 100G QSFP28 | 100000 | up | Uplink to IL-DC-009-AGG-R02 | QSFP28-100G-LR4
IL-DC-009-MMR-SW-08 | Hu0/0/1/2 | 100G QSFP28 | 100000 | admin-down
IL-DC-009-MMR-SW-08 | Hu0/0/1/3 | 100G QSFP28 | 100000 | admin-down
IL-DC-009-TOR-001 | Te0/0/0/0 | 10G SFP+ | 10000 | up | Access to IL-DC-009-MMR-SW-01 | SFP-10G-LR
IL-DC-009-TOR-001 | Te0/0/0/1 | 10G SFP+ | 10000 | up | Access to IL-DC-009-MMR-SW-02 | SFP-10G-LR
IL-DC-009-TOR-001 | Te0/0/0/2 | 10G SFP+ | 10000 | up | Server NIC
IL-DC-009-TOR-001 | Te0/0/0/3 | 10G SFP+ | 10000 | admin-down
IL-DC-009-TOR-001 | Te0/0/0/4 | 10G SFP+ | 10000 | up | Server NIC
IL-DC-009-TOR-001 | Te0/0/0/5 | 10G SFP+ | 10000 | up | Server NIC
IL-DC-009-TOR-001 | Te0/0/0/6 | 10G SFP+ | 10000 | up | Server NIC
IL-DC-009-TOR-001 | Te0/0/0/7 | 10G SFP+ | 10000 | admin-down
IL-DC-009-TOR-001 | Te0/0/0/8 | 10G SFP+ | 10000 | admin-down
IL-DC-009-TOR-001 | Te0/0/0/9 | 10G SFP+ | 10000 | admin-down
IL-DC-009-TOR-001 | Te0/0/0/10 | 10G SFP+ | 10000 | up | Server NIC
IL-DC-009-TOR-001 | Te0/0/0/11 | 10G SFP+ | 10000 | admin-down
IL-DC-009-TOR-001 | Te0/0/0/12 | 10G SFP+ | 10000 | up | Server NIC
IL-DC-009-TOR-001 | Te0/0/0/13 | 10G SFP+ | 10000 | admin-down
IL-DC-009-TOR-001 | Te0/0/0/14 | 10G SFP+ | 10000 | up | Server NIC
IL-DC-009-TOR-001 | Te0/0/0/15 | 10G SFP+ | 10000 | admin-down
IL-DC-009-TOR-001 | Te0/0/0/16 | 10G SFP+ | 10000 | admin-down
IL-DC-009-TOR-001 | Te0/0/0/17 | 10G SFP+ | 10000 | admin-down
IL-DC-009-TOR-001 | Te0/0/0/18 | 10G SFP+ | 10000 | admin-down
IL-DC-009-TOR-001 | Te0/0/0/19 | 10G SFP+ | 10000 | up | Server NIC
IL-DC-009-TOR-001 | Te0/0/0/20 | 10G SFP+ | 10000 | up | Server NIC
IL-DC-009-TOR-001 | Te0/0/0/21 | 10G SFP+ | 10000 | admin-down
IL-DC-009-TOR-001 | Te0/0/0/22 | 10G SFP+ | 10000 | up | Server NIC
IL-DC-009-TOR-001 | Te0/0/0/23 | 10G SFP+ | 10000 | up | Server NIC
IL-DC-009-TOR-001 | Hu0/0/1/0 | 100G QSFP28 | 100000 | admin-down
IL-DC-009-TOR-001 | Hu0/0/1/1 | 100G QSFP28 | 100000 | admin-down
IL-DC-009-TOR-002 | Ethernet1 | 10G SFP+ | 10000 | up | Access to IL-DC-009-MMR-SW-02 | SFP-10G-LR
IL-DC-009-TOR-002 | Ethernet2 | 10G SFP+ | 10000 | up | Access to IL-DC-009-MMR-SW-03 | SFP-10G-LR
IL-DC-009-TOR-002 | Ethernet3 | 10G SFP+ | 10000 | admin-down
IL-DC-009-TOR-002 | Ethernet4 | 10G SFP+ | 10000 | up | Server NIC
IL-DC-009-TOR-002 | Ethernet5 | 10G SFP+ | 10000 | up | Server NIC
IL-DC-009-TOR-002 | Ethernet6 | 10G SFP+ | 10000 | up | Server NIC
IL-DC-009-TOR-002 | Ethernet7 | 10G SFP+ | 10000 | up | Server NIC
IL-DC-009-TOR-002 | Ethernet8 | 10G SFP+ | 10000 | up | Server NIC
IL-DC-009-TOR-002 | Ethernet9 | 10G SFP+ | 10000 | admin-down
IL-DC-009-TOR-002 | Ethernet10 | 10G SFP+ | 10000 | admin-down
IL-DC-009-TOR-002 | Ethernet11 | 10G SFP+ | 10000 | admin-down
IL-DC-009-TOR-002 | Ethernet12 | 10G SFP+ | 10000 | admin-down
IL-DC-009-TOR-002 | Ethernet13 | 10G SFP+ | 10000 | admin-down
IL-DC-009-TOR-002 | Ethernet14 | 10G SFP+ | 10000 | up | Server NIC
IL-DC-009-TOR-002 | Ethernet15 | 10G SFP+ | 10000 | admin-down
IL-DC-009-TOR-002 | Ethernet16 | 10G SFP+ | 10000 | up | Server NIC
IL-DC-009-TOR-002 | Ethernet17 | 10G SFP+ | 10000 | admin-down
IL-DC-009-TOR-002 | Ethernet18 | 10G SFP+ | 10000 | up | Server NIC
IL-DC-009-TOR-002 | Ethernet19 | 10G SFP+ | 10000 | up | Server NIC
IL-DC-009-TOR-002 | Ethernet20 | 10G SFP+ | 10000 | admin-down
IL-DC-009-TOR-002 | Ethernet21 | 10G SFP+ | 10000 | up | Server NIC
IL-DC-009-TOR-002 | Ethernet22 | 10G SFP+ | 10000 | up | Server NIC
IL-DC-009-TOR-002 | Ethernet23 | 10G SFP+ | 10000 | up | Server NIC
IL-DC-009-TOR-002 | Ethernet24 | 10G SFP+ | 10000 | admin-down
IL-DC-009-TOR-002 | Ethernet49/1 | 100G QSFP28 | 100000 | admin-down
IL-DC-009-TOR-002 | Ethernet49/2 | 100G QSFP28 | 100000 | admin-down
IL-DC-009-TOR-003 | xe-0/0/0 | 10G SFP+ | 10000 | up | Access to IL-DC-009-MMR-SW-03 | SFP-10G-LR
IL-DC-009-TOR-003 | xe-0/0/1 | 10G SFP+ | 10000 | up | Access to IL-DC-009-MMR-SW-04 | SFP-10G-LR
IL-DC-009-TOR-003 | xe-0/0/2 | 10G SFP+ | 10000 | admin-down
IL-DC-009-TOR-003 | xe-0/0/3 | 10G SFP+ | 10000 | admin-down
IL-DC-009-TOR-003 | xe-0/0/4 | 10G SFP+ | 10000 | up | Server NIC
IL-DC-009-TOR-003 | xe-0/0/5 | 10G SFP+ | 10000 | reserved
IL-DC-009-TOR-003 | xe-0/0/6 | 10G SFP+ | 10000 | up | Server NIC
IL-DC-009-TOR-003 | xe-0/0/7 | 10G SFP+ | 10000 | up | Server NIC
IL-DC-009-TOR-003 | xe-0/0/8 | 10G SFP+ | 10000 | up | Server NIC
IL-DC-009-TOR-003 | xe-0/0/9 | 10G SFP+ | 10000 | up | Server NIC
IL-DC-009-TOR-003 | xe-0/0/10 | 10G SFP+ | 10000 | reserved
IL-DC-009-TOR-003 | xe-0/0/11 | 10G SFP+ | 10000 | admin-down
IL-DC-009-TOR-003 | xe-0/0/12 | 10G SFP+ | 10000 | up | Server NIC
IL-DC-009-TOR-003 | xe-0/0/13 | 10G SFP+ | 10000 | up | Server NIC
IL-DC-009-TOR-003 | xe-0/0/14 | 10G SFP+ | 10000 | up | Server NIC
IL-DC-009-TOR-003 | xe-0/0/15 | 10G SFP+ | 10000 | up | Server NIC
IL-DC-009-TOR-003 | xe-0/0/16 | 10G SFP+ | 10000 | up | Server NIC
IL-DC-009-TOR-003 | xe-0/0/17 | 10G SFP+ | 10000 | up | Server NIC
IL-DC-009-TOR-003 | xe-0/0/18 | 10G SFP+ | 10000 | admin-down
IL-DC-009-TOR-003 | xe-0/0/19 | 10G SFP+ | 10000 | admin-down
IL-DC-009-TOR-003 | xe-0/0/20 | 10G SFP+ | 10000 | up | Server NIC
IL-DC-009-TOR-003 | xe-0/0/21 | 10G SFP+ | 10000 | admin-down
IL-DC-009-TOR-003 | xe-0/0/22 | 10G SFP+ | 10000 | up | Server NIC
IL-DC-009-TOR-003 | xe-0/0/23 | 10G SFP+ | 10000 | admin-down
IL-DC-009-TOR-003 | et-0/1/0 | 100G QSFP28 | 100000 | admin-down
IL-DC-009-TOR-003 | et-0/1/1 | 100G QSFP28 | 100000 | admin-down
IL-DC-009-TOR-004 | Ethernet1 | 10G SFP+ | 10000 | up | Access to IL-DC-009-MMR-SW-04 | SFP-10G-LR
IL-DC-009-TOR-004 | Ethernet2 | 10G SFP+ | 10000 | up | Access to IL-DC-009-MMR-SW-05 | SFP-10G-LR
IL-DC-009-TOR-004 | Ethernet3 | 10G SFP+ | 10000 | up | Server NIC
IL-DC-009-TOR-004 | Ethernet4 | 10G SFP+ | 10000 | admin-down
IL-DC-009-TOR-004 | Ethernet5 | 10G SFP+ | 10000 | up | Server NIC
IL-DC-009-TOR-004 | Ethernet6 | 10G SFP+ | 10000 | admin-down
IL-DC-009-TOR-004 | Ethernet7 | 10G SFP+ | 10000 | up | Server NIC
IL-DC-009-TOR-004 | Ethernet8 | 10G SFP+ | 10000 | admin-down
IL-DC-009-TOR-004 | Ethernet9 | 10G SFP+ | 10000 | up | Server NIC
IL-DC-009-TOR-004 | Ethernet10 | 10G SFP+ | 10000 | up | Server NIC
IL-DC-009-TOR-004 | Ethernet11 | 10G SFP+ | 10000 | admin-down
IL-DC-009-TOR-004 | Ethernet12 | 10G SFP+ | 10000 | admin-down
IL-DC-009-TOR-004 | Ethernet13 | 10G SFP+ | 10000 | up | Server NIC
IL-DC-009-TOR-004 | Ethernet14 | 10G SFP+ | 10000 | up | Server NIC
IL-DC-009-TOR-004 | Ethernet15 | 10G SFP+ | 10000 | up | Server NIC
IL-DC-009-TOR-004 | Ethernet16 | 10G SFP+ | 10000 | up | Server NIC
IL-DC-009-TOR-004 | Ethernet17 | 10G SFP+ | 10000 | up | Server NIC
IL-DC-009-TOR-004 | Ethernet18 | 10G SFP+ | 10000 | up | Server NIC
IL-DC-009-TOR-004 | Ethernet19 | 10G SFP+ | 10000 | up | Server NIC
IL-DC-009-TOR-004 | Ethernet20 | 10G SFP+ | 10000 | up | Server NIC
IL-DC-009-TOR-004 | Ethernet21 | 10G SFP+ | 10000 | admin-down
IL-DC-009-TOR-004 | Ethernet22 | 10G SFP+ | 10000 | up | Server NIC
IL-DC-009-TOR-004 | Ethernet23 | 10G SFP+ | 10000 | up | Server NIC
IL-DC-009-TOR-004 | Ethernet24 | 10G SFP+ | 10000 | up | Server NIC
IL-DC-009-TOR-004 | Ethernet49/1 | 100G QSFP28 | 100000 | admin-down
IL-DC-009-TOR-004 | Ethernet49/2 | 100G QSFP28 | 100000 | admin-down
IL-DC-009-TOR-005 | Ethernet1 | 10G SFP+ | 10000 | up | Access to IL-DC-009-MMR-SW-05 | SFP-10G-LR
IL-DC-009-TOR-005 | Ethernet2 | 10G SFP+ | 10000 | up | Access to IL-DC-009-MMR-SW-06 | SFP-10G-LR
IL-DC-009-TOR-005 | Ethernet3 | 10G SFP+ | 10000 | up | Server NIC
IL-DC-009-TOR-005 | Ethernet4 | 10G SFP+ | 10000 | up | Server NIC
IL-DC-009-TOR-005 | Ethernet5 | 10G SFP+ | 10000 | up | Server NIC
IL-DC-009-TOR-005 | Ethernet6 | 10G SFP+ | 10000 | admin-down
IL-DC-009-TOR-005 | Ethernet7 | 10G SFP+ | 10000 | admin-down
IL-DC-009-TOR-005 | Ethernet8 | 10G SFP+ | 10000 | admin-down
IL-DC-009-TOR-005 | Ethernet9 | 10G SFP+ | 10000 | up | Server NIC
IL-DC-009-TOR-005 | Ethernet10 | 10G SFP+ | 10000 | up | Server NIC
IL-DC-009-TOR-005 | Ethernet11 | 10G SFP+ | 10000 | admin-down
IL-DC-009-TOR-005 | Ethernet12 | 10G SFP+ | 10000 | up | Server NIC
IL-DC-009-TOR-005 | Ethernet13 | 10G SFP+ | 10000 | up | Server NIC
IL-DC-009-TOR-005 | Ethernet14 | 10G SFP+ | 10000 | up | Server NIC
IL-DC-009-TOR-005 | Ethernet15 | 10G SFP+ | 10000 | admin-down
IL-DC-009-TOR-005 | Ethernet16 | 10G SFP+ | 10000 | admin-down
IL-DC-009-TOR-005 | Ethernet17 | 10G SFP+ | 10000 | up | Server NIC
IL-DC-009-TOR-005 | Ethernet18 | 10G SFP+ | 10000 | up | Server NIC
IL-DC-009-TOR-005 | Ethernet19 | 10G SFP+ | 10000 | admin-down
IL-DC-009-TOR-005 | Ethernet20 | 10G SFP+ | 10000 | admin-down
IL-DC-009-TOR-005 | Ethernet21 | 10G SFP+ | 10000 | admin-down
IL-DC-009-TOR-005 | Ethernet22 | 10G SFP+ | 10000 | up | Server NIC
IL-DC-009-TOR-005 | Ethernet23 | 10G SFP+ | 10000 | admin-down
IL-DC-009-TOR-005 | Ethernet24 | 10G SFP+ | 10000 | up | Server NIC
IL-DC-009-TOR-005 | Ethernet49/1 | 100G QSFP28 | 100000 | admin-down
IL-DC-009-TOR-005 | Ethernet49/2 | 100G QSFP28 | 100000 | admin-down
IL-DC-009-TOR-006 | xe-0/0/0 | 10G SFP+ | 10000 | up | Access to IL-DC-009-MMR-SW-06 | SFP-10G-LR
IL-DC-009-TOR-006 | xe-0/0/1 | 10G SFP+ | 10000 | up | Access to IL-DC-009-MMR-SW-07 | SFP-10G-LR
IL-DC-009-TOR-006 | xe-0/0/2 | 10G SFP+ | 10000 | up | Server NIC
IL-DC-009-TOR-006 | xe-0/0/3 | 10G SFP+ | 10000 | up | Server NIC
IL-DC-009-TOR-006 | xe-0/0/4 | 10G SFP+ | 10000 | admin-down
IL-DC-009-TOR-006 | xe-0/0/5 | 10G SFP+ | 10000 | admin-down
IL-DC-009-TOR-006 | xe-0/0/6 | 10G SFP+ | 10000 | admin-down
IL-DC-009-TOR-006 | xe-0/0/7 | 10G SFP+ | 10000 | admin-down
IL-DC-009-TOR-006 | xe-0/0/8 | 10G SFP+ | 10000 | up | Server NIC
IL-DC-009-TOR-006 | xe-0/0/9 | 10G SFP+ | 10000 | up | Server NIC
IL-DC-009-TOR-006 | xe-0/0/10 | 10G SFP+ | 10000 | admin-down
IL-DC-009-TOR-006 | xe-0/0/11 | 10G SFP+ | 10000 | up | Server NIC
IL-DC-009-TOR-006 | xe-0/0/12 | 10G SFP+ | 10000 | admin-down
IL-DC-009-TOR-006 | xe-0/0/13 | 10G SFP+ | 10000 | admin-down
IL-DC-009-TOR-006 | xe-0/0/14 | 10G SFP+ | 10000 | up | Server NIC
IL-DC-009-TOR-006 | xe-0/0/15 | 10G SFP+ | 10000 | admin-down
IL-DC-009-TOR-006 | xe-0/0/16 | 10G SFP+ | 10000 | up | Server NIC
IL-DC-009-TOR-006 | xe-0/0/17 | 10G SFP+ | 10000 | up | Server NIC
IL-DC-009-TOR-006 | xe-0/0/18 | 10G SFP+ | 10000 | up | Server NIC
IL-DC-009-TOR-006 | xe-0/0/19 | 10G SFP+ | 10000 | admin-down
IL-DC-009-TOR-006 | xe-0/0/20 | 10G SFP+ | 10000 | up | Server NIC
IL-DC-009-TOR-006 | xe-0/0/21 | 10G SFP+ | 10000 | reserved
IL-DC-009-TOR-006 | xe-0/0/22 | 10G SFP+ | 10000 | admin-down
IL-DC-009-TOR-006 | xe-0/0/23 | 10G SFP+ | 10000 | up | Server NIC
IL-DC-009-TOR-006 | et-0/1/0 | 100G QSFP28 | 100000 | admin-down
IL-DC-009-TOR-006 | et-0/1/1 | 100G QSFP28 | 100000 | admin-down
AZ-DC-010-PE-T4-01 | xe-0/0/0 | 10G SFP+ | 10000 | admin-down
AZ-DC-010-PE-T4-01 | xe-0/0/1 | 10G SFP+ | 10000 | up | Backhaul to CA-DC-008 | SFP-10G-LR
AZ-DC-010-PE-T4-01 | xe-0/0/2 | 10G SFP+ | 10000 | up | Backhaul to WA-DC-024 | SFP-10G-LR
AZ-DC-010-PE-T4-01 | xe-0/0/3 | 10G SFP+ | 10000 | up | Backhaul to UT-DC-019 | SFP-10G-LR
AZ-DC-010-PE-T4-01 | xe-0/0/4 | 10G SFP+ | 10000 | up | Backhaul to CA-DC-021 | SFP-10G-LR
AZ-DC-010-PE-T4-01 | xe-0/0/5 | 10G SFP+ | 10000 | up | Backhaul to OH-DC-016 | SFP-10G-LR
AZ-DC-010-PE-T4-01 | xe-0/0/6 | 10G SFP+ | 10000 | up | Uplink to AZ-DC-010-AGG-R01 | SFP-10G-LR
AZ-DC-010-PE-T4-01 | xe-0/0/7 | 10G SFP+ | 10000 | admin-down
AZ-DC-010-PE-T4-01 | xe-0/0/8 | 10G SFP+ | 10000 | admin-down
AZ-DC-010-PE-T4-01 | xe-0/0/9 | 10G SFP+ | 10000 | admin-down
AZ-DC-010-PE-T4-01 | xe-0/0/10 | 10G SFP+ | 10000 | admin-down
AZ-DC-010-PE-T4-01 | xe-0/0/11 | 10G SFP+ | 10000 | admin-down
AZ-DC-010-PE-T4-01 | et-0/1/0 | 100G QSFP28 | 100000 | up | Fabric to AZ-DC-010-PE-T4-02 | QSFP28-100G-LR4
AZ-DC-010-PE-T4-01 | et-0/1/1 | 100G QSFP28 | 100000 | up | Fabric to AZ-DC-010-PE-T4-03 | QSFP28-100G-LR4
AZ-DC-010-PE-T4-01 | et-0/1/2 | 100G QSFP28 | 100000 | up | Fabric to AZ-DC-010-PE-T4-04 | QSFP28-100G-LR4
AZ-DC-010-PE-T4-01 | et-0/1/3 | 100G QSFP28 | 100000 | admin-down
AZ-DC-010-PE-T4-01 | ge-0/2/0 | 1G copper | 1000 | admin-down
AZ-DC-010-PE-T4-01 | ge-0/2/1 | 1G copper | 1000 | admin-down
AZ-DC-010-PE-T4-01 | ge-0/2/2 | 1G copper | 1000 | admin-down
AZ-DC-010-PE-T4-01 | ge-0/2/3 | 1G copper | 1000 | admin-down
AZ-DC-010-PE-T4-01 | ge-0/2/4 | 1G copper | 1000 | admin-down
AZ-DC-010-PE-T4-01 | ge-0/2/5 | 1G copper | 1000 | admin-down
AZ-DC-010-PE-T4-01 | ge-0/2/6 | 1G copper | 1000 | admin-down
AZ-DC-010-PE-T4-01 | ge-0/2/7 | 1G copper | 1000 | admin-down
AZ-DC-010-PE-T4-01 | ge-0/2/8 | 1G copper | 1000 | admin-down
AZ-DC-010-PE-T4-01 | ge-0/2/9 | 1G copper | 1000 | admin-down
AZ-DC-010-PE-T4-01 | ge-0/2/10 | 1G copper | 1000 | admin-down
AZ-DC-010-PE-T4-01 | ge-0/2/11 | 1G copper | 1000 | admin-down
AZ-DC-010-PE-T4-01 | ge-0/2/12 | 1G copper | 1000 | admin-down
AZ-DC-010-PE-T4-01 | ge-0/2/13 | 1G copper | 1000 | admin-down
AZ-DC-010-PE-T4-01 | ge-0/2/14 | 1G copper | 1000 | admin-down
AZ-DC-010-PE-T4-01 | ge-0/2/15 | 1G copper | 1000 | admin-down
AZ-DC-010-PE-T4-02 | xe-0/0/0 | 10G SFP+ | 10000 | reserved
AZ-DC-010-PE-T4-02 | xe-0/0/1 | 10G SFP+ | 10000 | up | Backhaul to VA-DC-004 | SFP-10G-LR
AZ-DC-010-PE-T4-02 | xe-0/0/2 | 10G SFP+ | 10000 | up | Backhaul to OR-DC-014 | SFP-10G-LR
AZ-DC-010-PE-T4-02 | xe-0/0/3 | 10G SFP+ | 10000 | up | Backhaul to OR-DC-014 | SFP-10G-LR
AZ-DC-010-PE-T4-02 | xe-0/0/4 | 10G SFP+ | 10000 | up | Backhaul to VA-DC-004 | SFP-10G-LR
AZ-DC-010-PE-T4-02 | xe-0/0/5 | 10G SFP+ | 10000 | up | Backhaul to TX-DC-006 | SFP-10G-LR
AZ-DC-010-PE-T4-02 | xe-0/0/6 | 10G SFP+ | 10000 | up | Uplink to AZ-DC-010-AGG-R01 | SFP-10G-LR
AZ-DC-010-PE-T4-02 | xe-0/0/7 | 10G SFP+ | 10000 | up | Uplink to AZ-DC-010-AGG-R02 | SFP-10G-LR
AZ-DC-010-PE-T4-02 | xe-0/0/8 | 10G SFP+ | 10000 | admin-down
AZ-DC-010-PE-T4-02 | xe-0/0/9 | 10G SFP+ | 10000 | admin-down
AZ-DC-010-PE-T4-02 | xe-0/0/10 | 10G SFP+ | 10000 | admin-down
AZ-DC-010-PE-T4-02 | xe-0/0/11 | 10G SFP+ | 10000 | admin-down
AZ-DC-010-PE-T4-02 | et-0/1/0 | 100G QSFP28 | 100000 | up | Fabric to AZ-DC-010-PE-T4-01 | QSFP28-100G-LR4
AZ-DC-010-PE-T4-02 | et-0/1/1 | 100G QSFP28 | 100000 | up | Fabric to AZ-DC-010-PE-T4-03 | QSFP28-100G-LR4
AZ-DC-010-PE-T4-02 | et-0/1/2 | 100G QSFP28 | 100000 | up | Fabric to AZ-DC-010-PE-T4-04 | QSFP28-100G-LR4
AZ-DC-010-PE-T4-02 | et-0/1/3 | 100G QSFP28 | 100000 | admin-down
AZ-DC-010-PE-T4-02 | ge-0/2/0 | 1G copper | 1000 | admin-down
AZ-DC-010-PE-T4-02 | ge-0/2/1 | 1G copper | 1000 | admin-down
AZ-DC-010-PE-T4-02 | ge-0/2/2 | 1G copper | 1000 | admin-down
AZ-DC-010-PE-T4-02 | ge-0/2/3 | 1G copper | 1000 | admin-down
AZ-DC-010-PE-T4-02 | ge-0/2/4 | 1G copper | 1000 | admin-down
AZ-DC-010-PE-T4-02 | ge-0/2/5 | 1G copper | 1000 | admin-down
AZ-DC-010-PE-T4-02 | ge-0/2/6 | 1G copper | 1000 | admin-down
AZ-DC-010-PE-T4-02 | ge-0/2/7 | 1G copper | 1000 | admin-down
AZ-DC-010-PE-T4-02 | ge-0/2/8 | 1G copper | 1000 | admin-down
AZ-DC-010-PE-T4-02 | ge-0/2/9 | 1G copper | 1000 | admin-down
AZ-DC-010-PE-T4-02 | ge-0/2/10 | 1G copper | 1000 | reserved
AZ-DC-010-PE-T4-02 | ge-0/2/11 | 1G copper | 1000 | admin-down
AZ-DC-010-PE-T4-02 | ge-0/2/12 | 1G copper | 1000 | admin-down
AZ-DC-010-PE-T4-02 | ge-0/2/13 | 1G copper | 1000 | admin-down
AZ-DC-010-PE-T4-02 | ge-0/2/14 | 1G copper | 1000 | reserved
AZ-DC-010-PE-T4-02 | ge-0/2/15 | 1G copper | 1000 | admin-down
AZ-DC-010-PE-T4-03 | Te0/0/0/0 | 10G SFP+ | 10000 | admin-down
AZ-DC-010-PE-T4-03 | Te0/0/0/1 | 10G SFP+ | 10000 | up | Backhaul to WA-DC-024 | SFP-10G-LR
AZ-DC-010-PE-T4-03 | Te0/0/0/2 | 10G SFP+ | 10000 | up | Backhaul to CA-DC-008 | SFP-10G-LR
AZ-DC-010-PE-T4-03 | Te0/0/0/3 | 10G SFP+ | 10000 | up | Backhaul to FL-DC-018 | SFP-10G-LR
AZ-DC-010-PE-T4-03 | Te0/0/0/4 | 10G SFP+ | 10000 | up | Backhaul to NC-DC-023 | SFP-10G-LR
AZ-DC-010-PE-T4-03 | Te0/0/0/5 | 10G SFP+ | 10000 | up | Backhaul to TX-DC-006 | SFP-10G-LR
AZ-DC-010-PE-T4-03 | Te0/0/0/6 | 10G SFP+ | 10000 | up | Uplink to AZ-DC-010-AGG-R02 | SFP-10G-LR
AZ-DC-010-PE-T4-03 | Te0/0/0/7 | 10G SFP+ | 10000 | admin-down
AZ-DC-010-PE-T4-03 | Te0/0/0/8 | 10G SFP+ | 10000 | admin-down
AZ-DC-010-PE-T4-03 | Te0/0/0/9 | 10G SFP+ | 10000 | admin-down
AZ-DC-010-PE-T4-03 | Te0/0/0/10 | 10G SFP+ | 10000 | admin-down
AZ-DC-010-PE-T4-03 | Te0/0/0/11 | 10G SFP+ | 10000 | admin-down
AZ-DC-010-PE-T4-03 | Hu0/0/1/0 | 100G QSFP28 | 100000 | up | Fabric to AZ-DC-010-PE-T4-01 | QSFP28-100G-LR4
AZ-DC-010-PE-T4-03 | Hu0/0/1/1 | 100G QSFP28 | 100000 | up | Fabric to AZ-DC-010-PE-T4-02 | QSFP28-100G-LR4
AZ-DC-010-PE-T4-03 | Hu0/0/1/2 | 100G QSFP28 | 100000 | up | Fabric to AZ-DC-010-PE-T4-04 | QSFP28-100G-LR4
AZ-DC-010-PE-T4-03 | Hu0/0/1/3 | 100G QSFP28 | 100000 | admin-down
AZ-DC-010-PE-T4-03 | Gi0/0/2/0 | 1G copper | 1000 | admin-down
AZ-DC-010-PE-T4-03 | Gi0/0/2/1 | 1G copper | 1000 | admin-down
AZ-DC-010-PE-T4-03 | Gi0/0/2/2 | 1G copper | 1000 | admin-down
AZ-DC-010-PE-T4-03 | Gi0/0/2/3 | 1G copper | 1000 | admin-down
AZ-DC-010-PE-T4-03 | Gi0/0/2/4 | 1G copper | 1000 | admin-down
AZ-DC-010-PE-T4-03 | Gi0/0/2/5 | 1G copper | 1000 | admin-down
AZ-DC-010-PE-T4-03 | Gi0/0/2/6 | 1G copper | 1000 | admin-down
AZ-DC-010-PE-T4-03 | Gi0/0/2/7 | 1G copper | 1000 | admin-down
AZ-DC-010-PE-T4-03 | Gi0/0/2/8 | 1G copper | 1000 | admin-down
AZ-DC-010-PE-T4-03 | Gi0/0/2/9 | 1G copper | 1000 | admin-down
AZ-DC-010-PE-T4-03 | Gi0/0/2/10 | 1G copper | 1000 | admin-down
AZ-DC-010-PE-T4-03 | Gi0/0/2/11 | 1G copper | 1000 | admin-down
AZ-DC-010-PE-T4-03 | Gi0/0/2/12 | 1G copper | 1000 | reserved
AZ-DC-010-PE-T4-03 | Gi0/0/2/13 | 1G copper | 1000 | admin-down
AZ-DC-010-PE-T4-03 | Gi0/0/2/14 | 1G copper | 1000 | admin-down
AZ-DC-010-PE-T4-03 | Gi0/0/2/15 | 1G copper | 1000 | admin-down
AZ-DC-010-PE-T4-04 | Te0/0/0/0 | 10G SFP+ | 10000 | reserved
AZ-DC-010-PE-T4-04 | Te0/0/0/1 | 10G SFP+ | 10000 | up | Backhaul to TX-DC-006 | SFP-10G-LR
AZ-DC-010-PE-T4-04 | Te0/0/0/2 | 10G SFP+ | 10000 | up | Backhaul to CA-DC-020 | SFP-10G-LR
AZ-DC-010-PE-T4-04 | Te0/0/0/3 | 10G SFP+ | 10000 | up | Backhaul to VA-DC-003 | SFP-10G-LR
AZ-DC-010-PE-T4-04 | Te0/0/0/4 | 10G SFP+ | 10000 | up | Backhaul to CA-DC-008 | SFP-10G-LR
AZ-DC-010-PE-T4-04 | Te0/0/0/5 | 10G SFP+ | 10000 | up | Backhaul to WA-DC-024 | SFP-10G-LR
AZ-DC-010-PE-T4-04 | Te0/0/0/6 | 10G SFP+ | 10000 | admin-down
AZ-DC-010-PE-T4-04 | Te0/0/0/7 | 10G SFP+ | 10000 | admin-down
AZ-DC-010-PE-T4-04 | Te0/0/0/8 | 10G SFP+ | 10000 | admin-down
AZ-DC-010-PE-T4-04 | Te0/0/0/9 | 10G SFP+ | 10000 | admin-down
AZ-DC-010-PE-T4-04 | Te0/0/0/10 | 10G SFP+ | 10000 | admin-down
AZ-DC-010-PE-T4-04 | Te0/0/0/11 | 10G SFP+ | 10000 | admin-down
AZ-DC-010-PE-T4-04 | Hu0/0/1/0 | 100G QSFP28 | 100000 | up | Fabric to AZ-DC-010-PE-T4-01 | QSFP28-100G-LR4
AZ-DC-010-PE-T4-04 | Hu0/0/1/1 | 100G QSFP28 | 100000 | up | Fabric to AZ-DC-010-PE-T4-02 | QSFP28-100G-LR4
AZ-DC-010-PE-T4-04 | Hu0/0/1/2 | 100G QSFP28 | 100000 | up | Fabric to AZ-DC-010-PE-T4-03 | QSFP28-100G-LR4
AZ-DC-010-PE-T4-04 | Hu0/0/1/3 | 100G QSFP28 | 100000 | admin-down
AZ-DC-010-PE-T4-04 | Gi0/0/2/0 | 1G copper | 1000 | admin-down
AZ-DC-010-PE-T4-04 | Gi0/0/2/1 | 1G copper | 1000 | admin-down
AZ-DC-010-PE-T4-04 | Gi0/0/2/2 | 1G copper | 1000 | reserved
AZ-DC-010-PE-T4-04 | Gi0/0/2/3 | 1G copper | 1000 | admin-down
AZ-DC-010-PE-T4-04 | Gi0/0/2/4 | 1G copper | 1000 | admin-down
AZ-DC-010-PE-T4-04 | Gi0/0/2/5 | 1G copper | 1000 | admin-down
AZ-DC-010-PE-T4-04 | Gi0/0/2/6 | 1G copper | 1000 | admin-down
AZ-DC-010-PE-T4-04 | Gi0/0/2/7 | 1G copper | 1000 | admin-down
AZ-DC-010-PE-T4-04 | Gi0/0/2/8 | 1G copper | 1000 | admin-down
AZ-DC-010-PE-T4-04 | Gi0/0/2/9 | 1G copper | 1000 | admin-down
AZ-DC-010-PE-T4-04 | Gi0/0/2/10 | 1G copper | 1000 | admin-down
AZ-DC-010-PE-T4-04 | Gi0/0/2/11 | 1G copper | 1000 | admin-down
AZ-DC-010-PE-T4-04 | Gi0/0/2/12 | 1G copper | 1000 | admin-down
AZ-DC-010-PE-T4-04 | Gi0/0/2/13 | 1G copper | 1000 | admin-down
AZ-DC-010-PE-T4-04 | Gi0/0/2/14 | 1G copper | 1000 | admin-down
AZ-DC-010-PE-T4-04 | Gi0/0/2/15 | 1G copper | 1000 | admin-down
AZ-DC-010-FW-01 | port1 | 10G SFP+ | 10000 | up | Uplink to AZ-DC-010-AGG-R01 | SFP-10G-LR
AZ-DC-010-FW-01 | port2 | 10G SFP+ | 10000 | up | Uplink to AZ-DC-010-AGG-R02 | SFP-10G-LR
AZ-DC-010-FW-01 | port3 | 10G SFP+ | 10000 | admin-down
AZ-DC-010-FW-01 | port4 | 10G SFP+ | 10000 | admin-down
AZ-DC-010-FW-01 | port5 | 10G SFP+ | 10000 | admin-down
AZ-DC-010-FW-01 | port6 | 10G SFP+ | 10000 | admin-down
AZ-DC-010-FW-01 | port7 | 10G SFP+ | 10000 | admin-down
AZ-DC-010-FW-01 | port8 | 10G SFP+ | 10000 | admin-down
AZ-DC-010-OLA-01 | 1/2/c1 | 100G QSFP28 | 100000 | up | Uplink to AZ-DC-010-AGG-R01 | QSFP28-100G-LR4
AZ-DC-010-OLA-01 | 1/2/c2 | 100G QSFP28 | 100000 | admin-down
AZ-DC-010-OLA-01 | 1/2/c3 | 100G QSFP28 | 100000 | admin-down
AZ-DC-010-OLA-01 | 1/2/c4 | 100G QSFP28 | 100000 | admin-down
AZ-DC-010-OLA-01 | 1/2/c5 | 100G QSFP28 | 100000 | admin-down
AZ-DC-010-OLA-01 | 1/2/c6 | 100G QSFP28 | 100000 | admin-down
AZ-DC-010-OLA-01 | 1/2/c7 | 100G QSFP28 | 100000 | admin-down
AZ-DC-010-OLA-01 | 1/2/c8 | 100G QSFP28 | 100000 | admin-down
AZ-DC-010-AGG-R01 | xe-0/0/0 | 10G SFP+ | 10000 | up | Uplink to AZ-DC-010-FW-01 | SFP-10G-LR
AZ-DC-010-AGG-R01 | xe-0/0/1 | 10G SFP+ | 10000 | up | Uplink to AZ-DC-010-MMR-SW-01 | SFP-10G-LR
AZ-DC-010-AGG-R01 | xe-0/0/2 | 10G SFP+ | 10000 | up | Uplink to AZ-DC-010-MMR-SW-02 | SFP-10G-LR
AZ-DC-010-AGG-R01 | xe-0/0/3 | 10G SFP+ | 10000 | up | Uplink to AZ-DC-010-MMR-SW-03 | SFP-10G-LR
AZ-DC-010-AGG-R01 | xe-0/0/4 | 10G SFP+ | 10000 | up | Uplink to AZ-DC-010-MMR-SW-04 | SFP-10G-LR
AZ-DC-010-AGG-R01 | xe-0/0/5 | 10G SFP+ | 10000 | admin-down
AZ-DC-010-AGG-R01 | xe-0/0/6 | 10G SFP+ | 10000 | reserved
AZ-DC-010-AGG-R01 | xe-0/0/7 | 10G SFP+ | 10000 | admin-down
AZ-DC-010-AGG-R01 | xe-0/0/8 | 10G SFP+ | 10000 | admin-down
AZ-DC-010-AGG-R01 | xe-0/0/9 | 10G SFP+ | 10000 | admin-down
AZ-DC-010-AGG-R01 | xe-0/0/10 | 10G SFP+ | 10000 | admin-down
AZ-DC-010-AGG-R01 | xe-0/0/11 | 10G SFP+ | 10000 | admin-down
AZ-DC-010-AGG-R01 | xe-0/0/12 | 10G SFP+ | 10000 | admin-down
AZ-DC-010-AGG-R01 | xe-0/0/13 | 10G SFP+ | 10000 | admin-down
AZ-DC-010-AGG-R01 | xe-0/0/14 | 10G SFP+ | 10000 | admin-down
AZ-DC-010-AGG-R01 | xe-0/0/15 | 10G SFP+ | 10000 | admin-down
AZ-DC-010-AGG-R01 | et-0/1/0 | 100G QSFP28 | 100000 | up | Uplink to AZ-DC-010-PE-T4-01 | QSFP28-100G-LR4
AZ-DC-010-AGG-R01 | et-0/1/1 | 100G QSFP28 | 100000 | up | Uplink to AZ-DC-010-PE-T4-02 | QSFP28-100G-LR4
AZ-DC-010-AGG-R01 | et-0/1/2 | 100G QSFP28 | 100000 | up | Uplink to AZ-DC-010-OLA-01 | QSFP28-100G-LR4
AZ-DC-010-AGG-R01 | et-0/1/3 | 100G QSFP28 | 100000 | admin-down
AZ-DC-010-AGG-R01 | et-0/1/4 | 100G QSFP28 | 100000 | admin-down
AZ-DC-010-AGG-R01 | et-0/1/5 | 100G QSFP28 | 100000 | admin-down
AZ-DC-010-AGG-R01 | et-0/1/6 | 100G QSFP28 | 100000 | admin-down
AZ-DC-010-AGG-R01 | et-0/1/7 | 100G QSFP28 | 100000 | admin-down
AZ-DC-010-AGG-R02 | xe-0/0/0 | 10G SFP+ | 10000 | up | Uplink to AZ-DC-010-FW-01 | SFP-10G-LR
AZ-DC-010-AGG-R02 | xe-0/0/1 | 10G SFP+ | 10000 | up | Uplink to AZ-DC-010-MMR-SW-01 | SFP-10G-LR
AZ-DC-010-AGG-R02 | xe-0/0/2 | 10G SFP+ | 10000 | up | Uplink to AZ-DC-010-MMR-SW-02 | SFP-10G-LR
AZ-DC-010-AGG-R02 | xe-0/0/3 | 10G SFP+ | 10000 | up | Uplink to AZ-DC-010-MMR-SW-03 | SFP-10G-LR
AZ-DC-010-AGG-R02 | xe-0/0/4 | 10G SFP+ | 10000 | up | Uplink to AZ-DC-010-MMR-SW-04 | SFP-10G-LR
AZ-DC-010-AGG-R02 | xe-0/0/5 | 10G SFP+ | 10000 | admin-down
AZ-DC-010-AGG-R02 | xe-0/0/6 | 10G SFP+ | 10000 | admin-down
AZ-DC-010-AGG-R02 | xe-0/0/7 | 10G SFP+ | 10000 | admin-down
AZ-DC-010-AGG-R02 | xe-0/0/8 | 10G SFP+ | 10000 | admin-down
AZ-DC-010-AGG-R02 | xe-0/0/9 | 10G SFP+ | 10000 | reserved
AZ-DC-010-AGG-R02 | xe-0/0/10 | 10G SFP+ | 10000 | admin-down
AZ-DC-010-AGG-R02 | xe-0/0/11 | 10G SFP+ | 10000 | admin-down
AZ-DC-010-AGG-R02 | xe-0/0/12 | 10G SFP+ | 10000 | admin-down
AZ-DC-010-AGG-R02 | xe-0/0/13 | 10G SFP+ | 10000 | admin-down
AZ-DC-010-AGG-R02 | xe-0/0/14 | 10G SFP+ | 10000 | admin-down
AZ-DC-010-AGG-R02 | xe-0/0/15 | 10G SFP+ | 10000 | admin-down
AZ-DC-010-AGG-R02 | et-0/1/0 | 100G QSFP28 | 100000 | up | Uplink to AZ-DC-010-PE-T4-02 | QSFP28-100G-LR4
AZ-DC-010-AGG-R02 | et-0/1/1 | 100G QSFP28 | 100000 | up | Uplink to AZ-DC-010-PE-T4-03 | QSFP28-100G-LR4
AZ-DC-010-AGG-R02 | et-0/1/2 | 100G QSFP28 | 100000 | admin-down
AZ-DC-010-AGG-R02 | et-0/1/3 | 100G QSFP28 | 100000 | admin-down
AZ-DC-010-AGG-R02 | et-0/1/4 | 100G QSFP28 | 100000 | admin-down
AZ-DC-010-AGG-R02 | et-0/1/5 | 100G QSFP28 | 100000 | admin-down
AZ-DC-010-AGG-R02 | et-0/1/6 | 100G QSFP28 | 100000 | admin-down
AZ-DC-010-AGG-R02 | et-0/1/7 | 100G QSFP28 | 100000 | admin-down
AZ-DC-010-MMR-SW-01 | Ethernet1 | 10G SFP+ | 10000 | up | Access to AZ-DC-010-TOR-001 | SFP-10G-LR
AZ-DC-010-MMR-SW-01 | Ethernet2 | 10G SFP+ | 10000 | admin-down
AZ-DC-010-MMR-SW-01 | Ethernet3 | 10G SFP+ | 10000 | admin-down
AZ-DC-010-MMR-SW-01 | Ethernet4 | 10G SFP+ | 10000 | admin-down
AZ-DC-010-MMR-SW-01 | Ethernet5 | 10G SFP+ | 10000 | up | Server NIC
AZ-DC-010-MMR-SW-01 | Ethernet6 | 10G SFP+ | 10000 | admin-down
AZ-DC-010-MMR-SW-01 | Ethernet7 | 10G SFP+ | 10000 | up | Server NIC
AZ-DC-010-MMR-SW-01 | Ethernet8 | 10G SFP+ | 10000 | up | Server NIC
AZ-DC-010-MMR-SW-01 | Ethernet9 | 10G SFP+ | 10000 | up | Server NIC
AZ-DC-010-MMR-SW-01 | Ethernet10 | 10G SFP+ | 10000 | admin-down
AZ-DC-010-MMR-SW-01 | Ethernet11 | 10G SFP+ | 10000 | up | Server NIC
AZ-DC-010-MMR-SW-01 | Ethernet12 | 10G SFP+ | 10000 | admin-down
AZ-DC-010-MMR-SW-01 | Ethernet13 | 10G SFP+ | 10000 | up | Server NIC
AZ-DC-010-MMR-SW-01 | Ethernet14 | 10G SFP+ | 10000 | admin-down
AZ-DC-010-MMR-SW-01 | Ethernet15 | 10G SFP+ | 10000 | up | Server NIC
AZ-DC-010-MMR-SW-01 | Ethernet16 | 10G SFP+ | 10000 | up | Server NIC
AZ-DC-010-MMR-SW-01 | Ethernet17 | 10G SFP+ | 10000 | up | Server NIC
AZ-DC-010-MMR-SW-01 | Ethernet18 | 10G SFP+ | 10000 | admin-down
AZ-DC-010-MMR-SW-01 | Ethernet19 | 10G SFP+ | 10000 | up | Server NIC
AZ-DC-010-MMR-SW-01 | Ethernet20 | 10G SFP+ | 10000 | up | Server NIC
AZ-DC-010-MMR-SW-01 | Ethernet21 | 10G SFP+ | 10000 | admin-down
AZ-DC-010-MMR-SW-01 | Ethernet22 | 10G SFP+ | 10000 | admin-down
AZ-DC-010-MMR-SW-01 | Ethernet23 | 10G SFP+ | 10000 | up | Server NIC
AZ-DC-010-MMR-SW-01 | Ethernet24 | 10G SFP+ | 10000 | admin-down
AZ-DC-010-MMR-SW-01 | Ethernet25 | 10G SFP+ | 10000 | admin-down
AZ-DC-010-MMR-SW-01 | Ethernet26 | 10G SFP+ | 10000 | up | Server NIC
AZ-DC-010-MMR-SW-01 | Ethernet27 | 10G SFP+ | 10000 | up | Server NIC
AZ-DC-010-MMR-SW-01 | Ethernet28 | 10G SFP+ | 10000 | up | Server NIC
AZ-DC-010-MMR-SW-01 | Ethernet29 | 10G SFP+ | 10000 | up | Server NIC
AZ-DC-010-MMR-SW-01 | Ethernet30 | 10G SFP+ | 10000 | reserved
AZ-DC-010-MMR-SW-01 | Ethernet31 | 10G SFP+ | 10000 | admin-down
AZ-DC-010-MMR-SW-01 | Ethernet32 | 10G SFP+ | 10000 | admin-down
AZ-DC-010-MMR-SW-01 | Ethernet33 | 10G SFP+ | 10000 | admin-down
AZ-DC-010-MMR-SW-01 | Ethernet34 | 10G SFP+ | 10000 | up | Server NIC
AZ-DC-010-MMR-SW-01 | Ethernet35 | 10G SFP+ | 10000 | admin-down
AZ-DC-010-MMR-SW-01 | Ethernet36 | 10G SFP+ | 10000 | up | Server NIC
AZ-DC-010-MMR-SW-01 | Ethernet37 | 10G SFP+ | 10000 | up | Server NIC
AZ-DC-010-MMR-SW-01 | Ethernet38 | 10G SFP+ | 10000 | up | Server NIC
AZ-DC-010-MMR-SW-01 | Ethernet39 | 10G SFP+ | 10000 | up | Server NIC
AZ-DC-010-MMR-SW-01 | Ethernet40 | 10G SFP+ | 10000 | admin-down
AZ-DC-010-MMR-SW-01 | Ethernet41 | 10G SFP+ | 10000 | up | Server NIC
AZ-DC-010-MMR-SW-01 | Ethernet42 | 10G SFP+ | 10000 | admin-down
AZ-DC-010-MMR-SW-01 | Ethernet43 | 10G SFP+ | 10000 | up | Server NIC
AZ-DC-010-MMR-SW-01 | Ethernet44 | 10G SFP+ | 10000 | up | Server NIC
AZ-DC-010-MMR-SW-01 | Ethernet45 | 10G SFP+ | 10000 | admin-down
AZ-DC-010-MMR-SW-01 | Ethernet46 | 10G SFP+ | 10000 | up | Server NIC
AZ-DC-010-MMR-SW-01 | Ethernet47 | 10G SFP+ | 10000 | admin-down
AZ-DC-010-MMR-SW-01 | Ethernet48 | 10G SFP+ | 10000 | admin-down
AZ-DC-010-MMR-SW-01 | Ethernet49/1 | 100G QSFP28 | 100000 | up | Uplink to AZ-DC-010-AGG-R01 | QSFP28-100G-LR4
AZ-DC-010-MMR-SW-01 | Ethernet49/2 | 100G QSFP28 | 100000 | up | Uplink to AZ-DC-010-AGG-R02 | QSFP28-100G-LR4
AZ-DC-010-MMR-SW-01 | Ethernet49/3 | 100G QSFP28 | 100000 | admin-down
AZ-DC-010-MMR-SW-01 | Ethernet49/4 | 100G QSFP28 | 100000 | admin-down
AZ-DC-010-MMR-SW-02 | xe-0/0/0 | 10G SFP+ | 10000 | up | Access to AZ-DC-010-TOR-001 | SFP-10G-LR
AZ-DC-010-MMR-SW-02 | xe-0/0/1 | 10G SFP+ | 10000 | up | Access to AZ-DC-010-TOR-002 | SFP-10G-LR
AZ-DC-010-MMR-SW-02 | xe-0/0/2 | 10G SFP+ | 10000 | admin-down
AZ-DC-010-MMR-SW-02 | xe-0/0/3 | 10G SFP+ | 10000 | up | Server NIC
AZ-DC-010-MMR-SW-02 | xe-0/0/4 | 10G SFP+ | 10000 | up | Server NIC
AZ-DC-010-MMR-SW-02 | xe-0/0/5 | 10G SFP+ | 10000 | admin-down
AZ-DC-010-MMR-SW-02 | xe-0/0/6 | 10G SFP+ | 10000 | reserved
AZ-DC-010-MMR-SW-02 | xe-0/0/7 | 10G SFP+ | 10000 | admin-down
AZ-DC-010-MMR-SW-02 | xe-0/0/8 | 10G SFP+ | 10000 | up | Server NIC
AZ-DC-010-MMR-SW-02 | xe-0/0/9 | 10G SFP+ | 10000 | admin-down
AZ-DC-010-MMR-SW-02 | xe-0/0/10 | 10G SFP+ | 10000 | up | Server NIC
AZ-DC-010-MMR-SW-02 | xe-0/0/11 | 10G SFP+ | 10000 | up | Server NIC
AZ-DC-010-MMR-SW-02 | xe-0/0/12 | 10G SFP+ | 10000 | admin-down
AZ-DC-010-MMR-SW-02 | xe-0/0/13 | 10G SFP+ | 10000 | up | Server NIC
AZ-DC-010-MMR-SW-02 | xe-0/0/14 | 10G SFP+ | 10000 | admin-down
AZ-DC-010-MMR-SW-02 | xe-0/0/15 | 10G SFP+ | 10000 | up | Server NIC
AZ-DC-010-MMR-SW-02 | xe-0/0/16 | 10G SFP+ | 10000 | admin-down
AZ-DC-010-MMR-SW-02 | xe-0/0/17 | 10G SFP+ | 10000 | up | Server NIC
AZ-DC-010-MMR-SW-02 | xe-0/0/18 | 10G SFP+ | 10000 | up | Server NIC
AZ-DC-010-MMR-SW-02 | xe-0/0/19 | 10G SFP+ | 10000 | admin-down
AZ-DC-010-MMR-SW-02 | xe-0/0/20 | 10G SFP+ | 10000 | admin-down
AZ-DC-010-MMR-SW-02 | xe-0/0/21 | 10G SFP+ | 10000 | up | Server NIC
AZ-DC-010-MMR-SW-02 | xe-0/0/22 | 10G SFP+ | 10000 | up | Server NIC
AZ-DC-010-MMR-SW-02 | xe-0/0/23 | 10G SFP+ | 10000 | up | Server NIC
AZ-DC-010-MMR-SW-02 | xe-0/0/24 | 10G SFP+ | 10000 | up | Server NIC
AZ-DC-010-MMR-SW-02 | xe-0/0/25 | 10G SFP+ | 10000 | admin-down
AZ-DC-010-MMR-SW-02 | xe-0/0/26 | 10G SFP+ | 10000 | admin-down
AZ-DC-010-MMR-SW-02 | xe-0/0/27 | 10G SFP+ | 10000 | admin-down
AZ-DC-010-MMR-SW-02 | xe-0/0/28 | 10G SFP+ | 10000 | up | Server NIC
AZ-DC-010-MMR-SW-02 | xe-0/0/29 | 10G SFP+ | 10000 | up | Server NIC
AZ-DC-010-MMR-SW-02 | xe-0/0/30 | 10G SFP+ | 10000 | admin-down
AZ-DC-010-MMR-SW-02 | xe-0/0/31 | 10G SFP+ | 10000 | admin-down
AZ-DC-010-MMR-SW-02 | xe-0/0/32 | 10G SFP+ | 10000 | up | Server NIC
AZ-DC-010-MMR-SW-02 | xe-0/0/33 | 10G SFP+ | 10000 | admin-down
AZ-DC-010-MMR-SW-02 | xe-0/0/34 | 10G SFP+ | 10000 | up | Server NIC
AZ-DC-010-MMR-SW-02 | xe-0/0/35 | 10G SFP+ | 10000 | up | Server NIC
AZ-DC-010-MMR-SW-02 | xe-0/0/36 | 10G SFP+ | 10000 | up | Server NIC
AZ-DC-010-MMR-SW-02 | xe-0/0/37 | 10G SFP+ | 10000 | up | Server NIC
AZ-DC-010-MMR-SW-02 | xe-0/0/38 | 10G SFP+ | 10000 | admin-down
AZ-DC-010-MMR-SW-02 | xe-0/0/39 | 10G SFP+ | 10000 | up | Server NIC
AZ-DC-010-MMR-SW-02 | xe-0/0/40 | 10G SFP+ | 10000 | admin-down
AZ-DC-010-MMR-SW-02 | xe-0/0/41 | 10G SFP+ | 10000 | up | Server NIC
AZ-DC-010-MMR-SW-02 | xe-0/0/42 | 10G SFP+ | 10000 | up | Server NIC
AZ-DC-010-MMR-SW-02 | xe-0/0/43 | 10G SFP+ | 10000 | admin-down
AZ-DC-010-MMR-SW-02 | xe-0/0/44 | 10G SFP+ | 10000 | up | Server NIC
AZ-DC-010-MMR-SW-02 | xe-0/0/45 | 10G SFP+ | 10000 | up | Server NIC
AZ-DC-010-MMR-SW-02 | xe-0/0/46 | 10G SFP+ | 10000 | up | Server NIC
AZ-DC-010-MMR-SW-02 | xe-0/0/47 | 10G SFP+ | 10000 | up | Server NIC
AZ-DC-010-MMR-SW-02 | et-0/1/0 | 100G QSFP28 | 100000 | up | Uplink to AZ-DC-010-AGG-R02 | QSFP28-100G-LR4
AZ-DC-010-MMR-SW-02 | et-0/1/1 | 100G QSFP28 | 100000 | up | Uplink to AZ-DC-010-AGG-R01 | QSFP28-100G-LR4
AZ-DC-010-MMR-SW-02 | et-0/1/2 | 100G QSFP28 | 100000 | admin-down
AZ-DC-010-MMR-SW-02 | et-0/1/3 | 100G QSFP28 | 100000 | admin-down
AZ-DC-010-MMR-SW-03 | xe-0/0/0 | 10G SFP+ | 10000 | up | Access to AZ-DC-010-TOR-002 | SFP-10G-LR
AZ-DC-010-MMR-SW-03 | xe-0/0/1 | 10G SFP+ | 10000 | up | Access to AZ-DC-010-TOR-003 | SFP-10G-LR
AZ-DC-010-MMR-SW-03 | xe-0/0/2 | 10G SFP+ | 10000 | up | Server NIC
AZ-DC-010-MMR-SW-03 | xe-0/0/3 | 10G SFP+ | 10000 | up | Server NIC
AZ-DC-010-MMR-SW-03 | xe-0/0/4 | 10G SFP+ | 10000 | up | Server NIC
AZ-DC-010-MMR-SW-03 | xe-0/0/5 | 10G SFP+ | 10000 | up | Server NIC
AZ-DC-010-MMR-SW-03 | xe-0/0/6 | 10G SFP+ | 10000 | admin-down
AZ-DC-010-MMR-SW-03 | xe-0/0/7 | 10G SFP+ | 10000 | admin-down
AZ-DC-010-MMR-SW-03 | xe-0/0/8 | 10G SFP+ | 10000 | up | Server NIC
AZ-DC-010-MMR-SW-03 | xe-0/0/9 | 10G SFP+ | 10000 | admin-down
AZ-DC-010-MMR-SW-03 | xe-0/0/10 | 10G SFP+ | 10000 | admin-down
AZ-DC-010-MMR-SW-03 | xe-0/0/11 | 10G SFP+ | 10000 | admin-down
AZ-DC-010-MMR-SW-03 | xe-0/0/12 | 10G SFP+ | 10000 | up | Server NIC
AZ-DC-010-MMR-SW-03 | xe-0/0/13 | 10G SFP+ | 10000 | admin-down
AZ-DC-010-MMR-SW-03 | xe-0/0/14 | 10G SFP+ | 10000 | admin-down
AZ-DC-010-MMR-SW-03 | xe-0/0/15 | 10G SFP+ | 10000 | admin-down
AZ-DC-010-MMR-SW-03 | xe-0/0/16 | 10G SFP+ | 10000 | up | Server NIC
AZ-DC-010-MMR-SW-03 | xe-0/0/17 | 10G SFP+ | 10000 | admin-down
AZ-DC-010-MMR-SW-03 | xe-0/0/18 | 10G SFP+ | 10000 | admin-down
AZ-DC-010-MMR-SW-03 | xe-0/0/19 | 10G SFP+ | 10000 | admin-down
AZ-DC-010-MMR-SW-03 | xe-0/0/20 | 10G SFP+ | 10000 | admin-down
AZ-DC-010-MMR-SW-03 | xe-0/0/21 | 10G SFP+ | 10000 | up | Server NIC
AZ-DC-010-MMR-SW-03 | xe-0/0/22 | 10G SFP+ | 10000 | up | Server NIC
AZ-DC-010-MMR-SW-03 | xe-0/0/23 | 10G SFP+ | 10000 | admin-down
AZ-DC-010-MMR-SW-03 | xe-0/0/24 | 10G SFP+ | 10000 | admin-down
AZ-DC-010-MMR-SW-03 | xe-0/0/25 | 10G SFP+ | 10000 | admin-down
AZ-DC-010-MMR-SW-03 | xe-0/0/26 | 10G SFP+ | 10000 | up | Server NIC
AZ-DC-010-MMR-SW-03 | xe-0/0/27 | 10G SFP+ | 10000 | admin-down
AZ-DC-010-MMR-SW-03 | xe-0/0/28 | 10G SFP+ | 10000 | up | Server NIC
AZ-DC-010-MMR-SW-03 | xe-0/0/29 | 10G SFP+ | 10000 | admin-down
AZ-DC-010-MMR-SW-03 | xe-0/0/30 | 10G SFP+ | 10000 | up | Server NIC
AZ-DC-010-MMR-SW-03 | xe-0/0/31 | 10G SFP+ | 10000 | up | Server NIC
AZ-DC-010-MMR-SW-03 | xe-0/0/32 | 10G SFP+ | 10000 | admin-down
AZ-DC-010-MMR-SW-03 | xe-0/0/33 | 10G SFP+ | 10000 | admin-down
AZ-DC-010-MMR-SW-03 | xe-0/0/34 | 10G SFP+ | 10000 | admin-down
AZ-DC-010-MMR-SW-03 | xe-0/0/35 | 10G SFP+ | 10000 | up | Server NIC
AZ-DC-010-MMR-SW-03 | xe-0/0/36 | 10G SFP+ | 10000 | admin-down
AZ-DC-010-MMR-SW-03 | xe-0/0/37 | 10G SFP+ | 10000 | up | Server NIC
AZ-DC-010-MMR-SW-03 | xe-0/0/38 | 10G SFP+ | 10000 | admin-down
AZ-DC-010-MMR-SW-03 | xe-0/0/39 | 10G SFP+ | 10000 | admin-down
AZ-DC-010-MMR-SW-03 | xe-0/0/40 | 10G SFP+ | 10000 | up | Server NIC
AZ-DC-010-MMR-SW-03 | xe-0/0/41 | 10G SFP+ | 10000 | admin-down
AZ-DC-010-MMR-SW-03 | xe-0/0/42 | 10G SFP+ | 10000 | up | Server NIC
AZ-DC-010-MMR-SW-03 | xe-0/0/43 | 10G SFP+ | 10000 | up | Server NIC
AZ-DC-010-MMR-SW-03 | xe-0/0/44 | 10G SFP+ | 10000 | up | Server NIC
AZ-DC-010-MMR-SW-03 | xe-0/0/45 | 10G SFP+ | 10000 | up | Server NIC
AZ-DC-010-MMR-SW-03 | xe-0/0/46 | 10G SFP+ | 10000 | up | Server NIC
AZ-DC-010-MMR-SW-03 | xe-0/0/47 | 10G SFP+ | 10000 | up | Server NIC
AZ-DC-010-MMR-SW-03 | et-0/1/0 | 100G QSFP28 | 100000 | up | Uplink to AZ-DC-010-AGG-R01 | QSFP28-100G-LR4
AZ-DC-010-MMR-SW-03 | et-0/1/1 | 100G QSFP28 | 100000 | up | Uplink to AZ-DC-010-AGG-R02 | QSFP28-100G-LR4
AZ-DC-010-MMR-SW-03 | et-0/1/2 | 100G QSFP28 | 100000 | admin-down
AZ-DC-010-MMR-SW-03 | et-0/1/3 | 100G QSFP28 | 100000 | admin-down
AZ-DC-010-MMR-SW-04 | Ethernet1 | 10G SFP+ | 10000 | up | Access to AZ-DC-010-TOR-003 | SFP-10G-LR
AZ-DC-010-MMR-SW-04 | Ethernet2 | 10G SFP+ | 10000 | admin-down
AZ-DC-010-MMR-SW-04 | Ethernet3 | 10G SFP+ | 10000 | admin-down
AZ-DC-010-MMR-SW-04 | Ethernet4 | 10G SFP+ | 10000 | up | Server NIC
AZ-DC-010-MMR-SW-04 | Ethernet5 | 10G SFP+ | 10000 | admin-down
AZ-DC-010-MMR-SW-04 | Ethernet6 | 10G SFP+ | 10000 | admin-down
AZ-DC-010-MMR-SW-04 | Ethernet7 | 10G SFP+ | 10000 | up | Server NIC
AZ-DC-010-MMR-SW-04 | Ethernet8 | 10G SFP+ | 10000 | admin-down
AZ-DC-010-MMR-SW-04 | Ethernet9 | 10G SFP+ | 10000 | up | Server NIC
AZ-DC-010-MMR-SW-04 | Ethernet10 | 10G SFP+ | 10000 | admin-down
AZ-DC-010-MMR-SW-04 | Ethernet11 | 10G SFP+ | 10000 | admin-down
AZ-DC-010-MMR-SW-04 | Ethernet12 | 10G SFP+ | 10000 | admin-down
AZ-DC-010-MMR-SW-04 | Ethernet13 | 10G SFP+ | 10000 | up | Server NIC
AZ-DC-010-MMR-SW-04 | Ethernet14 | 10G SFP+ | 10000 | admin-down
AZ-DC-010-MMR-SW-04 | Ethernet15 | 10G SFP+ | 10000 | admin-down
AZ-DC-010-MMR-SW-04 | Ethernet16 | 10G SFP+ | 10000 | reserved
AZ-DC-010-MMR-SW-04 | Ethernet17 | 10G SFP+ | 10000 | up | Server NIC
AZ-DC-010-MMR-SW-04 | Ethernet18 | 10G SFP+ | 10000 | up | Server NIC
AZ-DC-010-MMR-SW-04 | Ethernet19 | 10G SFP+ | 10000 | admin-down
AZ-DC-010-MMR-SW-04 | Ethernet20 | 10G SFP+ | 10000 | up | Server NIC
AZ-DC-010-MMR-SW-04 | Ethernet21 | 10G SFP+ | 10000 | up | Server NIC
AZ-DC-010-MMR-SW-04 | Ethernet22 | 10G SFP+ | 10000 | up | Server NIC
AZ-DC-010-MMR-SW-04 | Ethernet23 | 10G SFP+ | 10000 | admin-down
AZ-DC-010-MMR-SW-04 | Ethernet24 | 10G SFP+ | 10000 | up | Server NIC
AZ-DC-010-MMR-SW-04 | Ethernet25 | 10G SFP+ | 10000 | up | Server NIC
AZ-DC-010-MMR-SW-04 | Ethernet26 | 10G SFP+ | 10000 | up | Server NIC
AZ-DC-010-MMR-SW-04 | Ethernet27 | 10G SFP+ | 10000 | admin-down
AZ-DC-010-MMR-SW-04 | Ethernet28 | 10G SFP+ | 10000 | up | Server NIC
AZ-DC-010-MMR-SW-04 | Ethernet29 | 10G SFP+ | 10000 | admin-down
AZ-DC-010-MMR-SW-04 | Ethernet30 | 10G SFP+ | 10000 | up | Server NIC
AZ-DC-010-MMR-SW-04 | Ethernet31 | 10G SFP+ | 10000 | up | Server NIC
AZ-DC-010-MMR-SW-04 | Ethernet32 | 10G SFP+ | 10000 | up | Server NIC
AZ-DC-010-MMR-SW-04 | Ethernet33 | 10G SFP+ | 10000 | up | Server NIC
AZ-DC-010-MMR-SW-04 | Ethernet34 | 10G SFP+ | 10000 | up | Server NIC
AZ-DC-010-MMR-SW-04 | Ethernet35 | 10G SFP+ | 10000 | up | Server NIC
AZ-DC-010-MMR-SW-04 | Ethernet36 | 10G SFP+ | 10000 | up | Server NIC
AZ-DC-010-MMR-SW-04 | Ethernet37 | 10G SFP+ | 10000 | admin-down
AZ-DC-010-MMR-SW-04 | Ethernet38 | 10G SFP+ | 10000 | up | Server NIC
AZ-DC-010-MMR-SW-04 | Ethernet39 | 10G SFP+ | 10000 | up | Server NIC
AZ-DC-010-MMR-SW-04 | Ethernet40 | 10G SFP+ | 10000 | reserved
AZ-DC-010-MMR-SW-04 | Ethernet41 | 10G SFP+ | 10000 | admin-down
AZ-DC-010-MMR-SW-04 | Ethernet42 | 10G SFP+ | 10000 | up | Server NIC
AZ-DC-010-MMR-SW-04 | Ethernet43 | 10G SFP+ | 10000 | admin-down
AZ-DC-010-MMR-SW-04 | Ethernet44 | 10G SFP+ | 10000 | admin-down
AZ-DC-010-MMR-SW-04 | Ethernet45 | 10G SFP+ | 10000 | up | Server NIC
AZ-DC-010-MMR-SW-04 | Ethernet46 | 10G SFP+ | 10000 | up | Server NIC
AZ-DC-010-MMR-SW-04 | Ethernet47 | 10G SFP+ | 10000 | up | Server NIC
AZ-DC-010-MMR-SW-04 | Ethernet48 | 10G SFP+ | 10000 | up | Server NIC
AZ-DC-010-MMR-SW-04 | Ethernet49/1 | 100G QSFP28 | 100000 | up | Uplink to AZ-DC-010-AGG-R02 | QSFP28-100G-LR4
AZ-DC-010-MMR-SW-04 | Ethernet49/2 | 100G QSFP28 | 100000 | up | Uplink to AZ-DC-010-AGG-R01 | QSFP28-100G-LR4
AZ-DC-010-MMR-SW-04 | Ethernet49/3 | 100G QSFP28 | 100000 | admin-down
AZ-DC-010-MMR-SW-04 | Ethernet49/4 | 100G QSFP28 | 100000 | admin-down
AZ-DC-010-TOR-001 | Ethernet1 | 10G SFP+ | 10000 | up | Access to AZ-DC-010-MMR-SW-01 | SFP-10G-LR
AZ-DC-010-TOR-001 | Ethernet2 | 10G SFP+ | 10000 | up | Access to AZ-DC-010-MMR-SW-02 | SFP-10G-LR
AZ-DC-010-TOR-001 | Ethernet3 | 10G SFP+ | 10000 | up | Server NIC
AZ-DC-010-TOR-001 | Ethernet4 | 10G SFP+ | 10000 | reserved
AZ-DC-010-TOR-001 | Ethernet5 | 10G SFP+ | 10000 | admin-down
AZ-DC-010-TOR-001 | Ethernet6 | 10G SFP+ | 10000 | admin-down
AZ-DC-010-TOR-001 | Ethernet7 | 10G SFP+ | 10000 | admin-down
AZ-DC-010-TOR-001 | Ethernet8 | 10G SFP+ | 10000 | admin-down
AZ-DC-010-TOR-001 | Ethernet9 | 10G SFP+ | 10000 | admin-down
AZ-DC-010-TOR-001 | Ethernet10 | 10G SFP+ | 10000 | up | Server NIC
AZ-DC-010-TOR-001 | Ethernet11 | 10G SFP+ | 10000 | up | Server NIC
AZ-DC-010-TOR-001 | Ethernet12 | 10G SFP+ | 10000 | admin-down
AZ-DC-010-TOR-001 | Ethernet13 | 10G SFP+ | 10000 | reserved
AZ-DC-010-TOR-001 | Ethernet14 | 10G SFP+ | 10000 | up | Server NIC
AZ-DC-010-TOR-001 | Ethernet15 | 10G SFP+ | 10000 | admin-down
AZ-DC-010-TOR-001 | Ethernet16 | 10G SFP+ | 10000 | admin-down
AZ-DC-010-TOR-001 | Ethernet17 | 10G SFP+ | 10000 | up | Server NIC
AZ-DC-010-TOR-001 | Ethernet18 | 10G SFP+ | 10000 | up | Server NIC
AZ-DC-010-TOR-001 | Ethernet19 | 10G SFP+ | 10000 | up | Server NIC
AZ-DC-010-TOR-001 | Ethernet20 | 10G SFP+ | 10000 | up | Server NIC
AZ-DC-010-TOR-001 | Ethernet21 | 10G SFP+ | 10000 | up | Server NIC
AZ-DC-010-TOR-001 | Ethernet22 | 10G SFP+ | 10000 | admin-down
AZ-DC-010-TOR-001 | Ethernet23 | 10G SFP+ | 10000 | up | Server NIC
AZ-DC-010-TOR-001 | Ethernet24 | 10G SFP+ | 10000 | up | Server NIC
AZ-DC-010-TOR-001 | Ethernet49/1 | 100G QSFP28 | 100000 | admin-down
AZ-DC-010-TOR-001 | Ethernet49/2 | 100G QSFP28 | 100000 | admin-down
AZ-DC-010-TOR-002 | Ethernet1 | 10G SFP+ | 10000 | up | Access to AZ-DC-010-MMR-SW-02 | SFP-10G-LR
AZ-DC-010-TOR-002 | Ethernet2 | 10G SFP+ | 10000 | up | Access to AZ-DC-010-MMR-SW-03 | SFP-10G-LR
AZ-DC-010-TOR-002 | Ethernet3 | 10G SFP+ | 10000 | up | Server NIC
AZ-DC-010-TOR-002 | Ethernet4 | 10G SFP+ | 10000 | up | Server NIC
AZ-DC-010-TOR-002 | Ethernet5 | 10G SFP+ | 10000 | up | Server NIC
AZ-DC-010-TOR-002 | Ethernet6 | 10G SFP+ | 10000 | admin-down
AZ-DC-010-TOR-002 | Ethernet7 | 10G SFP+ | 10000 | up | Server NIC
AZ-DC-010-TOR-002 | Ethernet8 | 10G SFP+ | 10000 | admin-down
AZ-DC-010-TOR-002 | Ethernet9 | 10G SFP+ | 10000 | up | Server NIC
AZ-DC-010-TOR-002 | Ethernet10 | 10G SFP+ | 10000 | up | Server NIC
AZ-DC-010-TOR-002 | Ethernet11 | 10G SFP+ | 10000 | admin-down
AZ-DC-010-TOR-002 | Ethernet12 | 10G SFP+ | 10000 | up | Server NIC
AZ-DC-010-TOR-002 | Ethernet13 | 10G SFP+ | 10000 | up | Server NIC
AZ-DC-010-TOR-002 | Ethernet14 | 10G SFP+ | 10000 | up | Server NIC
AZ-DC-010-TOR-002 | Ethernet15 | 10G SFP+ | 10000 | admin-down
AZ-DC-010-TOR-002 | Ethernet16 | 10G SFP+ | 10000 | up | Server NIC
AZ-DC-010-TOR-002 | Ethernet17 | 10G SFP+ | 10000 | up | Server NIC
AZ-DC-010-TOR-002 | Ethernet18 | 10G SFP+ | 10000 | up | Server NIC
AZ-DC-010-TOR-002 | Ethernet19 | 10G SFP+ | 10000 | up | Server NIC
AZ-DC-010-TOR-002 | Ethernet20 | 10G SFP+ | 10000 | admin-down
AZ-DC-010-TOR-002 | Ethernet21 | 10G SFP+ | 10000 | up | Server NIC
AZ-DC-010-TOR-002 | Ethernet22 | 10G SFP+ | 10000 | up | Server NIC
AZ-DC-010-TOR-002 | Ethernet23 | 10G SFP+ | 10000 | up | Server NIC
AZ-DC-010-TOR-002 | Ethernet24 | 10G SFP+ | 10000 | up | Server NIC
AZ-DC-010-TOR-002 | Ethernet49/1 | 100G QSFP28 | 100000 | admin-down
AZ-DC-010-TOR-002 | Ethernet49/2 | 100G QSFP28 | 100000 | admin-down
AZ-DC-010-TOR-003 | Te0/0/0/0 | 10G SFP+ | 10000 | up | Access to AZ-DC-010-MMR-SW-03 | SFP-10G-LR
AZ-DC-010-TOR-003 | Te0/0/0/1 | 10G SFP+ | 10000 | up | Access to AZ-DC-010-MMR-SW-04 | SFP-10G-LR
AZ-DC-010-TOR-003 | Te0/0/0/2 | 10G SFP+ | 10000 | up | Server NIC
AZ-DC-010-TOR-003 | Te0/0/0/3 | 10G SFP+ | 10000 | up | Server NIC
AZ-DC-010-TOR-003 | Te0/0/0/4 | 10G SFP+ | 10000 | up | Server NIC
AZ-DC-010-TOR-003 | Te0/0/0/5 | 10G SFP+ | 10000 | up | Server NIC
AZ-DC-010-TOR-003 | Te0/0/0/6 | 10G SFP+ | 10000 | up | Server NIC
AZ-DC-010-TOR-003 | Te0/0/0/7 | 10G SFP+ | 10000 | up | Server NIC
AZ-DC-010-TOR-003 | Te0/0/0/8 | 10G SFP+ | 10000 | up | Server NIC
AZ-DC-010-TOR-003 | Te0/0/0/9 | 10G SFP+ | 10000 | up | Server NIC
AZ-DC-010-TOR-003 | Te0/0/0/10 | 10G SFP+ | 10000 | admin-down
AZ-DC-010-TOR-003 | Te0/0/0/11 | 10G SFP+ | 10000 | admin-down
AZ-DC-010-TOR-003 | Te0/0/0/12 | 10G SFP+ | 10000 | admin-down
AZ-DC-010-TOR-003 | Te0/0/0/13 | 10G SFP+ | 10000 | up | Server NIC
AZ-DC-010-TOR-003 | Te0/0/0/14 | 10G SFP+ | 10000 | up | Server NIC
AZ-DC-010-TOR-003 | Te0/0/0/15 | 10G SFP+ | 10000 | admin-down
AZ-DC-010-TOR-003 | Te0/0/0/16 | 10G SFP+ | 10000 | admin-down
AZ-DC-010-TOR-003 | Te0/0/0/17 | 10G SFP+ | 10000 | up | Server NIC
AZ-DC-010-TOR-003 | Te0/0/0/18 | 10G SFP+ | 10000 | up | Server NIC
AZ-DC-010-TOR-003 | Te0/0/0/19 | 10G SFP+ | 10000 | up | Server NIC
AZ-DC-010-TOR-003 | Te0/0/0/20 | 10G SFP+ | 10000 | up | Server NIC
AZ-DC-010-TOR-003 | Te0/0/0/21 | 10G SFP+ | 10000 | admin-down
AZ-DC-010-TOR-003 | Te0/0/0/22 | 10G SFP+ | 10000 | up | Server NIC
AZ-DC-010-TOR-003 | Te0/0/0/23 | 10G SFP+ | 10000 | admin-down
AZ-DC-010-TOR-003 | Hu0/0/1/0 | 100G QSFP28 | 100000 | admin-down
AZ-DC-010-TOR-003 | Hu0/0/1/1 | 100G QSFP28 | 100000 | admin-down
GA-DC-011-PE-T4-01 | xe-0/0/0 | 10G SFP+ | 10000 | admin-down
GA-DC-011-PE-T4-01 | xe-0/0/1 | 10G SFP+ | 10000 | up | Backhaul to NJ-DC-012 | SFP-10G-LR
GA-DC-011-PE-T4-01 | xe-0/0/2 | 10G SFP+ | 10000 | up | Backhaul to IL-DC-009 | SFP-10G-LR
GA-DC-011-PE-T4-01 | xe-0/0/3 | 10G SFP+ | 10000 | up | Backhaul to UT-DC-019 | SFP-10G-LR
GA-DC-011-PE-T4-01 | xe-0/0/4 | 10G SFP+ | 10000 | up | Backhaul to CA-DC-008 | SFP-10G-LR
GA-DC-011-PE-T4-01 | xe-0/0/5 | 10G SFP+ | 10000 | up | Backhaul to VA-DC-001 | SFP-10G-LR
GA-DC-011-PE-T4-01 | xe-0/0/6 | 10G SFP+ | 10000 | up | Uplink to GA-DC-011-AGG-R01 | SFP-10G-LR
GA-DC-011-PE-T4-01 | xe-0/0/7 | 10G SFP+ | 10000 | admin-down
GA-DC-011-PE-T4-01 | xe-0/0/8 | 10G SFP+ | 10000 | admin-down
GA-DC-011-PE-T4-01 | xe-0/0/9 | 10G SFP+ | 10000 | admin-down
GA-DC-011-PE-T4-01 | xe-0/0/10 | 10G SFP+ | 10000 | admin-down
GA-DC-011-PE-T4-01 | xe-0/0/11 | 10G SFP+ | 10000 | admin-down
GA-DC-011-PE-T4-01 | et-0/1/0 | 100G QSFP28 | 100000 | up | Fabric to GA-DC-011-PE-T4-02 | QSFP28-100G-LR4
GA-DC-011-PE-T4-01 | et-0/1/1 | 100G QSFP28 | 100000 | up | Fabric to GA-DC-011-PE-T4-03 | QSFP28-100G-LR4
GA-DC-011-PE-T4-01 | et-0/1/2 | 100G QSFP28 | 100000 | up | Fabric to GA-DC-011-PE-T4-04 | QSFP28-100G-LR4
GA-DC-011-PE-T4-01 | et-0/1/3 | 100G QSFP28 | 100000 | admin-down
GA-DC-011-PE-T4-01 | ge-0/2/0 | 1G copper | 1000 | admin-down
GA-DC-011-PE-T4-01 | ge-0/2/1 | 1G copper | 1000 | reserved
GA-DC-011-PE-T4-01 | ge-0/2/2 | 1G copper | 1000 | admin-down
GA-DC-011-PE-T4-01 | ge-0/2/3 | 1G copper | 1000 | admin-down
GA-DC-011-PE-T4-01 | ge-0/2/4 | 1G copper | 1000 | reserved
GA-DC-011-PE-T4-01 | ge-0/2/5 | 1G copper | 1000 | admin-down
GA-DC-011-PE-T4-01 | ge-0/2/6 | 1G copper | 1000 | admin-down
GA-DC-011-PE-T4-01 | ge-0/2/7 | 1G copper | 1000 | admin-down
GA-DC-011-PE-T4-01 | ge-0/2/8 | 1G copper | 1000 | admin-down
GA-DC-011-PE-T4-01 | ge-0/2/9 | 1G copper | 1000 | admin-down
GA-DC-011-PE-T4-01 | ge-0/2/10 | 1G copper | 1000 | admin-down
GA-DC-011-PE-T4-01 | ge-0/2/11 | 1G copper | 1000 | admin-down
GA-DC-011-PE-T4-01 | ge-0/2/12 | 1G copper | 1000 | admin-down
GA-DC-011-PE-T4-01 | ge-0/2/13 | 1G copper | 1000 | admin-down
GA-DC-011-PE-T4-01 | ge-0/2/14 | 1G copper | 1000 | admin-down
GA-DC-011-PE-T4-01 | ge-0/2/15 | 1G copper | 1000 | admin-down
GA-DC-011-PE-T4-02 | xe-0/0/0 | 10G SFP+ | 10000 | admin-down
GA-DC-011-PE-T4-02 | xe-0/0/1 | 10G SFP+ | 10000 | up | Backhaul to TX-DC-006 | SFP-10G-LR
GA-DC-011-PE-T4-02 | xe-0/0/2 | 10G SFP+ | 10000 | up | Backhaul to TX-DC-005 | SFP-10G-LR
GA-DC-011-PE-T4-02 | xe-0/0/3 | 10G SFP+ | 10000 | up | Backhaul to NC-DC-023 | SFP-10G-LR
GA-DC-011-PE-T4-02 | xe-0/0/4 | 10G SFP+ | 10000 | up | Backhaul to TX-DC-006 | SFP-10G-LR
GA-DC-011-PE-T4-02 | xe-0/0/5 | 10G SFP+ | 10000 | up | Backhaul to TX-DC-005 | SFP-10G-LR
GA-DC-011-PE-T4-02 | xe-0/0/6 | 10G SFP+ | 10000 | up | Uplink to GA-DC-011-AGG-R01 | SFP-10G-LR
GA-DC-011-PE-T4-02 | xe-0/0/7 | 10G SFP+ | 10000 | up | Uplink to GA-DC-011-AGG-R02 | SFP-10G-LR
GA-DC-011-PE-T4-02 | xe-0/0/8 | 10G SFP+ | 10000 | admin-down
GA-DC-011-PE-T4-02 | xe-0/0/9 | 10G SFP+ | 10000 | admin-down
GA-DC-011-PE-T4-02 | xe-0/0/10 | 10G SFP+ | 10000 | admin-down
GA-DC-011-PE-T4-02 | xe-0/0/11 | 10G SFP+ | 10000 | admin-down
GA-DC-011-PE-T4-02 | et-0/1/0 | 100G QSFP28 | 100000 | up | Fabric to GA-DC-011-PE-T4-01 | QSFP28-100G-LR4
GA-DC-011-PE-T4-02 | et-0/1/1 | 100G QSFP28 | 100000 | up | Fabric to GA-DC-011-PE-T4-03 | QSFP28-100G-LR4
GA-DC-011-PE-T4-02 | et-0/1/2 | 100G QSFP28 | 100000 | up | Fabric to GA-DC-011-PE-T4-04 | QSFP28-100G-LR4
GA-DC-011-PE-T4-02 | et-0/1/3 | 100G QSFP28 | 100000 | admin-down
GA-DC-011-PE-T4-02 | ge-0/2/0 | 1G copper | 1000 | admin-down
GA-DC-011-PE-T4-02 | ge-0/2/1 | 1G copper | 1000 | admin-down
GA-DC-011-PE-T4-02 | ge-0/2/2 | 1G copper | 1000 | reserved
GA-DC-011-PE-T4-02 | ge-0/2/3 | 1G copper | 1000 | admin-down
GA-DC-011-PE-T4-02 | ge-0/2/4 | 1G copper | 1000 | admin-down
GA-DC-011-PE-T4-02 | ge-0/2/5 | 1G copper | 1000 | admin-down
GA-DC-011-PE-T4-02 | ge-0/2/6 | 1G copper | 1000 | admin-down
GA-DC-011-PE-T4-02 | ge-0/2/7 | 1G copper | 1000 | admin-down
GA-DC-011-PE-T4-02 | ge-0/2/8 | 1G copper | 1000 | admin-down
GA-DC-011-PE-T4-02 | ge-0/2/9 | 1G copper | 1000 | admin-down
GA-DC-011-PE-T4-02 | ge-0/2/10 | 1G copper | 1000 | reserved
GA-DC-011-PE-T4-02 | ge-0/2/11 | 1G copper | 1000 | reserved
GA-DC-011-PE-T4-02 | ge-0/2/12 | 1G copper | 1000 | admin-down
GA-DC-011-PE-T4-02 | ge-0/2/13 | 1G copper | 1000 | admin-down
GA-DC-011-PE-T4-02 | ge-0/2/14 | 1G copper | 1000 | admin-down
GA-DC-011-PE-T4-02 | ge-0/2/15 | 1G copper | 1000 | admin-down
GA-DC-011-PE-T4-03 | xe-0/0/0 | 10G SFP+ | 10000 | admin-down
GA-DC-011-PE-T4-03 | xe-0/0/1 | 10G SFP+ | 10000 | up | Backhaul to OH-DC-017 | SFP-10G-LR
GA-DC-011-PE-T4-03 | xe-0/0/2 | 10G SFP+ | 10000 | up | Backhaul to CA-DC-021 | SFP-10G-LR
GA-DC-011-PE-T4-03 | xe-0/0/3 | 10G SFP+ | 10000 | up | Backhaul to FL-DC-018 | SFP-10G-LR
GA-DC-011-PE-T4-03 | xe-0/0/4 | 10G SFP+ | 10000 | up | Backhaul to VA-DC-001 | SFP-10G-LR
GA-DC-011-PE-T4-03 | xe-0/0/5 | 10G SFP+ | 10000 | up | Backhaul to OR-DC-014 | SFP-10G-LR
GA-DC-011-PE-T4-03 | xe-0/0/6 | 10G SFP+ | 10000 | up | Uplink to GA-DC-011-AGG-R02 | SFP-10G-LR
GA-DC-011-PE-T4-03 | xe-0/0/7 | 10G SFP+ | 10000 | admin-down
GA-DC-011-PE-T4-03 | xe-0/0/8 | 10G SFP+ | 10000 | admin-down
GA-DC-011-PE-T4-03 | xe-0/0/9 | 10G SFP+ | 10000 | admin-down
GA-DC-011-PE-T4-03 | xe-0/0/10 | 10G SFP+ | 10000 | admin-down
GA-DC-011-PE-T4-03 | xe-0/0/11 | 10G SFP+ | 10000 | admin-down
GA-DC-011-PE-T4-03 | et-0/1/0 | 100G QSFP28 | 100000 | up | Fabric to GA-DC-011-PE-T4-01 | QSFP28-100G-LR4
GA-DC-011-PE-T4-03 | et-0/1/1 | 100G QSFP28 | 100000 | up | Fabric to GA-DC-011-PE-T4-02 | QSFP28-100G-LR4
GA-DC-011-PE-T4-03 | et-0/1/2 | 100G QSFP28 | 100000 | up | Fabric to GA-DC-011-PE-T4-04 | QSFP28-100G-LR4
GA-DC-011-PE-T4-03 | et-0/1/3 | 100G QSFP28 | 100000 | admin-down
GA-DC-011-PE-T4-03 | ge-0/2/0 | 1G copper | 1000 | admin-down
GA-DC-011-PE-T4-03 | ge-0/2/1 | 1G copper | 1000 | admin-down
GA-DC-011-PE-T4-03 | ge-0/2/2 | 1G copper | 1000 | admin-down
GA-DC-011-PE-T4-03 | ge-0/2/3 | 1G copper | 1000 | admin-down
GA-DC-011-PE-T4-03 | ge-0/2/4 | 1G copper | 1000 | admin-down
GA-DC-011-PE-T4-03 | ge-0/2/5 | 1G copper | 1000 | admin-down
GA-DC-011-PE-T4-03 | ge-0/2/6 | 1G copper | 1000 | reserved
GA-DC-011-PE-T4-03 | ge-0/2/7 | 1G copper | 1000 | admin-down
GA-DC-011-PE-T4-03 | ge-0/2/8 | 1G copper | 1000 | admin-down
GA-DC-011-PE-T4-03 | ge-0/2/9 | 1G copper | 1000 | admin-down
GA-DC-011-PE-T4-03 | ge-0/2/10 | 1G copper | 1000 | reserved
GA-DC-011-PE-T4-03 | ge-0/2/11 | 1G copper | 1000 | admin-down
GA-DC-011-PE-T4-03 | ge-0/2/12 | 1G copper | 1000 | admin-down
GA-DC-011-PE-T4-03 | ge-0/2/13 | 1G copper | 1000 | admin-down
GA-DC-011-PE-T4-03 | ge-0/2/14 | 1G copper | 1000 | admin-down
GA-DC-011-PE-T4-03 | ge-0/2/15 | 1G copper | 1000 | admin-down
GA-DC-011-PE-T4-04 | xe-0/0/0 | 10G SFP+ | 10000 | admin-down
GA-DC-011-PE-T4-04 | xe-0/0/1 | 10G SFP+ | 10000 | up | Backhaul to TX-DC-006 | SFP-10G-LR
GA-DC-011-PE-T4-04 | xe-0/0/2 | 10G SFP+ | 10000 | up | Backhaul to CA-DC-021 | SFP-10G-LR
GA-DC-011-PE-T4-04 | xe-0/0/3 | 10G SFP+ | 10000 | up | Backhaul to NC-DC-023 | SFP-10G-LR
GA-DC-011-PE-T4-04 | xe-0/0/4 | 10G SFP+ | 10000 | up | Backhaul to FL-DC-018 | SFP-10G-LR
GA-DC-011-PE-T4-04 | xe-0/0/5 | 10G SFP+ | 10000 | up | Backhaul to FL-DC-018 | SFP-10G-LR
GA-DC-011-PE-T4-04 | xe-0/0/6 | 10G SFP+ | 10000 | admin-down
GA-DC-011-PE-T4-04 | xe-0/0/7 | 10G SFP+ | 10000 | admin-down
GA-DC-011-PE-T4-04 | xe-0/0/8 | 10G SFP+ | 10000 | admin-down
GA-DC-011-PE-T4-04 | xe-0/0/9 | 10G SFP+ | 10000 | admin-down
GA-DC-011-PE-T4-04 | xe-0/0/10 | 10G SFP+ | 10000 | admin-down
GA-DC-011-PE-T4-04 | xe-0/0/11 | 10G SFP+ | 10000 | reserved
GA-DC-011-PE-T4-04 | et-0/1/0 | 100G QSFP28 | 100000 | up | Fabric to GA-DC-011-PE-T4-01 | QSFP28-100G-LR4
GA-DC-011-PE-T4-04 | et-0/1/1 | 100G QSFP28 | 100000 | up | Fabric to GA-DC-011-PE-T4-02 | QSFP28-100G-LR4
GA-DC-011-PE-T4-04 | et-0/1/2 | 100G QSFP28 | 100000 | up | Fabric to GA-DC-011-PE-T4-03 | QSFP28-100G-LR4
GA-DC-011-PE-T4-04 | et-0/1/3 | 100G QSFP28 | 100000 | admin-down
GA-DC-011-PE-T4-04 | ge-0/2/0 | 1G copper | 1000 | admin-down
GA-DC-011-PE-T4-04 | ge-0/2/1 | 1G copper | 1000 | admin-down
GA-DC-011-PE-T4-04 | ge-0/2/2 | 1G copper | 1000 | admin-down
GA-DC-011-PE-T4-04 | ge-0/2/3 | 1G copper | 1000 | admin-down
GA-DC-011-PE-T4-04 | ge-0/2/4 | 1G copper | 1000 | admin-down
GA-DC-011-PE-T4-04 | ge-0/2/5 | 1G copper | 1000 | admin-down
GA-DC-011-PE-T4-04 | ge-0/2/6 | 1G copper | 1000 | admin-down
GA-DC-011-PE-T4-04 | ge-0/2/7 | 1G copper | 1000 | admin-down
GA-DC-011-PE-T4-04 | ge-0/2/8 | 1G copper | 1000 | admin-down
GA-DC-011-PE-T4-04 | ge-0/2/9 | 1G copper | 1000 | admin-down
GA-DC-011-PE-T4-04 | ge-0/2/10 | 1G copper | 1000 | admin-down
GA-DC-011-PE-T4-04 | ge-0/2/11 | 1G copper | 1000 | admin-down
GA-DC-011-PE-T4-04 | ge-0/2/12 | 1G copper | 1000 | admin-down
GA-DC-011-PE-T4-04 | ge-0/2/13 | 1G copper | 1000 | admin-down
GA-DC-011-PE-T4-04 | ge-0/2/14 | 1G copper | 1000 | admin-down
GA-DC-011-PE-T4-04 | ge-0/2/15 | 1G copper | 1000 | admin-down
GA-DC-011-FW-01 | port1 | 10G SFP+ | 10000 | up | Uplink to GA-DC-011-AGG-R01 | SFP-10G-LR
GA-DC-011-FW-01 | port2 | 10G SFP+ | 10000 | up | Uplink to GA-DC-011-AGG-R02 | SFP-10G-LR
GA-DC-011-FW-01 | port3 | 10G SFP+ | 10000 | admin-down
GA-DC-011-FW-01 | port4 | 10G SFP+ | 10000 | admin-down
GA-DC-011-FW-01 | port5 | 10G SFP+ | 10000 | admin-down
GA-DC-011-FW-01 | port6 | 10G SFP+ | 10000 | admin-down
GA-DC-011-FW-01 | port7 | 10G SFP+ | 10000 | admin-down
GA-DC-011-FW-01 | port8 | 10G SFP+ | 10000 | admin-down
GA-DC-011-OLA-01 | 1/2/c1 | 100G QSFP28 | 100000 | up | Uplink to GA-DC-011-AGG-R01 | QSFP28-100G-LR4
GA-DC-011-OLA-01 | 1/2/c2 | 100G QSFP28 | 100000 | admin-down
GA-DC-011-OLA-01 | 1/2/c3 | 100G QSFP28 | 100000 | admin-down
GA-DC-011-OLA-01 | 1/2/c4 | 100G QSFP28 | 100000 | admin-down
GA-DC-011-OLA-01 | 1/2/c5 | 100G QSFP28 | 100000 | admin-down
GA-DC-011-OLA-01 | 1/2/c6 | 100G QSFP28 | 100000 | admin-down
GA-DC-011-OLA-01 | 1/2/c7 | 100G QSFP28 | 100000 | admin-down
GA-DC-011-OLA-01 | 1/2/c8 | 100G QSFP28 | 100000 | admin-down
GA-DC-011-OLA-02 | 1-A-1 | 100G QSFP28 | 100000 | up | Uplink to GA-DC-011-AGG-R02 | QSFP28-100G-LR4
GA-DC-011-OLA-02 | 1-A-2 | 100G QSFP28 | 100000 | admin-down
GA-DC-011-OLA-02 | 1-A-3 | 100G QSFP28 | 100000 | admin-down
GA-DC-011-OLA-02 | 1-A-4 | 100G QSFP28 | 100000 | admin-down
GA-DC-011-OLA-02 | 1-A-5 | 100G QSFP28 | 100000 | admin-down
GA-DC-011-OLA-02 | 1-A-6 | 100G QSFP28 | 100000 | reserved
GA-DC-011-OLA-02 | 1-A-7 | 100G QSFP28 | 100000 | reserved
GA-DC-011-OLA-02 | 1-A-8 | 100G QSFP28 | 100000 | admin-down
GA-DC-011-AGG-R01 | xe-0/0/0 | 10G SFP+ | 10000 | up | Uplink to GA-DC-011-FW-01 | SFP-10G-LR
GA-DC-011-AGG-R01 | xe-0/0/1 | 10G SFP+ | 10000 | up | Uplink to GA-DC-011-MMR-SW-01 | SFP-10G-LR
GA-DC-011-AGG-R01 | xe-0/0/2 | 10G SFP+ | 10000 | up | Uplink to GA-DC-011-MMR-SW-02 | SFP-10G-LR
GA-DC-011-AGG-R01 | xe-0/0/3 | 10G SFP+ | 10000 | up | Uplink to GA-DC-011-MMR-SW-03 | SFP-10G-LR
GA-DC-011-AGG-R01 | xe-0/0/4 | 10G SFP+ | 10000 | up | Uplink to GA-DC-011-MMR-SW-04 | SFP-10G-LR
GA-DC-011-AGG-R01 | xe-0/0/5 | 10G SFP+ | 10000 | up | Uplink to GA-DC-011-MMR-SW-05 | SFP-10G-LR
GA-DC-011-AGG-R01 | xe-0/0/6 | 10G SFP+ | 10000 | up | Uplink to GA-DC-011-MMR-SW-06 | SFP-10G-LR
GA-DC-011-AGG-R01 | xe-0/0/7 | 10G SFP+ | 10000 | admin-down
GA-DC-011-AGG-R01 | xe-0/0/8 | 10G SFP+ | 10000 | admin-down
GA-DC-011-AGG-R01 | xe-0/0/9 | 10G SFP+ | 10000 | admin-down
GA-DC-011-AGG-R01 | xe-0/0/10 | 10G SFP+ | 10000 | admin-down
GA-DC-011-AGG-R01 | xe-0/0/11 | 10G SFP+ | 10000 | admin-down
GA-DC-011-AGG-R01 | xe-0/0/12 | 10G SFP+ | 10000 | admin-down
GA-DC-011-AGG-R01 | xe-0/0/13 | 10G SFP+ | 10000 | admin-down
GA-DC-011-AGG-R01 | xe-0/0/14 | 10G SFP+ | 10000 | admin-down
GA-DC-011-AGG-R01 | xe-0/0/15 | 10G SFP+ | 10000 | admin-down
GA-DC-011-AGG-R01 | et-0/1/0 | 100G QSFP28 | 100000 | up | Uplink to GA-DC-011-PE-T4-01 | QSFP28-100G-LR4
GA-DC-011-AGG-R01 | et-0/1/1 | 100G QSFP28 | 100000 | up | Uplink to GA-DC-011-PE-T4-02 | QSFP28-100G-LR4
GA-DC-011-AGG-R01 | et-0/1/2 | 100G QSFP28 | 100000 | up | Uplink to GA-DC-011-OLA-01 | QSFP28-100G-LR4
GA-DC-011-AGG-R01 | et-0/1/3 | 100G QSFP28 | 100000 | admin-down
GA-DC-011-AGG-R01 | et-0/1/4 | 100G QSFP28 | 100000 | reserved
GA-DC-011-AGG-R01 | et-0/1/5 | 100G QSFP28 | 100000 | admin-down
GA-DC-011-AGG-R01 | et-0/1/6 | 100G QSFP28 | 100000 | admin-down
GA-DC-011-AGG-R01 | et-0/1/7 | 100G QSFP28 | 100000 | admin-down
GA-DC-011-AGG-R02 | xe-0/0/0 | 10G SFP+ | 10000 | up | Uplink to GA-DC-011-FW-01 | SFP-10G-LR
GA-DC-011-AGG-R02 | xe-0/0/1 | 10G SFP+ | 10000 | up | Uplink to GA-DC-011-MMR-SW-01 | SFP-10G-LR
GA-DC-011-AGG-R02 | xe-0/0/2 | 10G SFP+ | 10000 | up | Uplink to GA-DC-011-MMR-SW-02 | SFP-10G-LR
GA-DC-011-AGG-R02 | xe-0/0/3 | 10G SFP+ | 10000 | up | Uplink to GA-DC-011-MMR-SW-03 | SFP-10G-LR
GA-DC-011-AGG-R02 | xe-0/0/4 | 10G SFP+ | 10000 | up | Uplink to GA-DC-011-MMR-SW-04 | SFP-10G-LR
GA-DC-011-AGG-R02 | xe-0/0/5 | 10G SFP+ | 10000 | up | Uplink to GA-DC-011-MMR-SW-05 | SFP-10G-LR
GA-DC-011-AGG-R02 | xe-0/0/6 | 10G SFP+ | 10000 | up | Uplink to GA-DC-011-MMR-SW-06 | SFP-10G-LR
GA-DC-011-AGG-R02 | xe-0/0/7 | 10G SFP+ | 10000 | admin-down
GA-DC-011-AGG-R02 | xe-0/0/8 | 10G SFP+ | 10000 | admin-down
GA-DC-011-AGG-R02 | xe-0/0/9 | 10G SFP+ | 10000 | reserved
GA-DC-011-AGG-R02 | xe-0/0/10 | 10G SFP+ | 10000 | admin-down
GA-DC-011-AGG-R02 | xe-0/0/11 | 10G SFP+ | 10000 | admin-down
GA-DC-011-AGG-R02 | xe-0/0/12 | 10G SFP+ | 10000 | admin-down
GA-DC-011-AGG-R02 | xe-0/0/13 | 10G SFP+ | 10000 | admin-down
GA-DC-011-AGG-R02 | xe-0/0/14 | 10G SFP+ | 10000 | admin-down
GA-DC-011-AGG-R02 | xe-0/0/15 | 10G SFP+ | 10000 | admin-down
GA-DC-011-AGG-R02 | et-0/1/0 | 100G QSFP28 | 100000 | up | Uplink to GA-DC-011-PE-T4-02 | QSFP28-100G-LR4
GA-DC-011-AGG-R02 | et-0/1/1 | 100G QSFP28 | 100000 | up | Uplink to GA-DC-011-PE-T4-03 | QSFP28-100G-LR4
GA-DC-011-AGG-R02 | et-0/1/2 | 100G QSFP28 | 100000 | up | Uplink to GA-DC-011-OLA-02 | QSFP28-100G-LR4
GA-DC-011-AGG-R02 | et-0/1/3 | 100G QSFP28 | 100000 | admin-down
GA-DC-011-AGG-R02 | et-0/1/4 | 100G QSFP28 | 100000 | admin-down
GA-DC-011-AGG-R02 | et-0/1/5 | 100G QSFP28 | 100000 | admin-down
GA-DC-011-AGG-R02 | et-0/1/6 | 100G QSFP28 | 100000 | admin-down
GA-DC-011-AGG-R02 | et-0/1/7 | 100G QSFP28 | 100000 | admin-down
GA-DC-011-MMR-SW-01 | xe-0/0/0 | 10G SFP+ | 10000 | up | Access to GA-DC-011-TOR-001 | SFP-10G-LR
GA-DC-011-MMR-SW-01 | xe-0/0/1 | 10G SFP+ | 10000 | admin-down
GA-DC-011-MMR-SW-01 | xe-0/0/2 | 10G SFP+ | 10000 | admin-down
GA-DC-011-MMR-SW-01 | xe-0/0/3 | 10G SFP+ | 10000 | up | Server NIC
GA-DC-011-MMR-SW-01 | xe-0/0/4 | 10G SFP+ | 10000 | up | Server NIC
GA-DC-011-MMR-SW-01 | xe-0/0/5 | 10G SFP+ | 10000 | admin-down
GA-DC-011-MMR-SW-01 | xe-0/0/6 | 10G SFP+ | 10000 | admin-down
GA-DC-011-MMR-SW-01 | xe-0/0/7 | 10G SFP+ | 10000 | up | Server NIC
GA-DC-011-MMR-SW-01 | xe-0/0/8 | 10G SFP+ | 10000 | up | Server NIC
GA-DC-011-MMR-SW-01 | xe-0/0/9 | 10G SFP+ | 10000 | up | Server NIC
GA-DC-011-MMR-SW-01 | xe-0/0/10 | 10G SFP+ | 10000 | up | Server NIC
GA-DC-011-MMR-SW-01 | xe-0/0/11 | 10G SFP+ | 10000 | admin-down
GA-DC-011-MMR-SW-01 | xe-0/0/12 | 10G SFP+ | 10000 | up | Server NIC
GA-DC-011-MMR-SW-01 | xe-0/0/13 | 10G SFP+ | 10000 | admin-down
GA-DC-011-MMR-SW-01 | xe-0/0/14 | 10G SFP+ | 10000 | up | Server NIC
GA-DC-011-MMR-SW-01 | xe-0/0/15 | 10G SFP+ | 10000 | up | Server NIC
GA-DC-011-MMR-SW-01 | xe-0/0/16 | 10G SFP+ | 10000 | admin-down
GA-DC-011-MMR-SW-01 | xe-0/0/17 | 10G SFP+ | 10000 | up | Server NIC
GA-DC-011-MMR-SW-01 | xe-0/0/18 | 10G SFP+ | 10000 | up | Server NIC
GA-DC-011-MMR-SW-01 | xe-0/0/19 | 10G SFP+ | 10000 | up | Server NIC
GA-DC-011-MMR-SW-01 | xe-0/0/20 | 10G SFP+ | 10000 | up | Server NIC
GA-DC-011-MMR-SW-01 | xe-0/0/21 | 10G SFP+ | 10000 | up | Server NIC
GA-DC-011-MMR-SW-01 | xe-0/0/22 | 10G SFP+ | 10000 | up | Server NIC
GA-DC-011-MMR-SW-01 | xe-0/0/23 | 10G SFP+ | 10000 | up | Server NIC
GA-DC-011-MMR-SW-01 | xe-0/0/24 | 10G SFP+ | 10000 | up | Server NIC
GA-DC-011-MMR-SW-01 | xe-0/0/25 | 10G SFP+ | 10000 | up | Server NIC
GA-DC-011-MMR-SW-01 | xe-0/0/26 | 10G SFP+ | 10000 | up | Server NIC
GA-DC-011-MMR-SW-01 | xe-0/0/27 | 10G SFP+ | 10000 | admin-down
GA-DC-011-MMR-SW-01 | xe-0/0/28 | 10G SFP+ | 10000 | admin-down
GA-DC-011-MMR-SW-01 | xe-0/0/29 | 10G SFP+ | 10000 | admin-down
GA-DC-011-MMR-SW-01 | xe-0/0/30 | 10G SFP+ | 10000 | up | Server NIC
GA-DC-011-MMR-SW-01 | xe-0/0/31 | 10G SFP+ | 10000 | reserved
GA-DC-011-MMR-SW-01 | xe-0/0/32 | 10G SFP+ | 10000 | up | Server NIC
GA-DC-011-MMR-SW-01 | xe-0/0/33 | 10G SFP+ | 10000 | up | Server NIC
GA-DC-011-MMR-SW-01 | xe-0/0/34 | 10G SFP+ | 10000 | up | Server NIC
GA-DC-011-MMR-SW-01 | xe-0/0/35 | 10G SFP+ | 10000 | admin-down
GA-DC-011-MMR-SW-01 | xe-0/0/36 | 10G SFP+ | 10000 | up | Server NIC
GA-DC-011-MMR-SW-01 | xe-0/0/37 | 10G SFP+ | 10000 | up | Server NIC
GA-DC-011-MMR-SW-01 | xe-0/0/38 | 10G SFP+ | 10000 | admin-down
GA-DC-011-MMR-SW-01 | xe-0/0/39 | 10G SFP+ | 10000 | admin-down
GA-DC-011-MMR-SW-01 | xe-0/0/40 | 10G SFP+ | 10000 | up | Server NIC
GA-DC-011-MMR-SW-01 | xe-0/0/41 | 10G SFP+ | 10000 | up | Server NIC
GA-DC-011-MMR-SW-01 | xe-0/0/42 | 10G SFP+ | 10000 | admin-down
GA-DC-011-MMR-SW-01 | xe-0/0/43 | 10G SFP+ | 10000 | admin-down
GA-DC-011-MMR-SW-01 | xe-0/0/44 | 10G SFP+ | 10000 | up | Server NIC
GA-DC-011-MMR-SW-01 | xe-0/0/45 | 10G SFP+ | 10000 | up | Server NIC
GA-DC-011-MMR-SW-01 | xe-0/0/46 | 10G SFP+ | 10000 | admin-down
GA-DC-011-MMR-SW-01 | xe-0/0/47 | 10G SFP+ | 10000 | admin-down
GA-DC-011-MMR-SW-01 | et-0/1/0 | 100G QSFP28 | 100000 | up | Uplink to GA-DC-011-AGG-R01 | QSFP28-100G-LR4
GA-DC-011-MMR-SW-01 | et-0/1/1 | 100G QSFP28 | 100000 | up | Uplink to GA-DC-011-AGG-R02 | QSFP28-100G-LR4
GA-DC-011-MMR-SW-01 | et-0/1/2 | 100G QSFP28 | 100000 | admin-down
GA-DC-011-MMR-SW-01 | et-0/1/3 | 100G QSFP28 | 100000 | admin-down
GA-DC-011-MMR-SW-02 | Ethernet1 | 10G SFP+ | 10000 | up | Access to GA-DC-011-TOR-001 | SFP-10G-LR
GA-DC-011-MMR-SW-02 | Ethernet2 | 10G SFP+ | 10000 | up | Access to GA-DC-011-TOR-002 | SFP-10G-LR
GA-DC-011-MMR-SW-02 | Ethernet3 | 10G SFP+ | 10000 | admin-down
GA-DC-011-MMR-SW-02 | Ethernet4 | 10G SFP+ | 10000 | up | Server NIC
GA-DC-011-MMR-SW-02 | Ethernet5 | 10G SFP+ | 10000 | admin-down
GA-DC-011-MMR-SW-02 | Ethernet6 | 10G SFP+ | 10000 | admin-down
GA-DC-011-MMR-SW-02 | Ethernet7 | 10G SFP+ | 10000 | admin-down
GA-DC-011-MMR-SW-02 | Ethernet8 | 10G SFP+ | 10000 | up | Server NIC
GA-DC-011-MMR-SW-02 | Ethernet9 | 10G SFP+ | 10000 | admin-down
GA-DC-011-MMR-SW-02 | Ethernet10 | 10G SFP+ | 10000 | admin-down
GA-DC-011-MMR-SW-02 | Ethernet11 | 10G SFP+ | 10000 | up | Server NIC
GA-DC-011-MMR-SW-02 | Ethernet12 | 10G SFP+ | 10000 | admin-down
GA-DC-011-MMR-SW-02 | Ethernet13 | 10G SFP+ | 10000 | up | Server NIC
GA-DC-011-MMR-SW-02 | Ethernet14 | 10G SFP+ | 10000 | up | Server NIC
GA-DC-011-MMR-SW-02 | Ethernet15 | 10G SFP+ | 10000 | up | Server NIC
GA-DC-011-MMR-SW-02 | Ethernet16 | 10G SFP+ | 10000 | up | Server NIC
GA-DC-011-MMR-SW-02 | Ethernet17 | 10G SFP+ | 10000 | up | Server NIC
GA-DC-011-MMR-SW-02 | Ethernet18 | 10G SFP+ | 10000 | up | Server NIC
GA-DC-011-MMR-SW-02 | Ethernet19 | 10G SFP+ | 10000 | up | Server NIC
GA-DC-011-MMR-SW-02 | Ethernet20 | 10G SFP+ | 10000 | admin-down
GA-DC-011-MMR-SW-02 | Ethernet21 | 10G SFP+ | 10000 | up | Server NIC
GA-DC-011-MMR-SW-02 | Ethernet22 | 10G SFP+ | 10000 | up | Server NIC
GA-DC-011-MMR-SW-02 | Ethernet23 | 10G SFP+ | 10000 | up | Server NIC
GA-DC-011-MMR-SW-02 | Ethernet24 | 10G SFP+ | 10000 | up | Server NIC
GA-DC-011-MMR-SW-02 | Ethernet25 | 10G SFP+ | 10000 | up | Server NIC
GA-DC-011-MMR-SW-02 | Ethernet26 | 10G SFP+ | 10000 | up | Server NIC
GA-DC-011-MMR-SW-02 | Ethernet27 | 10G SFP+ | 10000 | up | Server NIC
GA-DC-011-MMR-SW-02 | Ethernet28 | 10G SFP+ | 10000 | admin-down
GA-DC-011-MMR-SW-02 | Ethernet29 | 10G SFP+ | 10000 | up | Server NIC
GA-DC-011-MMR-SW-02 | Ethernet30 | 10G SFP+ | 10000 | up | Server NIC
GA-DC-011-MMR-SW-02 | Ethernet31 | 10G SFP+ | 10000 | up | Server NIC
GA-DC-011-MMR-SW-02 | Ethernet32 | 10G SFP+ | 10000 | up | Server NIC
GA-DC-011-MMR-SW-02 | Ethernet33 | 10G SFP+ | 10000 | up | Server NIC
GA-DC-011-MMR-SW-02 | Ethernet34 | 10G SFP+ | 10000 | admin-down
GA-DC-011-MMR-SW-02 | Ethernet35 | 10G SFP+ | 10000 | up | Server NIC
GA-DC-011-MMR-SW-02 | Ethernet36 | 10G SFP+ | 10000 | up | Server NIC
GA-DC-011-MMR-SW-02 | Ethernet37 | 10G SFP+ | 10000 | up | Server NIC
GA-DC-011-MMR-SW-02 | Ethernet38 | 10G SFP+ | 10000 | up | Server NIC
GA-DC-011-MMR-SW-02 | Ethernet39 | 10G SFP+ | 10000 | up | Server NIC
GA-DC-011-MMR-SW-02 | Ethernet40 | 10G SFP+ | 10000 | up | Server NIC
GA-DC-011-MMR-SW-02 | Ethernet41 | 10G SFP+ | 10000 | up | Server NIC
GA-DC-011-MMR-SW-02 | Ethernet42 | 10G SFP+ | 10000 | up | Server NIC
GA-DC-011-MMR-SW-02 | Ethernet43 | 10G SFP+ | 10000 | up | Server NIC
GA-DC-011-MMR-SW-02 | Ethernet44 | 10G SFP+ | 10000 | up | Server NIC
GA-DC-011-MMR-SW-02 | Ethernet45 | 10G SFP+ | 10000 | reserved
GA-DC-011-MMR-SW-02 | Ethernet46 | 10G SFP+ | 10000 | up | Server NIC
GA-DC-011-MMR-SW-02 | Ethernet47 | 10G SFP+ | 10000 | up | Server NIC
GA-DC-011-MMR-SW-02 | Ethernet48 | 10G SFP+ | 10000 | up | Server NIC
GA-DC-011-MMR-SW-02 | Ethernet49/1 | 100G QSFP28 | 100000 | up | Uplink to GA-DC-011-AGG-R02 | QSFP28-100G-LR4
GA-DC-011-MMR-SW-02 | Ethernet49/2 | 100G QSFP28 | 100000 | up | Uplink to GA-DC-011-AGG-R01 | QSFP28-100G-LR4
GA-DC-011-MMR-SW-02 | Ethernet49/3 | 100G QSFP28 | 100000 | admin-down
GA-DC-011-MMR-SW-02 | Ethernet49/4 | 100G QSFP28 | 100000 | admin-down
GA-DC-011-MMR-SW-03 | Ethernet1 | 10G SFP+ | 10000 | up | Access to GA-DC-011-TOR-002 | SFP-10G-LR
GA-DC-011-MMR-SW-03 | Ethernet2 | 10G SFP+ | 10000 | up | Access to GA-DC-011-TOR-003 | SFP-10G-LR
GA-DC-011-MMR-SW-03 | Ethernet3 | 10G SFP+ | 10000 | up | Server NIC
GA-DC-011-MMR-SW-03 | Ethernet4 | 10G SFP+ | 10000 | up | Server NIC
GA-DC-011-MMR-SW-03 | Ethernet5 | 10G SFP+ | 10000 | admin-down
GA-DC-011-MMR-SW-03 | Ethernet6 | 10G SFP+ | 10000 | up | Server NIC
GA-DC-011-MMR-SW-03 | Ethernet7 | 10G SFP+ | 10000 | admin-down
GA-DC-011-MMR-SW-03 | Ethernet8 | 10G SFP+ | 10000 | up | Server NIC
GA-DC-011-MMR-SW-03 | Ethernet9 | 10G SFP+ | 10000 | up | Server NIC
GA-DC-011-MMR-SW-03 | Ethernet10 | 10G SFP+ | 10000 | up | Server NIC
GA-DC-011-MMR-SW-03 | Ethernet11 | 10G SFP+ | 10000 | up | Server NIC
GA-DC-011-MMR-SW-03 | Ethernet12 | 10G SFP+ | 10000 | up | Server NIC
GA-DC-011-MMR-SW-03 | Ethernet13 | 10G SFP+ | 10000 | up | Server NIC
GA-DC-011-MMR-SW-03 | Ethernet14 | 10G SFP+ | 10000 | admin-down
GA-DC-011-MMR-SW-03 | Ethernet15 | 10G SFP+ | 10000 | admin-down
GA-DC-011-MMR-SW-03 | Ethernet16 | 10G SFP+ | 10000 | admin-down
GA-DC-011-MMR-SW-03 | Ethernet17 | 10G SFP+ | 10000 | up | Server NIC
GA-DC-011-MMR-SW-03 | Ethernet18 | 10G SFP+ | 10000 | up | Server NIC
GA-DC-011-MMR-SW-03 | Ethernet19 | 10G SFP+ | 10000 | up | Server NIC
GA-DC-011-MMR-SW-03 | Ethernet20 | 10G SFP+ | 10000 | up | Server NIC
GA-DC-011-MMR-SW-03 | Ethernet21 | 10G SFP+ | 10000 | up | Server NIC
GA-DC-011-MMR-SW-03 | Ethernet22 | 10G SFP+ | 10000 | up | Server NIC
GA-DC-011-MMR-SW-03 | Ethernet23 | 10G SFP+ | 10000 | up | Server NIC
GA-DC-011-MMR-SW-03 | Ethernet24 | 10G SFP+ | 10000 | up | Server NIC
GA-DC-011-MMR-SW-03 | Ethernet25 | 10G SFP+ | 10000 | up | Server NIC
GA-DC-011-MMR-SW-03 | Ethernet26 | 10G SFP+ | 10000 | admin-down
GA-DC-011-MMR-SW-03 | Ethernet27 | 10G SFP+ | 10000 | up | Server NIC
GA-DC-011-MMR-SW-03 | Ethernet28 | 10G SFP+ | 10000 | admin-down
GA-DC-011-MMR-SW-03 | Ethernet29 | 10G SFP+ | 10000 | up | Server NIC
GA-DC-011-MMR-SW-03 | Ethernet30 | 10G SFP+ | 10000 | admin-down
GA-DC-011-MMR-SW-03 | Ethernet31 | 10G SFP+ | 10000 | up | Server NIC
GA-DC-011-MMR-SW-03 | Ethernet32 | 10G SFP+ | 10000 | admin-down
GA-DC-011-MMR-SW-03 | Ethernet33 | 10G SFP+ | 10000 | admin-down
GA-DC-011-MMR-SW-03 | Ethernet34 | 10G SFP+ | 10000 | up | Server NIC
GA-DC-011-MMR-SW-03 | Ethernet35 | 10G SFP+ | 10000 | admin-down
GA-DC-011-MMR-SW-03 | Ethernet36 | 10G SFP+ | 10000 | up | Server NIC
GA-DC-011-MMR-SW-03 | Ethernet37 | 10G SFP+ | 10000 | up | Server NIC
GA-DC-011-MMR-SW-03 | Ethernet38 | 10G SFP+ | 10000 | up | Server NIC
GA-DC-011-MMR-SW-03 | Ethernet39 | 10G SFP+ | 10000 | up | Server NIC
GA-DC-011-MMR-SW-03 | Ethernet40 | 10G SFP+ | 10000 | up | Server NIC
GA-DC-011-MMR-SW-03 | Ethernet41 | 10G SFP+ | 10000 | up | Server NIC
GA-DC-011-MMR-SW-03 | Ethernet42 | 10G SFP+ | 10000 | up | Server NIC
GA-DC-011-MMR-SW-03 | Ethernet43 | 10G SFP+ | 10000 | up | Server NIC
GA-DC-011-MMR-SW-03 | Ethernet44 | 10G SFP+ | 10000 | admin-down
GA-DC-011-MMR-SW-03 | Ethernet45 | 10G SFP+ | 10000 | up | Server NIC
GA-DC-011-MMR-SW-03 | Ethernet46 | 10G SFP+ | 10000 | admin-down
GA-DC-011-MMR-SW-03 | Ethernet47 | 10G SFP+ | 10000 | admin-down
GA-DC-011-MMR-SW-03 | Ethernet48 | 10G SFP+ | 10000 | up | Server NIC
GA-DC-011-MMR-SW-03 | Ethernet49/1 | 100G QSFP28 | 100000 | up | Uplink to GA-DC-011-AGG-R01 | QSFP28-100G-LR4
GA-DC-011-MMR-SW-03 | Ethernet49/2 | 100G QSFP28 | 100000 | up | Uplink to GA-DC-011-AGG-R02 | QSFP28-100G-LR4
GA-DC-011-MMR-SW-03 | Ethernet49/3 | 100G QSFP28 | 100000 | admin-down
GA-DC-011-MMR-SW-03 | Ethernet49/4 | 100G QSFP28 | 100000 | admin-down
GA-DC-011-MMR-SW-04 | Te0/0/0/0 | 10G SFP+ | 10000 | up | Access to GA-DC-011-TOR-003 | SFP-10G-LR
GA-DC-011-MMR-SW-04 | Te0/0/0/1 | 10G SFP+ | 10000 | up | Access to GA-DC-011-TOR-004 | SFP-10G-LR
GA-DC-011-MMR-SW-04 | Te0/0/0/2 | 10G SFP+ | 10000 | admin-down
GA-DC-011-MMR-SW-04 | Te0/0/0/3 | 10G SFP+ | 10000 | up | Server NIC
GA-DC-011-MMR-SW-04 | Te0/0/0/4 | 10G SFP+ | 10000 | up | Server NIC
GA-DC-011-MMR-SW-04 | Te0/0/0/5 | 10G SFP+ | 10000 | up | Server NIC
GA-DC-011-MMR-SW-04 | Te0/0/0/6 | 10G SFP+ | 10000 | up | Server NIC
GA-DC-011-MMR-SW-04 | Te0/0/0/7 | 10G SFP+ | 10000 | up | Server NIC
GA-DC-011-MMR-SW-04 | Te0/0/0/8 | 10G SFP+ | 10000 | admin-down
GA-DC-011-MMR-SW-04 | Te0/0/0/9 | 10G SFP+ | 10000 | up | Server NIC
GA-DC-011-MMR-SW-04 | Te0/0/0/10 | 10G SFP+ | 10000 | up | Server NIC
GA-DC-011-MMR-SW-04 | Te0/0/0/11 | 10G SFP+ | 10000 | admin-down
GA-DC-011-MMR-SW-04 | Te0/0/0/12 | 10G SFP+ | 10000 | admin-down
GA-DC-011-MMR-SW-04 | Te0/0/0/13 | 10G SFP+ | 10000 | admin-down
GA-DC-011-MMR-SW-04 | Te0/0/0/14 | 10G SFP+ | 10000 | admin-down
GA-DC-011-MMR-SW-04 | Te0/0/0/15 | 10G SFP+ | 10000 | admin-down
GA-DC-011-MMR-SW-04 | Te0/0/0/16 | 10G SFP+ | 10000 | up | Server NIC
GA-DC-011-MMR-SW-04 | Te0/0/0/17 | 10G SFP+ | 10000 | up | Server NIC
GA-DC-011-MMR-SW-04 | Te0/0/0/18 | 10G SFP+ | 10000 | admin-down
GA-DC-011-MMR-SW-04 | Te0/0/0/19 | 10G SFP+ | 10000 | admin-down
GA-DC-011-MMR-SW-04 | Te0/0/0/20 | 10G SFP+ | 10000 | up | Server NIC
GA-DC-011-MMR-SW-04 | Te0/0/0/21 | 10G SFP+ | 10000 | up | Server NIC
GA-DC-011-MMR-SW-04 | Te0/0/0/22 | 10G SFP+ | 10000 | admin-down
GA-DC-011-MMR-SW-04 | Te0/0/0/23 | 10G SFP+ | 10000 | up | Server NIC
GA-DC-011-MMR-SW-04 | Te0/0/0/24 | 10G SFP+ | 10000 | up | Server NIC
GA-DC-011-MMR-SW-04 | Te0/0/0/25 | 10G SFP+ | 10000 | admin-down
GA-DC-011-MMR-SW-04 | Te0/0/0/26 | 10G SFP+ | 10000 | up | Server NIC
GA-DC-011-MMR-SW-04 | Te0/0/0/27 | 10G SFP+ | 10000 | up | Server NIC
GA-DC-011-MMR-SW-04 | Te0/0/0/28 | 10G SFP+ | 10000 | admin-down
GA-DC-011-MMR-SW-04 | Te0/0/0/29 | 10G SFP+ | 10000 | admin-down
GA-DC-011-MMR-SW-04 | Te0/0/0/30 | 10G SFP+ | 10000 | up | Server NIC
GA-DC-011-MMR-SW-04 | Te0/0/0/31 | 10G SFP+ | 10000 | up | Server NIC
GA-DC-011-MMR-SW-04 | Te0/0/0/32 | 10G SFP+ | 10000 | up | Server NIC
GA-DC-011-MMR-SW-04 | Te0/0/0/33 | 10G SFP+ | 10000 | up | Server NIC
GA-DC-011-MMR-SW-04 | Te0/0/0/34 | 10G SFP+ | 10000 | up | Server NIC
GA-DC-011-MMR-SW-04 | Te0/0/0/35 | 10G SFP+ | 10000 | up | Server NIC
GA-DC-011-MMR-SW-04 | Te0/0/0/36 | 10G SFP+ | 10000 | admin-down
GA-DC-011-MMR-SW-04 | Te0/0/0/37 | 10G SFP+ | 10000 | admin-down
GA-DC-011-MMR-SW-04 | Te0/0/0/38 | 10G SFP+ | 10000 | up | Server NIC
GA-DC-011-MMR-SW-04 | Te0/0/0/39 | 10G SFP+ | 10000 | up | Server NIC
GA-DC-011-MMR-SW-04 | Te0/0/0/40 | 10G SFP+ | 10000 | up | Server NIC
GA-DC-011-MMR-SW-04 | Te0/0/0/41 | 10G SFP+ | 10000 | up | Server NIC
GA-DC-011-MMR-SW-04 | Te0/0/0/42 | 10G SFP+ | 10000 | admin-down
GA-DC-011-MMR-SW-04 | Te0/0/0/43 | 10G SFP+ | 10000 | up | Server NIC
GA-DC-011-MMR-SW-04 | Te0/0/0/44 | 10G SFP+ | 10000 | up | Server NIC
GA-DC-011-MMR-SW-04 | Te0/0/0/45 | 10G SFP+ | 10000 | up | Server NIC
GA-DC-011-MMR-SW-04 | Te0/0/0/46 | 10G SFP+ | 10000 | up | Server NIC
GA-DC-011-MMR-SW-04 | Te0/0/0/47 | 10G SFP+ | 10000 | up | Server NIC
GA-DC-011-MMR-SW-04 | Hu0/0/1/0 | 100G QSFP28 | 100000 | up | Uplink to GA-DC-011-AGG-R02 | QSFP28-100G-LR4
GA-DC-011-MMR-SW-04 | Hu0/0/1/1 | 100G QSFP28 | 100000 | up | Uplink to GA-DC-011-AGG-R01 | QSFP28-100G-LR4
GA-DC-011-MMR-SW-04 | Hu0/0/1/2 | 100G QSFP28 | 100000 | admin-down
GA-DC-011-MMR-SW-04 | Hu0/0/1/3 | 100G QSFP28 | 100000 | admin-down
GA-DC-011-MMR-SW-05 | Te0/0/0/0 | 10G SFP+ | 10000 | up | Access to GA-DC-011-TOR-004 | SFP-10G-LR
GA-DC-011-MMR-SW-05 | Te0/0/0/1 | 10G SFP+ | 10000 | up | Access to GA-DC-011-TOR-005 | SFP-10G-LR
GA-DC-011-MMR-SW-05 | Te0/0/0/2 | 10G SFP+ | 10000 | admin-down
GA-DC-011-MMR-SW-05 | Te0/0/0/3 | 10G SFP+ | 10000 | admin-down
GA-DC-011-MMR-SW-05 | Te0/0/0/4 | 10G SFP+ | 10000 | up | Server NIC
GA-DC-011-MMR-SW-05 | Te0/0/0/5 | 10G SFP+ | 10000 | up | Server NIC
GA-DC-011-MMR-SW-05 | Te0/0/0/6 | 10G SFP+ | 10000 | up | Server NIC
GA-DC-011-MMR-SW-05 | Te0/0/0/7 | 10G SFP+ | 10000 | reserved
GA-DC-011-MMR-SW-05 | Te0/0/0/8 | 10G SFP+ | 10000 | up | Server NIC
GA-DC-011-MMR-SW-05 | Te0/0/0/9 | 10G SFP+ | 10000 | up | Server NIC
GA-DC-011-MMR-SW-05 | Te0/0/0/10 | 10G SFP+ | 10000 | admin-down
GA-DC-011-MMR-SW-05 | Te0/0/0/11 | 10G SFP+ | 10000 | up | Server NIC
GA-DC-011-MMR-SW-05 | Te0/0/0/12 | 10G SFP+ | 10000 | up | Server NIC
GA-DC-011-MMR-SW-05 | Te0/0/0/13 | 10G SFP+ | 10000 | admin-down
GA-DC-011-MMR-SW-05 | Te0/0/0/14 | 10G SFP+ | 10000 | up | Server NIC
GA-DC-011-MMR-SW-05 | Te0/0/0/15 | 10G SFP+ | 10000 | up | Server NIC
GA-DC-011-MMR-SW-05 | Te0/0/0/16 | 10G SFP+ | 10000 | up | Server NIC
GA-DC-011-MMR-SW-05 | Te0/0/0/17 | 10G SFP+ | 10000 | up | Server NIC
GA-DC-011-MMR-SW-05 | Te0/0/0/18 | 10G SFP+ | 10000 | up | Server NIC
GA-DC-011-MMR-SW-05 | Te0/0/0/19 | 10G SFP+ | 10000 | up | Server NIC
GA-DC-011-MMR-SW-05 | Te0/0/0/20 | 10G SFP+ | 10000 | reserved
GA-DC-011-MMR-SW-05 | Te0/0/0/21 | 10G SFP+ | 10000 | admin-down
GA-DC-011-MMR-SW-05 | Te0/0/0/22 | 10G SFP+ | 10000 | up | Server NIC
GA-DC-011-MMR-SW-05 | Te0/0/0/23 | 10G SFP+ | 10000 | admin-down
GA-DC-011-MMR-SW-05 | Te0/0/0/24 | 10G SFP+ | 10000 | admin-down
GA-DC-011-MMR-SW-05 | Te0/0/0/25 | 10G SFP+ | 10000 | up | Server NIC
GA-DC-011-MMR-SW-05 | Te0/0/0/26 | 10G SFP+ | 10000 | admin-down
GA-DC-011-MMR-SW-05 | Te0/0/0/27 | 10G SFP+ | 10000 | up | Server NIC
GA-DC-011-MMR-SW-05 | Te0/0/0/28 | 10G SFP+ | 10000 | up | Server NIC
GA-DC-011-MMR-SW-05 | Te0/0/0/29 | 10G SFP+ | 10000 | up | Server NIC
GA-DC-011-MMR-SW-05 | Te0/0/0/30 | 10G SFP+ | 10000 | up | Server NIC
GA-DC-011-MMR-SW-05 | Te0/0/0/31 | 10G SFP+ | 10000 | up | Server NIC
GA-DC-011-MMR-SW-05 | Te0/0/0/32 | 10G SFP+ | 10000 | up | Server NIC
GA-DC-011-MMR-SW-05 | Te0/0/0/33 | 10G SFP+ | 10000 | up | Server NIC
GA-DC-011-MMR-SW-05 | Te0/0/0/34 | 10G SFP+ | 10000 | up | Server NIC
GA-DC-011-MMR-SW-05 | Te0/0/0/35 | 10G SFP+ | 10000 | up | Server NIC
GA-DC-011-MMR-SW-05 | Te0/0/0/36 | 10G SFP+ | 10000 | up | Server NIC
GA-DC-011-MMR-SW-05 | Te0/0/0/37 | 10G SFP+ | 10000 | up | Server NIC
GA-DC-011-MMR-SW-05 | Te0/0/0/38 | 10G SFP+ | 10000 | admin-down
GA-DC-011-MMR-SW-05 | Te0/0/0/39 | 10G SFP+ | 10000 | up | Server NIC
GA-DC-011-MMR-SW-05 | Te0/0/0/40 | 10G SFP+ | 10000 | admin-down
GA-DC-011-MMR-SW-05 | Te0/0/0/41 | 10G SFP+ | 10000 | admin-down
GA-DC-011-MMR-SW-05 | Te0/0/0/42 | 10G SFP+ | 10000 | up | Server NIC
GA-DC-011-MMR-SW-05 | Te0/0/0/43 | 10G SFP+ | 10000 | admin-down
GA-DC-011-MMR-SW-05 | Te0/0/0/44 | 10G SFP+ | 10000 | up | Server NIC
GA-DC-011-MMR-SW-05 | Te0/0/0/45 | 10G SFP+ | 10000 | up | Server NIC
GA-DC-011-MMR-SW-05 | Te0/0/0/46 | 10G SFP+ | 10000 | admin-down
GA-DC-011-MMR-SW-05 | Te0/0/0/47 | 10G SFP+ | 10000 | admin-down
GA-DC-011-MMR-SW-05 | Hu0/0/1/0 | 100G QSFP28 | 100000 | up | Uplink to GA-DC-011-AGG-R01 | QSFP28-100G-LR4
GA-DC-011-MMR-SW-05 | Hu0/0/1/1 | 100G QSFP28 | 100000 | up | Uplink to GA-DC-011-AGG-R02 | QSFP28-100G-LR4
GA-DC-011-MMR-SW-05 | Hu0/0/1/2 | 100G QSFP28 | 100000 | admin-down
GA-DC-011-MMR-SW-05 | Hu0/0/1/3 | 100G QSFP28 | 100000 | reserved
GA-DC-011-MMR-SW-06 | xe-0/0/0 | 10G SFP+ | 10000 | up | Access to GA-DC-011-TOR-005 | SFP-10G-LR
GA-DC-011-MMR-SW-06 | xe-0/0/1 | 10G SFP+ | 10000 | admin-down
GA-DC-011-MMR-SW-06 | xe-0/0/2 | 10G SFP+ | 10000 | up | Server NIC
GA-DC-011-MMR-SW-06 | xe-0/0/3 | 10G SFP+ | 10000 | admin-down
GA-DC-011-MMR-SW-06 | xe-0/0/4 | 10G SFP+ | 10000 | up | Server NIC
GA-DC-011-MMR-SW-06 | xe-0/0/5 | 10G SFP+ | 10000 | reserved
GA-DC-011-MMR-SW-06 | xe-0/0/6 | 10G SFP+ | 10000 | admin-down
GA-DC-011-MMR-SW-06 | xe-0/0/7 | 10G SFP+ | 10000 | up | Server NIC
GA-DC-011-MMR-SW-06 | xe-0/0/8 | 10G SFP+ | 10000 | admin-down
GA-DC-011-MMR-SW-06 | xe-0/0/9 | 10G SFP+ | 10000 | up | Server NIC
GA-DC-011-MMR-SW-06 | xe-0/0/10 | 10G SFP+ | 10000 | admin-down
GA-DC-011-MMR-SW-06 | xe-0/0/11 | 10G SFP+ | 10000 | up | Server NIC
GA-DC-011-MMR-SW-06 | xe-0/0/12 | 10G SFP+ | 10000 | admin-down
GA-DC-011-MMR-SW-06 | xe-0/0/13 | 10G SFP+ | 10000 | up | Server NIC
GA-DC-011-MMR-SW-06 | xe-0/0/14 | 10G SFP+ | 10000 | admin-down
GA-DC-011-MMR-SW-06 | xe-0/0/15 | 10G SFP+ | 10000 | up | Server NIC
GA-DC-011-MMR-SW-06 | xe-0/0/16 | 10G SFP+ | 10000 | up | Server NIC
GA-DC-011-MMR-SW-06 | xe-0/0/17 | 10G SFP+ | 10000 | up | Server NIC
GA-DC-011-MMR-SW-06 | xe-0/0/18 | 10G SFP+ | 10000 | up | Server NIC
GA-DC-011-MMR-SW-06 | xe-0/0/19 | 10G SFP+ | 10000 | up | Server NIC
GA-DC-011-MMR-SW-06 | xe-0/0/20 | 10G SFP+ | 10000 | up | Server NIC
GA-DC-011-MMR-SW-06 | xe-0/0/21 | 10G SFP+ | 10000 | up | Server NIC
GA-DC-011-MMR-SW-06 | xe-0/0/22 | 10G SFP+ | 10000 | up | Server NIC
GA-DC-011-MMR-SW-06 | xe-0/0/23 | 10G SFP+ | 10000 | up | Server NIC
GA-DC-011-MMR-SW-06 | xe-0/0/24 | 10G SFP+ | 10000 | admin-down
GA-DC-011-MMR-SW-06 | xe-0/0/25 | 10G SFP+ | 10000 | up | Server NIC
GA-DC-011-MMR-SW-06 | xe-0/0/26 | 10G SFP+ | 10000 | up | Server NIC
GA-DC-011-MMR-SW-06 | xe-0/0/27 | 10G SFP+ | 10000 | admin-down
GA-DC-011-MMR-SW-06 | xe-0/0/28 | 10G SFP+ | 10000 | up | Server NIC
GA-DC-011-MMR-SW-06 | xe-0/0/29 | 10G SFP+ | 10000 | up | Server NIC
GA-DC-011-MMR-SW-06 | xe-0/0/30 | 10G SFP+ | 10000 | up | Server NIC
GA-DC-011-MMR-SW-06 | xe-0/0/31 | 10G SFP+ | 10000 | up | Server NIC
GA-DC-011-MMR-SW-06 | xe-0/0/32 | 10G SFP+ | 10000 | up | Server NIC
GA-DC-011-MMR-SW-06 | xe-0/0/33 | 10G SFP+ | 10000 | up | Server NIC
GA-DC-011-MMR-SW-06 | xe-0/0/34 | 10G SFP+ | 10000 | up | Server NIC
GA-DC-011-MMR-SW-06 | xe-0/0/35 | 10G SFP+ | 10000 | up | Server NIC
GA-DC-011-MMR-SW-06 | xe-0/0/36 | 10G SFP+ | 10000 | up | Server NIC
GA-DC-011-MMR-SW-06 | xe-0/0/37 | 10G SFP+ | 10000 | up | Server NIC
GA-DC-011-MMR-SW-06 | xe-0/0/38 | 10G SFP+ | 10000 | up | Server NIC
GA-DC-011-MMR-SW-06 | xe-0/0/39 | 10G SFP+ | 10000 | admin-down
GA-DC-011-MMR-SW-06 | xe-0/0/40 | 10G SFP+ | 10000 | up | Server NIC
GA-DC-011-MMR-SW-06 | xe-0/0/41 | 10G SFP+ | 10000 | up | Server NIC
GA-DC-011-MMR-SW-06 | xe-0/0/42 | 10G SFP+ | 10000 | up | Server NIC
GA-DC-011-MMR-SW-06 | xe-0/0/43 | 10G SFP+ | 10000 | up | Server NIC
GA-DC-011-MMR-SW-06 | xe-0/0/44 | 10G SFP+ | 10000 | up | Server NIC
GA-DC-011-MMR-SW-06 | xe-0/0/45 | 10G SFP+ | 10000 | admin-down
GA-DC-011-MMR-SW-06 | xe-0/0/46 | 10G SFP+ | 10000 | up | Server NIC
GA-DC-011-MMR-SW-06 | xe-0/0/47 | 10G SFP+ | 10000 | up | Server NIC
GA-DC-011-MMR-SW-06 | et-0/1/0 | 100G QSFP28 | 100000 | up | Uplink to GA-DC-011-AGG-R02 | QSFP28-100G-LR4
GA-DC-011-MMR-SW-06 | et-0/1/1 | 100G QSFP28 | 100000 | up | Uplink to GA-DC-011-AGG-R01 | QSFP28-100G-LR4
GA-DC-011-MMR-SW-06 | et-0/1/2 | 100G QSFP28 | 100000 | admin-down
GA-DC-011-MMR-SW-06 | et-0/1/3 | 100G QSFP28 | 100000 | admin-down
GA-DC-011-TOR-001 | xe-0/0/0 | 10G SFP+ | 10000 | up | Access to GA-DC-011-MMR-SW-01 | SFP-10G-LR
GA-DC-011-TOR-001 | xe-0/0/1 | 10G SFP+ | 10000 | up | Access to GA-DC-011-MMR-SW-02 | SFP-10G-LR
GA-DC-011-TOR-001 | xe-0/0/2 | 10G SFP+ | 10000 | up | Server NIC
GA-DC-011-TOR-001 | xe-0/0/3 | 10G SFP+ | 10000 | up | Server NIC
GA-DC-011-TOR-001 | xe-0/0/4 | 10G SFP+ | 10000 | admin-down
GA-DC-011-TOR-001 | xe-0/0/5 | 10G SFP+ | 10000 | admin-down
GA-DC-011-TOR-001 | xe-0/0/6 | 10G SFP+ | 10000 | up | Server NIC
GA-DC-011-TOR-001 | xe-0/0/7 | 10G SFP+ | 10000 | admin-down
GA-DC-011-TOR-001 | xe-0/0/8 | 10G SFP+ | 10000 | admin-down
GA-DC-011-TOR-001 | xe-0/0/9 | 10G SFP+ | 10000 | admin-down
GA-DC-011-TOR-001 | xe-0/0/10 | 10G SFP+ | 10000 | admin-down
GA-DC-011-TOR-001 | xe-0/0/11 | 10G SFP+ | 10000 | up | Server NIC
GA-DC-011-TOR-001 | xe-0/0/12 | 10G SFP+ | 10000 | up | Server NIC
GA-DC-011-TOR-001 | xe-0/0/13 | 10G SFP+ | 10000 | admin-down
GA-DC-011-TOR-001 | xe-0/0/14 | 10G SFP+ | 10000 | up | Server NIC
GA-DC-011-TOR-001 | xe-0/0/15 | 10G SFP+ | 10000 | admin-down
GA-DC-011-TOR-001 | xe-0/0/16 | 10G SFP+ | 10000 | up | Server NIC
GA-DC-011-TOR-001 | xe-0/0/17 | 10G SFP+ | 10000 | admin-down
GA-DC-011-TOR-001 | xe-0/0/18 | 10G SFP+ | 10000 | admin-down
GA-DC-011-TOR-001 | xe-0/0/19 | 10G SFP+ | 10000 | admin-down
GA-DC-011-TOR-001 | xe-0/0/20 | 10G SFP+ | 10000 | admin-down
GA-DC-011-TOR-001 | xe-0/0/21 | 10G SFP+ | 10000 | admin-down
GA-DC-011-TOR-001 | xe-0/0/22 | 10G SFP+ | 10000 | up | Server NIC
GA-DC-011-TOR-001 | xe-0/0/23 | 10G SFP+ | 10000 | up | Server NIC
GA-DC-011-TOR-001 | et-0/1/0 | 100G QSFP28 | 100000 | admin-down
GA-DC-011-TOR-001 | et-0/1/1 | 100G QSFP28 | 100000 | admin-down
GA-DC-011-TOR-002 | Ethernet1 | 10G SFP+ | 10000 | up | Access to GA-DC-011-MMR-SW-02 | SFP-10G-LR
GA-DC-011-TOR-002 | Ethernet2 | 10G SFP+ | 10000 | up | Access to GA-DC-011-MMR-SW-03 | SFP-10G-LR
GA-DC-011-TOR-002 | Ethernet3 | 10G SFP+ | 10000 | up | Server NIC
GA-DC-011-TOR-002 | Ethernet4 | 10G SFP+ | 10000 | admin-down
GA-DC-011-TOR-002 | Ethernet5 | 10G SFP+ | 10000 | up | Server NIC
GA-DC-011-TOR-002 | Ethernet6 | 10G SFP+ | 10000 | up | Server NIC
GA-DC-011-TOR-002 | Ethernet7 | 10G SFP+ | 10000 | up | Server NIC
GA-DC-011-TOR-002 | Ethernet8 | 10G SFP+ | 10000 | up | Server NIC
GA-DC-011-TOR-002 | Ethernet9 | 10G SFP+ | 10000 | up | Server NIC
GA-DC-011-TOR-002 | Ethernet10 | 10G SFP+ | 10000 | up | Server NIC
GA-DC-011-TOR-002 | Ethernet11 | 10G SFP+ | 10000 | up | Server NIC
GA-DC-011-TOR-002 | Ethernet12 | 10G SFP+ | 10000 | admin-down
GA-DC-011-TOR-002 | Ethernet13 | 10G SFP+ | 10000 | admin-down
GA-DC-011-TOR-002 | Ethernet14 | 10G SFP+ | 10000 | up | Server NIC
GA-DC-011-TOR-002 | Ethernet15 | 10G SFP+ | 10000 | up | Server NIC
GA-DC-011-TOR-002 | Ethernet16 | 10G SFP+ | 10000 | up | Server NIC
GA-DC-011-TOR-002 | Ethernet17 | 10G SFP+ | 10000 | up | Server NIC
GA-DC-011-TOR-002 | Ethernet18 | 10G SFP+ | 10000 | up | Server NIC
GA-DC-011-TOR-002 | Ethernet19 | 10G SFP+ | 10000 | reserved
GA-DC-011-TOR-002 | Ethernet20 | 10G SFP+ | 10000 | up | Server NIC
GA-DC-011-TOR-002 | Ethernet21 | 10G SFP+ | 10000 | up | Server NIC
GA-DC-011-TOR-002 | Ethernet22 | 10G SFP+ | 10000 | up | Server NIC
GA-DC-011-TOR-002 | Ethernet23 | 10G SFP+ | 10000 | admin-down
GA-DC-011-TOR-002 | Ethernet24 | 10G SFP+ | 10000 | up | Server NIC
GA-DC-011-TOR-002 | Ethernet49/1 | 100G QSFP28 | 100000 | admin-down
GA-DC-011-TOR-002 | Ethernet49/2 | 100G QSFP28 | 100000 | admin-down
GA-DC-011-TOR-003 | Te0/0/0/0 | 10G SFP+ | 10000 | up | Access to GA-DC-011-MMR-SW-03 | SFP-10G-LR
GA-DC-011-TOR-003 | Te0/0/0/1 | 10G SFP+ | 10000 | up | Access to GA-DC-011-MMR-SW-04 | SFP-10G-LR
GA-DC-011-TOR-003 | Te0/0/0/2 | 10G SFP+ | 10000 | up | Server NIC
GA-DC-011-TOR-003 | Te0/0/0/3 | 10G SFP+ | 10000 | admin-down
GA-DC-011-TOR-003 | Te0/0/0/4 | 10G SFP+ | 10000 | up | Server NIC
GA-DC-011-TOR-003 | Te0/0/0/5 | 10G SFP+ | 10000 | up | Server NIC
GA-DC-011-TOR-003 | Te0/0/0/6 | 10G SFP+ | 10000 | up | Server NIC
GA-DC-011-TOR-003 | Te0/0/0/7 | 10G SFP+ | 10000 | up | Server NIC
GA-DC-011-TOR-003 | Te0/0/0/8 | 10G SFP+ | 10000 | up | Server NIC
GA-DC-011-TOR-003 | Te0/0/0/9 | 10G SFP+ | 10000 | up | Server NIC
GA-DC-011-TOR-003 | Te0/0/0/10 | 10G SFP+ | 10000 | up | Server NIC
GA-DC-011-TOR-003 | Te0/0/0/11 | 10G SFP+ | 10000 | up | Server NIC
GA-DC-011-TOR-003 | Te0/0/0/12 | 10G SFP+ | 10000 | admin-down
GA-DC-011-TOR-003 | Te0/0/0/13 | 10G SFP+ | 10000 | up | Server NIC
GA-DC-011-TOR-003 | Te0/0/0/14 | 10G SFP+ | 10000 | up | Server NIC
GA-DC-011-TOR-003 | Te0/0/0/15 | 10G SFP+ | 10000 | up | Server NIC
GA-DC-011-TOR-003 | Te0/0/0/16 | 10G SFP+ | 10000 | up | Server NIC
GA-DC-011-TOR-003 | Te0/0/0/17 | 10G SFP+ | 10000 | up | Server NIC
GA-DC-011-TOR-003 | Te0/0/0/18 | 10G SFP+ | 10000 | admin-down
GA-DC-011-TOR-003 | Te0/0/0/19 | 10G SFP+ | 10000 | admin-down
GA-DC-011-TOR-003 | Te0/0/0/20 | 10G SFP+ | 10000 | up | Server NIC
GA-DC-011-TOR-003 | Te0/0/0/21 | 10G SFP+ | 10000 | up | Server NIC
GA-DC-011-TOR-003 | Te0/0/0/22 | 10G SFP+ | 10000 | up | Server NIC
GA-DC-011-TOR-003 | Te0/0/0/23 | 10G SFP+ | 10000 | up | Server NIC
GA-DC-011-TOR-003 | Hu0/0/1/0 | 100G QSFP28 | 100000 | admin-down
GA-DC-011-TOR-003 | Hu0/0/1/1 | 100G QSFP28 | 100000 | admin-down
GA-DC-011-TOR-004 | Te0/0/0/0 | 10G SFP+ | 10000 | up | Access to GA-DC-011-MMR-SW-04 | SFP-10G-LR
GA-DC-011-TOR-004 | Te0/0/0/1 | 10G SFP+ | 10000 | up | Access to GA-DC-011-MMR-SW-05 | SFP-10G-LR
GA-DC-011-TOR-004 | Te0/0/0/2 | 10G SFP+ | 10000 | up | Server NIC
GA-DC-011-TOR-004 | Te0/0/0/3 | 10G SFP+ | 10000 | admin-down
GA-DC-011-TOR-004 | Te0/0/0/4 | 10G SFP+ | 10000 | up | Server NIC
GA-DC-011-TOR-004 | Te0/0/0/5 | 10G SFP+ | 10000 | admin-down
GA-DC-011-TOR-004 | Te0/0/0/6 | 10G SFP+ | 10000 | up | Server NIC
GA-DC-011-TOR-004 | Te0/0/0/7 | 10G SFP+ | 10000 | up | Server NIC
GA-DC-011-TOR-004 | Te0/0/0/8 | 10G SFP+ | 10000 | admin-down
GA-DC-011-TOR-004 | Te0/0/0/9 | 10G SFP+ | 10000 | admin-down
GA-DC-011-TOR-004 | Te0/0/0/10 | 10G SFP+ | 10000 | up | Server NIC
GA-DC-011-TOR-004 | Te0/0/0/11 | 10G SFP+ | 10000 | up | Server NIC
GA-DC-011-TOR-004 | Te0/0/0/12 | 10G SFP+ | 10000 | admin-down
GA-DC-011-TOR-004 | Te0/0/0/13 | 10G SFP+ | 10000 | up | Server NIC
GA-DC-011-TOR-004 | Te0/0/0/14 | 10G SFP+ | 10000 | up | Server NIC
GA-DC-011-TOR-004 | Te0/0/0/15 | 10G SFP+ | 10000 | admin-down
GA-DC-011-TOR-004 | Te0/0/0/16 | 10G SFP+ | 10000 | admin-down
GA-DC-011-TOR-004 | Te0/0/0/17 | 10G SFP+ | 10000 | up | Server NIC
GA-DC-011-TOR-004 | Te0/0/0/18 | 10G SFP+ | 10000 | up | Server NIC
GA-DC-011-TOR-004 | Te0/0/0/19 | 10G SFP+ | 10000 | up | Server NIC
GA-DC-011-TOR-004 | Te0/0/0/20 | 10G SFP+ | 10000 | up | Server NIC
GA-DC-011-TOR-004 | Te0/0/0/21 | 10G SFP+ | 10000 | admin-down
GA-DC-011-TOR-004 | Te0/0/0/22 | 10G SFP+ | 10000 | up | Server NIC
GA-DC-011-TOR-004 | Te0/0/0/23 | 10G SFP+ | 10000 | up | Server NIC
GA-DC-011-TOR-004 | Hu0/0/1/0 | 100G QSFP28 | 100000 | admin-down
GA-DC-011-TOR-004 | Hu0/0/1/1 | 100G QSFP28 | 100000 | admin-down
GA-DC-011-TOR-005 | Ethernet1 | 10G SFP+ | 10000 | up | Access to GA-DC-011-MMR-SW-05 | SFP-10G-LR
GA-DC-011-TOR-005 | Ethernet2 | 10G SFP+ | 10000 | up | Access to GA-DC-011-MMR-SW-06 | SFP-10G-LR
GA-DC-011-TOR-005 | Ethernet3 | 10G SFP+ | 10000 | admin-down
GA-DC-011-TOR-005 | Ethernet4 | 10G SFP+ | 10000 | up | Server NIC
GA-DC-011-TOR-005 | Ethernet5 | 10G SFP+ | 10000 | up | Server NIC
GA-DC-011-TOR-005 | Ethernet6 | 10G SFP+ | 10000 | up | Server NIC
GA-DC-011-TOR-005 | Ethernet7 | 10G SFP+ | 10000 | up | Server NIC
GA-DC-011-TOR-005 | Ethernet8 | 10G SFP+ | 10000 | up | Server NIC
GA-DC-011-TOR-005 | Ethernet9 | 10G SFP+ | 10000 | admin-down
GA-DC-011-TOR-005 | Ethernet10 | 10G SFP+ | 10000 | up | Server NIC
GA-DC-011-TOR-005 | Ethernet11 | 10G SFP+ | 10000 | up | Server NIC
GA-DC-011-TOR-005 | Ethernet12 | 10G SFP+ | 10000 | up | Server NIC
GA-DC-011-TOR-005 | Ethernet13 | 10G SFP+ | 10000 | up | Server NIC
GA-DC-011-TOR-005 | Ethernet14 | 10G SFP+ | 10000 | up | Server NIC
GA-DC-011-TOR-005 | Ethernet15 | 10G SFP+ | 10000 | up | Server NIC
GA-DC-011-TOR-005 | Ethernet16 | 10G SFP+ | 10000 | up | Server NIC
GA-DC-011-TOR-005 | Ethernet17 | 10G SFP+ | 10000 | up | Server NIC
GA-DC-011-TOR-005 | Ethernet18 | 10G SFP+ | 10000 | admin-down
GA-DC-011-TOR-005 | Ethernet19 | 10G SFP+ | 10000 | up | Server NIC
GA-DC-011-TOR-005 | Ethernet20 | 10G SFP+ | 10000 | up | Server NIC
GA-DC-011-TOR-005 | Ethernet21 | 10G SFP+ | 10000 | up | Server NIC
GA-DC-011-TOR-005 | Ethernet22 | 10G SFP+ | 10000 | reserved
GA-DC-011-TOR-005 | Ethernet23 | 10G SFP+ | 10000 | admin-down
GA-DC-011-TOR-005 | Ethernet24 | 10G SFP+ | 10000 | admin-down
GA-DC-011-TOR-005 | Ethernet49/1 | 100G QSFP28 | 100000 | admin-down
GA-DC-011-TOR-005 | Ethernet49/2 | 100G QSFP28 | 100000 | admin-down
NJ-DC-012-PE-T4-01 | xe-0/0/0 | 10G SFP+ | 10000 | reserved
NJ-DC-012-PE-T4-01 | xe-0/0/1 | 10G SFP+ | 10000 | up | Backhaul to CA-DC-021 | SFP-10G-LR
NJ-DC-012-PE-T4-01 | xe-0/0/2 | 10G SFP+ | 10000 | up | Backhaul to VA-DC-003 | SFP-10G-LR
NJ-DC-012-PE-T4-01 | xe-0/0/3 | 10G SFP+ | 10000 | up | Backhaul to VA-DC-002 | SFP-10G-LR
NJ-DC-012-PE-T4-01 | xe-0/0/4 | 10G SFP+ | 10000 | up | Backhaul to OH-DC-017 | SFP-10G-LR
NJ-DC-012-PE-T4-01 | xe-0/0/5 | 10G SFP+ | 10000 | up | Backhaul to OH-DC-017 | SFP-10G-LR
NJ-DC-012-PE-T4-01 | xe-0/0/6 | 10G SFP+ | 10000 | up | Uplink to NJ-DC-012-AGG-R01 | SFP-10G-LR
NJ-DC-012-PE-T4-01 | xe-0/0/7 | 10G SFP+ | 10000 | admin-down
NJ-DC-012-PE-T4-01 | xe-0/0/8 | 10G SFP+ | 10000 | admin-down
NJ-DC-012-PE-T4-01 | xe-0/0/9 | 10G SFP+ | 10000 | admin-down
NJ-DC-012-PE-T4-01 | xe-0/0/10 | 10G SFP+ | 10000 | admin-down
NJ-DC-012-PE-T4-01 | xe-0/0/11 | 10G SFP+ | 10000 | admin-down
NJ-DC-012-PE-T4-01 | et-0/1/0 | 100G QSFP28 | 100000 | up | Fabric to NJ-DC-012-PE-T4-02 | QSFP28-100G-LR4
NJ-DC-012-PE-T4-01 | et-0/1/1 | 100G QSFP28 | 100000 | up | Fabric to NJ-DC-012-PE-T4-03 | QSFP28-100G-LR4
NJ-DC-012-PE-T4-01 | et-0/1/2 | 100G QSFP28 | 100000 | up | Fabric to NJ-DC-012-PE-T4-04 | QSFP28-100G-LR4
NJ-DC-012-PE-T4-01 | et-0/1/3 | 100G QSFP28 | 100000 | admin-down
NJ-DC-012-PE-T4-01 | ge-0/2/0 | 1G copper | 1000 | reserved
NJ-DC-012-PE-T4-01 | ge-0/2/1 | 1G copper | 1000 | reserved
NJ-DC-012-PE-T4-01 | ge-0/2/2 | 1G copper | 1000 | admin-down
NJ-DC-012-PE-T4-01 | ge-0/2/3 | 1G copper | 1000 | admin-down
NJ-DC-012-PE-T4-01 | ge-0/2/4 | 1G copper | 1000 | admin-down
NJ-DC-012-PE-T4-01 | ge-0/2/5 | 1G copper | 1000 | admin-down
NJ-DC-012-PE-T4-01 | ge-0/2/6 | 1G copper | 1000 | reserved
NJ-DC-012-PE-T4-01 | ge-0/2/7 | 1G copper | 1000 | admin-down
NJ-DC-012-PE-T4-01 | ge-0/2/8 | 1G copper | 1000 | admin-down
NJ-DC-012-PE-T4-01 | ge-0/2/9 | 1G copper | 1000 | admin-down
NJ-DC-012-PE-T4-01 | ge-0/2/10 | 1G copper | 1000 | admin-down
NJ-DC-012-PE-T4-01 | ge-0/2/11 | 1G copper | 1000 | admin-down
NJ-DC-012-PE-T4-01 | ge-0/2/12 | 1G copper | 1000 | admin-down
NJ-DC-012-PE-T4-01 | ge-0/2/13 | 1G copper | 1000 | admin-down
NJ-DC-012-PE-T4-01 | ge-0/2/14 | 1G copper | 1000 | admin-down
NJ-DC-012-PE-T4-01 | ge-0/2/15 | 1G copper | 1000 | admin-down
NJ-DC-012-PE-T4-02 | xe-0/0/0 | 10G SFP+ | 10000 | admin-down
NJ-DC-012-PE-T4-02 | xe-0/0/1 | 10G SFP+ | 10000 | up | Backhaul to CO-DC-015 | SFP-10G-LR
NJ-DC-012-PE-T4-02 | xe-0/0/2 | 10G SFP+ | 10000 | up | Backhaul to NC-DC-023 | SFP-10G-LR
NJ-DC-012-PE-T4-02 | xe-0/0/3 | 10G SFP+ | 10000 | up | Backhaul to WA-DC-024 | SFP-10G-LR
NJ-DC-012-PE-T4-02 | xe-0/0/4 | 10G SFP+ | 10000 | up | Backhaul to OH-DC-016 | SFP-10G-LR
NJ-DC-012-PE-T4-02 | xe-0/0/5 | 10G SFP+ | 10000 | up | Backhaul to VA-DC-003 | SFP-10G-LR
NJ-DC-012-PE-T4-02 | xe-0/0/6 | 10G SFP+ | 10000 | up | Uplink to NJ-DC-012-AGG-R01 | SFP-10G-LR
NJ-DC-012-PE-T4-02 | xe-0/0/7 | 10G SFP+ | 10000 | up | Uplink to NJ-DC-012-AGG-R02 | SFP-10G-LR
NJ-DC-012-PE-T4-02 | xe-0/0/8 | 10G SFP+ | 10000 | reserved
NJ-DC-012-PE-T4-02 | xe-0/0/9 | 10G SFP+ | 10000 | admin-down
NJ-DC-012-PE-T4-02 | xe-0/0/10 | 10G SFP+ | 10000 | admin-down
NJ-DC-012-PE-T4-02 | xe-0/0/11 | 10G SFP+ | 10000 | admin-down
NJ-DC-012-PE-T4-02 | et-0/1/0 | 100G QSFP28 | 100000 | up | Fabric to NJ-DC-012-PE-T4-01 | QSFP28-100G-LR4
NJ-DC-012-PE-T4-02 | et-0/1/1 | 100G QSFP28 | 100000 | up | Fabric to NJ-DC-012-PE-T4-03 | QSFP28-100G-LR4
NJ-DC-012-PE-T4-02 | et-0/1/2 | 100G QSFP28 | 100000 | up | Fabric to NJ-DC-012-PE-T4-04 | QSFP28-100G-LR4
NJ-DC-012-PE-T4-02 | et-0/1/3 | 100G QSFP28 | 100000 | admin-down
NJ-DC-012-PE-T4-02 | ge-0/2/0 | 1G copper | 1000 | admin-down
NJ-DC-012-PE-T4-02 | ge-0/2/1 | 1G copper | 1000 | admin-down
NJ-DC-012-PE-T4-02 | ge-0/2/2 | 1G copper | 1000 | admin-down
NJ-DC-012-PE-T4-02 | ge-0/2/3 | 1G copper | 1000 | admin-down
NJ-DC-012-PE-T4-02 | ge-0/2/4 | 1G copper | 1000 | admin-down
NJ-DC-012-PE-T4-02 | ge-0/2/5 | 1G copper | 1000 | admin-down
NJ-DC-012-PE-T4-02 | ge-0/2/6 | 1G copper | 1000 | admin-down
NJ-DC-012-PE-T4-02 | ge-0/2/7 | 1G copper | 1000 | admin-down
NJ-DC-012-PE-T4-02 | ge-0/2/8 | 1G copper | 1000 | admin-down
NJ-DC-012-PE-T4-02 | ge-0/2/9 | 1G copper | 1000 | admin-down
NJ-DC-012-PE-T4-02 | ge-0/2/10 | 1G copper | 1000 | admin-down
NJ-DC-012-PE-T4-02 | ge-0/2/11 | 1G copper | 1000 | admin-down
NJ-DC-012-PE-T4-02 | ge-0/2/12 | 1G copper | 1000 | reserved
NJ-DC-012-PE-T4-02 | ge-0/2/13 | 1G copper | 1000 | admin-down
NJ-DC-012-PE-T4-02 | ge-0/2/14 | 1G copper | 1000 | admin-down
NJ-DC-012-PE-T4-02 | ge-0/2/15 | 1G copper | 1000 | admin-down
NJ-DC-012-PE-T4-03 | xe-0/0/0 | 10G SFP+ | 10000 | admin-down
NJ-DC-012-PE-T4-03 | xe-0/0/1 | 10G SFP+ | 10000 | up | Backhaul to UT-DC-019 | SFP-10G-LR
NJ-DC-012-PE-T4-03 | xe-0/0/2 | 10G SFP+ | 10000 | up | Backhaul to OR-DC-014 | SFP-10G-LR
NJ-DC-012-PE-T4-03 | xe-0/0/3 | 10G SFP+ | 10000 | up | Backhaul to CO-DC-015 | SFP-10G-LR
NJ-DC-012-PE-T4-03 | xe-0/0/4 | 10G SFP+ | 10000 | up | Backhaul to CA-DC-008 | SFP-10G-LR
NJ-DC-012-PE-T4-03 | xe-0/0/5 | 10G SFP+ | 10000 | up | Backhaul to TX-DC-005 | SFP-10G-LR
NJ-DC-012-PE-T4-03 | xe-0/0/6 | 10G SFP+ | 10000 | up | Uplink to NJ-DC-012-AGG-R02 | SFP-10G-LR
NJ-DC-012-PE-T4-03 | xe-0/0/7 | 10G SFP+ | 10000 | admin-down
NJ-DC-012-PE-T4-03 | xe-0/0/8 | 10G SFP+ | 10000 | admin-down
NJ-DC-012-PE-T4-03 | xe-0/0/9 | 10G SFP+ | 10000 | admin-down
NJ-DC-012-PE-T4-03 | xe-0/0/10 | 10G SFP+ | 10000 | admin-down
NJ-DC-012-PE-T4-03 | xe-0/0/11 | 10G SFP+ | 10000 | admin-down
NJ-DC-012-PE-T4-03 | et-0/1/0 | 100G QSFP28 | 100000 | up | Fabric to NJ-DC-012-PE-T4-01 | QSFP28-100G-LR4
NJ-DC-012-PE-T4-03 | et-0/1/1 | 100G QSFP28 | 100000 | up | Fabric to NJ-DC-012-PE-T4-02 | QSFP28-100G-LR4
NJ-DC-012-PE-T4-03 | et-0/1/2 | 100G QSFP28 | 100000 | up | Fabric to NJ-DC-012-PE-T4-04 | QSFP28-100G-LR4
NJ-DC-012-PE-T4-03 | et-0/1/3 | 100G QSFP28 | 100000 | admin-down
NJ-DC-012-PE-T4-03 | ge-0/2/0 | 1G copper | 1000 | admin-down
NJ-DC-012-PE-T4-03 | ge-0/2/1 | 1G copper | 1000 | admin-down
NJ-DC-012-PE-T4-03 | ge-0/2/2 | 1G copper | 1000 | admin-down
NJ-DC-012-PE-T4-03 | ge-0/2/3 | 1G copper | 1000 | admin-down
NJ-DC-012-PE-T4-03 | ge-0/2/4 | 1G copper | 1000 | admin-down
NJ-DC-012-PE-T4-03 | ge-0/2/5 | 1G copper | 1000 | admin-down
NJ-DC-012-PE-T4-03 | ge-0/2/6 | 1G copper | 1000 | admin-down
NJ-DC-012-PE-T4-03 | ge-0/2/7 | 1G copper | 1000 | admin-down
NJ-DC-012-PE-T4-03 | ge-0/2/8 | 1G copper | 1000 | admin-down
NJ-DC-012-PE-T4-03 | ge-0/2/9 | 1G copper | 1000 | admin-down
NJ-DC-012-PE-T4-03 | ge-0/2/10 | 1G copper | 1000 | admin-down
NJ-DC-012-PE-T4-03 | ge-0/2/11 | 1G copper | 1000 | admin-down
NJ-DC-012-PE-T4-03 | ge-0/2/12 | 1G copper | 1000 | admin-down
NJ-DC-012-PE-T4-03 | ge-0/2/13 | 1G copper | 1000 | admin-down
NJ-DC-012-PE-T4-03 | ge-0/2/14 | 1G copper | 1000 | admin-down
NJ-DC-012-PE-T4-03 | ge-0/2/15 | 1G copper | 1000 | admin-down
NJ-DC-012-PE-T4-04 | xe-0/0/0 | 10G SFP+ | 10000 | admin-down
NJ-DC-012-PE-T4-04 | xe-0/0/1 | 10G SFP+ | 10000 | up | Backhaul to TX-DC-007 | SFP-10G-LR
NJ-DC-012-PE-T4-04 | xe-0/0/2 | 10G SFP+ | 10000 | up | Backhaul to GA-DC-011 | SFP-10G-LR
NJ-DC-012-PE-T4-04 | xe-0/0/3 | 10G SFP+ | 10000 | up | Backhaul to VA-DC-001 | SFP-10G-LR
NJ-DC-012-PE-T4-04 | xe-0/0/4 | 10G SFP+ | 10000 | up | Backhaul to CA-DC-008 | SFP-10G-LR
NJ-DC-012-PE-T4-04 | xe-0/0/5 | 10G SFP+ | 10000 | up | Backhaul to VA-DC-002 | SFP-10G-LR
NJ-DC-012-PE-T4-04 | xe-0/0/6 | 10G SFP+ | 10000 | admin-down
NJ-DC-012-PE-T4-04 | xe-0/0/7 | 10G SFP+ | 10000 | admin-down
NJ-DC-012-PE-T4-04 | xe-0/0/8 | 10G SFP+ | 10000 | admin-down
NJ-DC-012-PE-T4-04 | xe-0/0/9 | 10G SFP+ | 10000 | admin-down
NJ-DC-012-PE-T4-04 | xe-0/0/10 | 10G SFP+ | 10000 | admin-down
NJ-DC-012-PE-T4-04 | xe-0/0/11 | 10G SFP+ | 10000 | reserved
NJ-DC-012-PE-T4-04 | et-0/1/0 | 100G QSFP28 | 100000 | up | Fabric to NJ-DC-012-PE-T4-01 | QSFP28-100G-LR4
NJ-DC-012-PE-T4-04 | et-0/1/1 | 100G QSFP28 | 100000 | up | Fabric to NJ-DC-012-PE-T4-02 | QSFP28-100G-LR4
NJ-DC-012-PE-T4-04 | et-0/1/2 | 100G QSFP28 | 100000 | up | Fabric to NJ-DC-012-PE-T4-03 | QSFP28-100G-LR4
NJ-DC-012-PE-T4-04 | et-0/1/3 | 100G QSFP28 | 100000 | reserved
NJ-DC-012-PE-T4-04 | ge-0/2/0 | 1G copper | 1000 | admin-down
NJ-DC-012-PE-T4-04 | ge-0/2/1 | 1G copper | 1000 | admin-down
NJ-DC-012-PE-T4-04 | ge-0/2/2 | 1G copper | 1000 | admin-down
NJ-DC-012-PE-T4-04 | ge-0/2/3 | 1G copper | 1000 | admin-down
NJ-DC-012-PE-T4-04 | ge-0/2/4 | 1G copper | 1000 | admin-down
NJ-DC-012-PE-T4-04 | ge-0/2/5 | 1G copper | 1000 | admin-down
NJ-DC-012-PE-T4-04 | ge-0/2/6 | 1G copper | 1000 | admin-down
NJ-DC-012-PE-T4-04 | ge-0/2/7 | 1G copper | 1000 | admin-down
NJ-DC-012-PE-T4-04 | ge-0/2/8 | 1G copper | 1000 | admin-down
NJ-DC-012-PE-T4-04 | ge-0/2/9 | 1G copper | 1000 | admin-down
NJ-DC-012-PE-T4-04 | ge-0/2/10 | 1G copper | 1000 | admin-down
NJ-DC-012-PE-T4-04 | ge-0/2/11 | 1G copper | 1000 | admin-down
NJ-DC-012-PE-T4-04 | ge-0/2/12 | 1G copper | 1000 | admin-down
NJ-DC-012-PE-T4-04 | ge-0/2/13 | 1G copper | 1000 | admin-down
NJ-DC-012-PE-T4-04 | ge-0/2/14 | 1G copper | 1000 | admin-down
NJ-DC-012-PE-T4-04 | ge-0/2/15 | 1G copper | 1000 | admin-down
NJ-DC-012-FW-01 | port1 | 10G SFP+ | 10000 | up | Uplink to NJ-DC-012-AGG-R01 | SFP-10G-LR
NJ-DC-012-FW-01 | port2 | 10G SFP+ | 10000 | up | Uplink to NJ-DC-012-AGG-R02 | SFP-10G-LR
NJ-DC-012-FW-01 | port3 | 10G SFP+ | 10000 | admin-down
NJ-DC-012-FW-01 | port4 | 10G SFP+ | 10000 | reserved
NJ-DC-012-FW-01 | port5 | 10G SFP+ | 10000 | admin-down
NJ-DC-012-FW-01 | port6 | 10G SFP+ | 10000 | reserved
NJ-DC-012-FW-01 | port7 | 10G SFP+ | 10000 | admin-down
NJ-DC-012-FW-01 | port8 | 10G SFP+ | 10000 | admin-down
NJ-DC-012-OLA-01 | 1-A-1 | 100G QSFP28 | 100000 | up | Uplink to NJ-DC-012-AGG-R01 | QSFP28-100G-LR4
NJ-DC-012-OLA-01 | 1-A-2 | 100G QSFP28 | 100000 | admin-down
NJ-DC-012-OLA-01 | 1-A-3 | 100G QSFP28 | 100000 | admin-down
NJ-DC-012-OLA-01 | 1-A-4 | 100G QSFP28 | 100000 | admin-down
NJ-DC-012-OLA-01 | 1-A-5 | 100G QSFP28 | 100000 | admin-down
NJ-DC-012-OLA-01 | 1-A-6 | 100G QSFP28 | 100000 | admin-down
NJ-DC-012-OLA-01 | 1-A-7 | 100G QSFP28 | 100000 | admin-down
NJ-DC-012-OLA-01 | 1-A-8 | 100G QSFP28 | 100000 | admin-down
NJ-DC-012-AGG-R01 | xe-0/0/0 | 10G SFP+ | 10000 | up | Uplink to NJ-DC-012-FW-01 | SFP-10G-LR
NJ-DC-012-AGG-R01 | xe-0/0/1 | 10G SFP+ | 10000 | up | Uplink to NJ-DC-012-MMR-SW-01 | SFP-10G-LR
NJ-DC-012-AGG-R01 | xe-0/0/2 | 10G SFP+ | 10000 | up | Uplink to NJ-DC-012-MMR-SW-02 | SFP-10G-LR
NJ-DC-012-AGG-R01 | xe-0/0/3 | 10G SFP+ | 10000 | up | Uplink to NJ-DC-012-MMR-SW-03 | SFP-10G-LR
NJ-DC-012-AGG-R01 | xe-0/0/4 | 10G SFP+ | 10000 | up | Uplink to NJ-DC-012-MMR-SW-04 | SFP-10G-LR
NJ-DC-012-AGG-R01 | xe-0/0/5 | 10G SFP+ | 10000 | admin-down
NJ-DC-012-AGG-R01 | xe-0/0/6 | 10G SFP+ | 10000 | admin-down
NJ-DC-012-AGG-R01 | xe-0/0/7 | 10G SFP+ | 10000 | admin-down
NJ-DC-012-AGG-R01 | xe-0/0/8 | 10G SFP+ | 10000 | admin-down
NJ-DC-012-AGG-R01 | xe-0/0/9 | 10G SFP+ | 10000 | admin-down
NJ-DC-012-AGG-R01 | xe-0/0/10 | 10G SFP+ | 10000 | admin-down
NJ-DC-012-AGG-R01 | xe-0/0/11 | 10G SFP+ | 10000 | admin-down
NJ-DC-012-AGG-R01 | xe-0/0/12 | 10G SFP+ | 10000 | admin-down
NJ-DC-012-AGG-R01 | xe-0/0/13 | 10G SFP+ | 10000 | admin-down
NJ-DC-012-AGG-R01 | xe-0/0/14 | 10G SFP+ | 10000 | admin-down
NJ-DC-012-AGG-R01 | xe-0/0/15 | 10G SFP+ | 10000 | admin-down
NJ-DC-012-AGG-R01 | et-0/1/0 | 100G QSFP28 | 100000 | up | Uplink to NJ-DC-012-PE-T4-01 | QSFP28-100G-LR4
NJ-DC-012-AGG-R01 | et-0/1/1 | 100G QSFP28 | 100000 | up | Uplink to NJ-DC-012-PE-T4-02 | QSFP28-100G-LR4
NJ-DC-012-AGG-R01 | et-0/1/2 | 100G QSFP28 | 100000 | up | Uplink to NJ-DC-012-OLA-01 | QSFP28-100G-LR4
NJ-DC-012-AGG-R01 | et-0/1/3 | 100G QSFP28 | 100000 | admin-down
NJ-DC-012-AGG-R01 | et-0/1/4 | 100G QSFP28 | 100000 | admin-down
NJ-DC-012-AGG-R01 | et-0/1/5 | 100G QSFP28 | 100000 | admin-down
NJ-DC-012-AGG-R01 | et-0/1/6 | 100G QSFP28 | 100000 | admin-down
NJ-DC-012-AGG-R01 | et-0/1/7 | 100G QSFP28 | 100000 | admin-down
NJ-DC-012-AGG-R02 | xe-0/0/0 | 10G SFP+ | 10000 | up | Uplink to NJ-DC-012-FW-01 | SFP-10G-LR
NJ-DC-012-AGG-R02 | xe-0/0/1 | 10G SFP+ | 10000 | up | Uplink to NJ-DC-012-MMR-SW-01 | SFP-10G-LR
NJ-DC-012-AGG-R02 | xe-0/0/2 | 10G SFP+ | 10000 | up | Uplink to NJ-DC-012-MMR-SW-02 | SFP-10G-LR
NJ-DC-012-AGG-R02 | xe-0/0/3 | 10G SFP+ | 10000 | up | Uplink to NJ-DC-012-MMR-SW-03 | SFP-10G-LR
NJ-DC-012-AGG-R02 | xe-0/0/4 | 10G SFP+ | 10000 | up | Uplink to NJ-DC-012-MMR-SW-04 | SFP-10G-LR
NJ-DC-012-AGG-R02 | xe-0/0/5 | 10G SFP+ | 10000 | reserved
NJ-DC-012-AGG-R02 | xe-0/0/6 | 10G SFP+ | 10000 | admin-down
NJ-DC-012-AGG-R02 | xe-0/0/7 | 10G SFP+ | 10000 | admin-down
NJ-DC-012-AGG-R02 | xe-0/0/8 | 10G SFP+ | 10000 | admin-down
NJ-DC-012-AGG-R02 | xe-0/0/9 | 10G SFP+ | 10000 | admin-down
NJ-DC-012-AGG-R02 | xe-0/0/10 | 10G SFP+ | 10000 | admin-down
NJ-DC-012-AGG-R02 | xe-0/0/11 | 10G SFP+ | 10000 | admin-down
NJ-DC-012-AGG-R02 | xe-0/0/12 | 10G SFP+ | 10000 | reserved
NJ-DC-012-AGG-R02 | xe-0/0/13 | 10G SFP+ | 10000 | admin-down
NJ-DC-012-AGG-R02 | xe-0/0/14 | 10G SFP+ | 10000 | admin-down
NJ-DC-012-AGG-R02 | xe-0/0/15 | 10G SFP+ | 10000 | admin-down
NJ-DC-012-AGG-R02 | et-0/1/0 | 100G QSFP28 | 100000 | up | Uplink to NJ-DC-012-PE-T4-02 | QSFP28-100G-LR4
NJ-DC-012-AGG-R02 | et-0/1/1 | 100G QSFP28 | 100000 | up | Uplink to NJ-DC-012-PE-T4-03 | QSFP28-100G-LR4
NJ-DC-012-AGG-R02 | et-0/1/2 | 100G QSFP28 | 100000 | admin-down
NJ-DC-012-AGG-R02 | et-0/1/3 | 100G QSFP28 | 100000 | admin-down
NJ-DC-012-AGG-R02 | et-0/1/4 | 100G QSFP28 | 100000 | admin-down
NJ-DC-012-AGG-R02 | et-0/1/5 | 100G QSFP28 | 100000 | admin-down
NJ-DC-012-AGG-R02 | et-0/1/6 | 100G QSFP28 | 100000 | admin-down
NJ-DC-012-AGG-R02 | et-0/1/7 | 100G QSFP28 | 100000 | admin-down
NJ-DC-012-MMR-SW-01 | xe-0/0/0 | 10G SFP+ | 10000 | up | Access to NJ-DC-012-TOR-001 | SFP-10G-LR
NJ-DC-012-MMR-SW-01 | xe-0/0/1 | 10G SFP+ | 10000 | admin-down
NJ-DC-012-MMR-SW-01 | xe-0/0/2 | 10G SFP+ | 10000 | admin-down
NJ-DC-012-MMR-SW-01 | xe-0/0/3 | 10G SFP+ | 10000 | admin-down
NJ-DC-012-MMR-SW-01 | xe-0/0/4 | 10G SFP+ | 10000 | up | Server NIC
NJ-DC-012-MMR-SW-01 | xe-0/0/5 | 10G SFP+ | 10000 | admin-down
NJ-DC-012-MMR-SW-01 | xe-0/0/6 | 10G SFP+ | 10000 | up | Server NIC
NJ-DC-012-MMR-SW-01 | xe-0/0/7 | 10G SFP+ | 10000 | up | Server NIC
NJ-DC-012-MMR-SW-01 | xe-0/0/8 | 10G SFP+ | 10000 | admin-down
NJ-DC-012-MMR-SW-01 | xe-0/0/9 | 10G SFP+ | 10000 | up | Server NIC
NJ-DC-012-MMR-SW-01 | xe-0/0/10 | 10G SFP+ | 10000 | up | Server NIC
NJ-DC-012-MMR-SW-01 | xe-0/0/11 | 10G SFP+ | 10000 | up | Server NIC
NJ-DC-012-MMR-SW-01 | xe-0/0/12 | 10G SFP+ | 10000 | admin-down
NJ-DC-012-MMR-SW-01 | xe-0/0/13 | 10G SFP+ | 10000 | up | Server NIC
NJ-DC-012-MMR-SW-01 | xe-0/0/14 | 10G SFP+ | 10000 | admin-down
NJ-DC-012-MMR-SW-01 | xe-0/0/15 | 10G SFP+ | 10000 | up | Server NIC
NJ-DC-012-MMR-SW-01 | xe-0/0/16 | 10G SFP+ | 10000 | admin-down
NJ-DC-012-MMR-SW-01 | xe-0/0/17 | 10G SFP+ | 10000 | admin-down
NJ-DC-012-MMR-SW-01 | xe-0/0/18 | 10G SFP+ | 10000 | up | Server NIC
NJ-DC-012-MMR-SW-01 | xe-0/0/19 | 10G SFP+ | 10000 | admin-down
NJ-DC-012-MMR-SW-01 | xe-0/0/20 | 10G SFP+ | 10000 | admin-down
NJ-DC-012-MMR-SW-01 | xe-0/0/21 | 10G SFP+ | 10000 | admin-down
NJ-DC-012-MMR-SW-01 | xe-0/0/22 | 10G SFP+ | 10000 | up | Server NIC
NJ-DC-012-MMR-SW-01 | xe-0/0/23 | 10G SFP+ | 10000 | up | Server NIC
NJ-DC-012-MMR-SW-01 | xe-0/0/24 | 10G SFP+ | 10000 | up | Server NIC
NJ-DC-012-MMR-SW-01 | xe-0/0/25 | 10G SFP+ | 10000 | up | Server NIC
NJ-DC-012-MMR-SW-01 | xe-0/0/26 | 10G SFP+ | 10000 | admin-down
NJ-DC-012-MMR-SW-01 | xe-0/0/27 | 10G SFP+ | 10000 | up | Server NIC
NJ-DC-012-MMR-SW-01 | xe-0/0/28 | 10G SFP+ | 10000 | admin-down
NJ-DC-012-MMR-SW-01 | xe-0/0/29 | 10G SFP+ | 10000 | admin-down
NJ-DC-012-MMR-SW-01 | xe-0/0/30 | 10G SFP+ | 10000 | up | Server NIC
NJ-DC-012-MMR-SW-01 | xe-0/0/31 | 10G SFP+ | 10000 | up | Server NIC
NJ-DC-012-MMR-SW-01 | xe-0/0/32 | 10G SFP+ | 10000 | up | Server NIC
NJ-DC-012-MMR-SW-01 | xe-0/0/33 | 10G SFP+ | 10000 | up | Server NIC
NJ-DC-012-MMR-SW-01 | xe-0/0/34 | 10G SFP+ | 10000 | admin-down
NJ-DC-012-MMR-SW-01 | xe-0/0/35 | 10G SFP+ | 10000 | admin-down
NJ-DC-012-MMR-SW-01 | xe-0/0/36 | 10G SFP+ | 10000 | up | Server NIC
NJ-DC-012-MMR-SW-01 | xe-0/0/37 | 10G SFP+ | 10000 | admin-down
NJ-DC-012-MMR-SW-01 | xe-0/0/38 | 10G SFP+ | 10000 | up | Server NIC
NJ-DC-012-MMR-SW-01 | xe-0/0/39 | 10G SFP+ | 10000 | up | Server NIC
NJ-DC-012-MMR-SW-01 | xe-0/0/40 | 10G SFP+ | 10000 | admin-down
NJ-DC-012-MMR-SW-01 | xe-0/0/41 | 10G SFP+ | 10000 | up | Server NIC
NJ-DC-012-MMR-SW-01 | xe-0/0/42 | 10G SFP+ | 10000 | admin-down
NJ-DC-012-MMR-SW-01 | xe-0/0/43 | 10G SFP+ | 10000 | admin-down
NJ-DC-012-MMR-SW-01 | xe-0/0/44 | 10G SFP+ | 10000 | up | Server NIC
NJ-DC-012-MMR-SW-01 | xe-0/0/45 | 10G SFP+ | 10000 | admin-down
NJ-DC-012-MMR-SW-01 | xe-0/0/46 | 10G SFP+ | 10000 | up | Server NIC
NJ-DC-012-MMR-SW-01 | xe-0/0/47 | 10G SFP+ | 10000 | up | Server NIC
NJ-DC-012-MMR-SW-01 | et-0/1/0 | 100G QSFP28 | 100000 | up | Uplink to NJ-DC-012-AGG-R01 | QSFP28-100G-LR4
NJ-DC-012-MMR-SW-01 | et-0/1/1 | 100G QSFP28 | 100000 | up | Uplink to NJ-DC-012-AGG-R02 | QSFP28-100G-LR4
NJ-DC-012-MMR-SW-01 | et-0/1/2 | 100G QSFP28 | 100000 | admin-down
NJ-DC-012-MMR-SW-01 | et-0/1/3 | 100G QSFP28 | 100000 | admin-down
NJ-DC-012-MMR-SW-02 | Te0/0/0/0 | 10G SFP+ | 10000 | up | Access to NJ-DC-012-TOR-001 | SFP-10G-LR
NJ-DC-012-MMR-SW-02 | Te0/0/0/1 | 10G SFP+ | 10000 | up | Access to NJ-DC-012-TOR-002 | SFP-10G-LR
NJ-DC-012-MMR-SW-02 | Te0/0/0/2 | 10G SFP+ | 10000 | admin-down
NJ-DC-012-MMR-SW-02 | Te0/0/0/3 | 10G SFP+ | 10000 | up | Server NIC
NJ-DC-012-MMR-SW-02 | Te0/0/0/4 | 10G SFP+ | 10000 | up | Server NIC
NJ-DC-012-MMR-SW-02 | Te0/0/0/5 | 10G SFP+ | 10000 | admin-down
NJ-DC-012-MMR-SW-02 | Te0/0/0/6 | 10G SFP+ | 10000 | up | Server NIC
NJ-DC-012-MMR-SW-02 | Te0/0/0/7 | 10G SFP+ | 10000 | admin-down
NJ-DC-012-MMR-SW-02 | Te0/0/0/8 | 10G SFP+ | 10000 | admin-down
NJ-DC-012-MMR-SW-02 | Te0/0/0/9 | 10G SFP+ | 10000 | up | Server NIC
NJ-DC-012-MMR-SW-02 | Te0/0/0/10 | 10G SFP+ | 10000 | admin-down
NJ-DC-012-MMR-SW-02 | Te0/0/0/11 | 10G SFP+ | 10000 | admin-down
NJ-DC-012-MMR-SW-02 | Te0/0/0/12 | 10G SFP+ | 10000 | admin-down
NJ-DC-012-MMR-SW-02 | Te0/0/0/13 | 10G SFP+ | 10000 | up | Server NIC
NJ-DC-012-MMR-SW-02 | Te0/0/0/14 | 10G SFP+ | 10000 | admin-down
NJ-DC-012-MMR-SW-02 | Te0/0/0/15 | 10G SFP+ | 10000 | admin-down
NJ-DC-012-MMR-SW-02 | Te0/0/0/16 | 10G SFP+ | 10000 | up | Server NIC
NJ-DC-012-MMR-SW-02 | Te0/0/0/17 | 10G SFP+ | 10000 | up | Server NIC
NJ-DC-012-MMR-SW-02 | Te0/0/0/18 | 10G SFP+ | 10000 | up | Server NIC
NJ-DC-012-MMR-SW-02 | Te0/0/0/19 | 10G SFP+ | 10000 | admin-down
NJ-DC-012-MMR-SW-02 | Te0/0/0/20 | 10G SFP+ | 10000 | up | Server NIC
NJ-DC-012-MMR-SW-02 | Te0/0/0/21 | 10G SFP+ | 10000 | up | Server NIC
NJ-DC-012-MMR-SW-02 | Te0/0/0/22 | 10G SFP+ | 10000 | admin-down
NJ-DC-012-MMR-SW-02 | Te0/0/0/23 | 10G SFP+ | 10000 | up | Server NIC
NJ-DC-012-MMR-SW-02 | Te0/0/0/24 | 10G SFP+ | 10000 | up | Server NIC
NJ-DC-012-MMR-SW-02 | Te0/0/0/25 | 10G SFP+ | 10000 | admin-down
NJ-DC-012-MMR-SW-02 | Te0/0/0/26 | 10G SFP+ | 10000 | up | Server NIC
NJ-DC-012-MMR-SW-02 | Te0/0/0/27 | 10G SFP+ | 10000 | up | Server NIC
NJ-DC-012-MMR-SW-02 | Te0/0/0/28 | 10G SFP+ | 10000 | admin-down
NJ-DC-012-MMR-SW-02 | Te0/0/0/29 | 10G SFP+ | 10000 | up | Server NIC
NJ-DC-012-MMR-SW-02 | Te0/0/0/30 | 10G SFP+ | 10000 | up | Server NIC
NJ-DC-012-MMR-SW-02 | Te0/0/0/31 | 10G SFP+ | 10000 | admin-down
NJ-DC-012-MMR-SW-02 | Te0/0/0/32 | 10G SFP+ | 10000 | up | Server NIC
NJ-DC-012-MMR-SW-02 | Te0/0/0/33 | 10G SFP+ | 10000 | up | Server NIC
NJ-DC-012-MMR-SW-02 | Te0/0/0/34 | 10G SFP+ | 10000 | up | Server NIC
NJ-DC-012-MMR-SW-02 | Te0/0/0/35 | 10G SFP+ | 10000 | up | Server NIC
NJ-DC-012-MMR-SW-02 | Te0/0/0/36 | 10G SFP+ | 10000 | admin-down
NJ-DC-012-MMR-SW-02 | Te0/0/0/37 | 10G SFP+ | 10000 | admin-down
NJ-DC-012-MMR-SW-02 | Te0/0/0/38 | 10G SFP+ | 10000 | up | Server NIC
NJ-DC-012-MMR-SW-02 | Te0/0/0/39 | 10G SFP+ | 10000 | up | Server NIC
NJ-DC-012-MMR-SW-02 | Te0/0/0/40 | 10G SFP+ | 10000 | up | Server NIC
NJ-DC-012-MMR-SW-02 | Te0/0/0/41 | 10G SFP+ | 10000 | up | Server NIC
NJ-DC-012-MMR-SW-02 | Te0/0/0/42 | 10G SFP+ | 10000 | admin-down
NJ-DC-012-MMR-SW-02 | Te0/0/0/43 | 10G SFP+ | 10000 | admin-down
NJ-DC-012-MMR-SW-02 | Te0/0/0/44 | 10G SFP+ | 10000 | reserved
NJ-DC-012-MMR-SW-02 | Te0/0/0/45 | 10G SFP+ | 10000 | admin-down
NJ-DC-012-MMR-SW-02 | Te0/0/0/46 | 10G SFP+ | 10000 | admin-down
NJ-DC-012-MMR-SW-02 | Te0/0/0/47 | 10G SFP+ | 10000 | admin-down
NJ-DC-012-MMR-SW-02 | Hu0/0/1/0 | 100G QSFP28 | 100000 | up | Uplink to NJ-DC-012-AGG-R02 | QSFP28-100G-LR4
NJ-DC-012-MMR-SW-02 | Hu0/0/1/1 | 100G QSFP28 | 100000 | up | Uplink to NJ-DC-012-AGG-R01 | QSFP28-100G-LR4
NJ-DC-012-MMR-SW-02 | Hu0/0/1/2 | 100G QSFP28 | 100000 | admin-down
NJ-DC-012-MMR-SW-02 | Hu0/0/1/3 | 100G QSFP28 | 100000 | admin-down
NJ-DC-012-MMR-SW-03 | Te0/0/0/0 | 10G SFP+ | 10000 | up | Access to NJ-DC-012-TOR-002 | SFP-10G-LR
NJ-DC-012-MMR-SW-03 | Te0/0/0/1 | 10G SFP+ | 10000 | up | Server NIC
NJ-DC-012-MMR-SW-03 | Te0/0/0/2 | 10G SFP+ | 10000 | admin-down
NJ-DC-012-MMR-SW-03 | Te0/0/0/3 | 10G SFP+ | 10000 | up | Server NIC
NJ-DC-012-MMR-SW-03 | Te0/0/0/4 | 10G SFP+ | 10000 | admin-down
NJ-DC-012-MMR-SW-03 | Te0/0/0/5 | 10G SFP+ | 10000 | admin-down
NJ-DC-012-MMR-SW-03 | Te0/0/0/6 | 10G SFP+ | 10000 | up | Server NIC
NJ-DC-012-MMR-SW-03 | Te0/0/0/7 | 10G SFP+ | 10000 | up | Server NIC
NJ-DC-012-MMR-SW-03 | Te0/0/0/8 | 10G SFP+ | 10000 | admin-down
NJ-DC-012-MMR-SW-03 | Te0/0/0/9 | 10G SFP+ | 10000 | up | Server NIC
NJ-DC-012-MMR-SW-03 | Te0/0/0/10 | 10G SFP+ | 10000 | admin-down
NJ-DC-012-MMR-SW-03 | Te0/0/0/11 | 10G SFP+ | 10000 | up | Server NIC
NJ-DC-012-MMR-SW-03 | Te0/0/0/12 | 10G SFP+ | 10000 | up | Server NIC
NJ-DC-012-MMR-SW-03 | Te0/0/0/13 | 10G SFP+ | 10000 | up | Server NIC
NJ-DC-012-MMR-SW-03 | Te0/0/0/14 | 10G SFP+ | 10000 | up | Server NIC
NJ-DC-012-MMR-SW-03 | Te0/0/0/15 | 10G SFP+ | 10000 | admin-down
NJ-DC-012-MMR-SW-03 | Te0/0/0/16 | 10G SFP+ | 10000 | up | Server NIC
NJ-DC-012-MMR-SW-03 | Te0/0/0/17 | 10G SFP+ | 10000 | admin-down
NJ-DC-012-MMR-SW-03 | Te0/0/0/18 | 10G SFP+ | 10000 | up | Server NIC
NJ-DC-012-MMR-SW-03 | Te0/0/0/19 | 10G SFP+ | 10000 | up | Server NIC
NJ-DC-012-MMR-SW-03 | Te0/0/0/20 | 10G SFP+ | 10000 | admin-down
NJ-DC-012-MMR-SW-03 | Te0/0/0/21 | 10G SFP+ | 10000 | up | Server NIC
NJ-DC-012-MMR-SW-03 | Te0/0/0/22 | 10G SFP+ | 10000 | admin-down
NJ-DC-012-MMR-SW-03 | Te0/0/0/23 | 10G SFP+ | 10000 | admin-down
NJ-DC-012-MMR-SW-03 | Te0/0/0/24 | 10G SFP+ | 10000 | up | Server NIC
NJ-DC-012-MMR-SW-03 | Te0/0/0/25 | 10G SFP+ | 10000 | up | Server NIC
NJ-DC-012-MMR-SW-03 | Te0/0/0/26 | 10G SFP+ | 10000 | admin-down
NJ-DC-012-MMR-SW-03 | Te0/0/0/27 | 10G SFP+ | 10000 | up | Server NIC
NJ-DC-012-MMR-SW-03 | Te0/0/0/28 | 10G SFP+ | 10000 | admin-down
NJ-DC-012-MMR-SW-03 | Te0/0/0/29 | 10G SFP+ | 10000 | up | Server NIC
NJ-DC-012-MMR-SW-03 | Te0/0/0/30 | 10G SFP+ | 10000 | up | Server NIC
NJ-DC-012-MMR-SW-03 | Te0/0/0/31 | 10G SFP+ | 10000 | up | Server NIC
NJ-DC-012-MMR-SW-03 | Te0/0/0/32 | 10G SFP+ | 10000 | up | Server NIC
NJ-DC-012-MMR-SW-03 | Te0/0/0/33 | 10G SFP+ | 10000 | up | Server NIC
NJ-DC-012-MMR-SW-03 | Te0/0/0/34 | 10G SFP+ | 10000 | up | Server NIC
NJ-DC-012-MMR-SW-03 | Te0/0/0/35 | 10G SFP+ | 10000 | up | Server NIC
NJ-DC-012-MMR-SW-03 | Te0/0/0/36 | 10G SFP+ | 10000 | up | Server NIC
NJ-DC-012-MMR-SW-03 | Te0/0/0/37 | 10G SFP+ | 10000 | up | Server NIC
NJ-DC-012-MMR-SW-03 | Te0/0/0/38 | 10G SFP+ | 10000 | admin-down
NJ-DC-012-MMR-SW-03 | Te0/0/0/39 | 10G SFP+ | 10000 | up | Server NIC
NJ-DC-012-MMR-SW-03 | Te0/0/0/40 | 10G SFP+ | 10000 | up | Server NIC
NJ-DC-012-MMR-SW-03 | Te0/0/0/41 | 10G SFP+ | 10000 | up | Server NIC
NJ-DC-012-MMR-SW-03 | Te0/0/0/42 | 10G SFP+ | 10000 | up | Server NIC
NJ-DC-012-MMR-SW-03 | Te0/0/0/43 | 10G SFP+ | 10000 | admin-down
NJ-DC-012-MMR-SW-03 | Te0/0/0/44 | 10G SFP+ | 10000 | admin-down
NJ-DC-012-MMR-SW-03 | Te0/0/0/45 | 10G SFP+ | 10000 | admin-down
NJ-DC-012-MMR-SW-03 | Te0/0/0/46 | 10G SFP+ | 10000 | up | Server NIC
NJ-DC-012-MMR-SW-03 | Te0/0/0/47 | 10G SFP+ | 10000 | up | Server NIC
NJ-DC-012-MMR-SW-03 | Hu0/0/1/0 | 100G QSFP28 | 100000 | up | Uplink to NJ-DC-012-AGG-R01 | QSFP28-100G-LR4
NJ-DC-012-MMR-SW-03 | Hu0/0/1/1 | 100G QSFP28 | 100000 | up | Uplink to NJ-DC-012-AGG-R02 | QSFP28-100G-LR4
NJ-DC-012-MMR-SW-03 | Hu0/0/1/2 | 100G QSFP28 | 100000 | admin-down
NJ-DC-012-MMR-SW-03 | Hu0/0/1/3 | 100G QSFP28 | 100000 | admin-down
NJ-DC-012-MMR-SW-04 | Ethernet1 | 10G SFP+ | 10000 | up | Server NIC
NJ-DC-012-MMR-SW-04 | Ethernet2 | 10G SFP+ | 10000 | up | Server NIC
NJ-DC-012-MMR-SW-04 | Ethernet3 | 10G SFP+ | 10000 | up | Server NIC
NJ-DC-012-MMR-SW-04 | Ethernet4 | 10G SFP+ | 10000 | up | Server NIC
NJ-DC-012-MMR-SW-04 | Ethernet5 | 10G SFP+ | 10000 | up | Server NIC
NJ-DC-012-MMR-SW-04 | Ethernet6 | 10G SFP+ | 10000 | admin-down
NJ-DC-012-MMR-SW-04 | Ethernet7 | 10G SFP+ | 10000 | up | Server NIC
NJ-DC-012-MMR-SW-04 | Ethernet8 | 10G SFP+ | 10000 | admin-down
NJ-DC-012-MMR-SW-04 | Ethernet9 | 10G SFP+ | 10000 | up | Server NIC
NJ-DC-012-MMR-SW-04 | Ethernet10 | 10G SFP+ | 10000 | up | Server NIC
NJ-DC-012-MMR-SW-04 | Ethernet11 | 10G SFP+ | 10000 | up | Server NIC
NJ-DC-012-MMR-SW-04 | Ethernet12 | 10G SFP+ | 10000 | up | Server NIC
NJ-DC-012-MMR-SW-04 | Ethernet13 | 10G SFP+ | 10000 | up | Server NIC
NJ-DC-012-MMR-SW-04 | Ethernet14 | 10G SFP+ | 10000 | up | Server NIC
NJ-DC-012-MMR-SW-04 | Ethernet15 | 10G SFP+ | 10000 | up | Server NIC
NJ-DC-012-MMR-SW-04 | Ethernet16 | 10G SFP+ | 10000 | up | Server NIC
NJ-DC-012-MMR-SW-04 | Ethernet17 | 10G SFP+ | 10000 | up | Server NIC
NJ-DC-012-MMR-SW-04 | Ethernet18 | 10G SFP+ | 10000 | up | Server NIC
NJ-DC-012-MMR-SW-04 | Ethernet19 | 10G SFP+ | 10000 | up | Server NIC
NJ-DC-012-MMR-SW-04 | Ethernet20 | 10G SFP+ | 10000 | up | Server NIC
NJ-DC-012-MMR-SW-04 | Ethernet21 | 10G SFP+ | 10000 | admin-down
NJ-DC-012-MMR-SW-04 | Ethernet22 | 10G SFP+ | 10000 | up | Server NIC
NJ-DC-012-MMR-SW-04 | Ethernet23 | 10G SFP+ | 10000 | admin-down
NJ-DC-012-MMR-SW-04 | Ethernet24 | 10G SFP+ | 10000 | up | Server NIC
NJ-DC-012-MMR-SW-04 | Ethernet25 | 10G SFP+ | 10000 | admin-down
NJ-DC-012-MMR-SW-04 | Ethernet26 | 10G SFP+ | 10000 | admin-down
NJ-DC-012-MMR-SW-04 | Ethernet27 | 10G SFP+ | 10000 | admin-down
NJ-DC-012-MMR-SW-04 | Ethernet28 | 10G SFP+ | 10000 | up | Server NIC
NJ-DC-012-MMR-SW-04 | Ethernet29 | 10G SFP+ | 10000 | up | Server NIC
NJ-DC-012-MMR-SW-04 | Ethernet30 | 10G SFP+ | 10000 | admin-down
NJ-DC-012-MMR-SW-04 | Ethernet31 | 10G SFP+ | 10000 | admin-down
NJ-DC-012-MMR-SW-04 | Ethernet32 | 10G SFP+ | 10000 | admin-down
NJ-DC-012-MMR-SW-04 | Ethernet33 | 10G SFP+ | 10000 | up | Server NIC
NJ-DC-012-MMR-SW-04 | Ethernet34 | 10G SFP+ | 10000 | reserved
NJ-DC-012-MMR-SW-04 | Ethernet35 | 10G SFP+ | 10000 | up | Server NIC
NJ-DC-012-MMR-SW-04 | Ethernet36 | 10G SFP+ | 10000 | up | Server NIC
NJ-DC-012-MMR-SW-04 | Ethernet37 | 10G SFP+ | 10000 | up | Server NIC
NJ-DC-012-MMR-SW-04 | Ethernet38 | 10G SFP+ | 10000 | admin-down
NJ-DC-012-MMR-SW-04 | Ethernet39 | 10G SFP+ | 10000 | up | Server NIC
NJ-DC-012-MMR-SW-04 | Ethernet40 | 10G SFP+ | 10000 | admin-down
NJ-DC-012-MMR-SW-04 | Ethernet41 | 10G SFP+ | 10000 | up | Server NIC
NJ-DC-012-MMR-SW-04 | Ethernet42 | 10G SFP+ | 10000 | admin-down
NJ-DC-012-MMR-SW-04 | Ethernet43 | 10G SFP+ | 10000 | reserved
NJ-DC-012-MMR-SW-04 | Ethernet44 | 10G SFP+ | 10000 | admin-down
NJ-DC-012-MMR-SW-04 | Ethernet45 | 10G SFP+ | 10000 | up | Server NIC
NJ-DC-012-MMR-SW-04 | Ethernet46 | 10G SFP+ | 10000 | reserved
NJ-DC-012-MMR-SW-04 | Ethernet47 | 10G SFP+ | 10000 | up | Server NIC
NJ-DC-012-MMR-SW-04 | Ethernet48 | 10G SFP+ | 10000 | up | Server NIC
NJ-DC-012-MMR-SW-04 | Ethernet49/1 | 100G QSFP28 | 100000 | up | Uplink to NJ-DC-012-AGG-R02 | QSFP28-100G-LR4
NJ-DC-012-MMR-SW-04 | Ethernet49/2 | 100G QSFP28 | 100000 | up | Uplink to NJ-DC-012-AGG-R01 | QSFP28-100G-LR4
NJ-DC-012-MMR-SW-04 | Ethernet49/3 | 100G QSFP28 | 100000 | admin-down
NJ-DC-012-MMR-SW-04 | Ethernet49/4 | 100G QSFP28 | 100000 | admin-down
NJ-DC-012-TOR-001 | xe-0/0/0 | 10G SFP+ | 10000 | up | Access to NJ-DC-012-MMR-SW-01 | SFP-10G-LR
NJ-DC-012-TOR-001 | xe-0/0/1 | 10G SFP+ | 10000 | up | Access to NJ-DC-012-MMR-SW-02 | SFP-10G-LR
NJ-DC-012-TOR-001 | xe-0/0/2 | 10G SFP+ | 10000 | reserved
NJ-DC-012-TOR-001 | xe-0/0/3 | 10G SFP+ | 10000 | up | Server NIC
NJ-DC-012-TOR-001 | xe-0/0/4 | 10G SFP+ | 10000 | admin-down
NJ-DC-012-TOR-001 | xe-0/0/5 | 10G SFP+ | 10000 | admin-down
NJ-DC-012-TOR-001 | xe-0/0/6 | 10G SFP+ | 10000 | admin-down
NJ-DC-012-TOR-001 | xe-0/0/7 | 10G SFP+ | 10000 | up | Server NIC
NJ-DC-012-TOR-001 | xe-0/0/8 | 10G SFP+ | 10000 | admin-down
NJ-DC-012-TOR-001 | xe-0/0/9 | 10G SFP+ | 10000 | up | Server NIC
NJ-DC-012-TOR-001 | xe-0/0/10 | 10G SFP+ | 10000 | admin-down
NJ-DC-012-TOR-001 | xe-0/0/11 | 10G SFP+ | 10000 | up | Server NIC
NJ-DC-012-TOR-001 | xe-0/0/12 | 10G SFP+ | 10000 | up | Server NIC
NJ-DC-012-TOR-001 | xe-0/0/13 | 10G SFP+ | 10000 | admin-down
NJ-DC-012-TOR-001 | xe-0/0/14 | 10G SFP+ | 10000 | up | Server NIC
NJ-DC-012-TOR-001 | xe-0/0/15 | 10G SFP+ | 10000 | up | Server NIC
NJ-DC-012-TOR-001 | xe-0/0/16 | 10G SFP+ | 10000 | admin-down
NJ-DC-012-TOR-001 | xe-0/0/17 | 10G SFP+ | 10000 | up | Server NIC
NJ-DC-012-TOR-001 | xe-0/0/18 | 10G SFP+ | 10000 | up | Server NIC
NJ-DC-012-TOR-001 | xe-0/0/19 | 10G SFP+ | 10000 | up | Server NIC
NJ-DC-012-TOR-001 | xe-0/0/20 | 10G SFP+ | 10000 | up | Server NIC
NJ-DC-012-TOR-001 | xe-0/0/21 | 10G SFP+ | 10000 | up | Server NIC
NJ-DC-012-TOR-001 | xe-0/0/22 | 10G SFP+ | 10000 | up | Server NIC
NJ-DC-012-TOR-001 | xe-0/0/23 | 10G SFP+ | 10000 | up | Server NIC
NJ-DC-012-TOR-001 | et-0/1/0 | 100G QSFP28 | 100000 | admin-down
NJ-DC-012-TOR-001 | et-0/1/1 | 100G QSFP28 | 100000 | admin-down
NJ-DC-012-TOR-002 | Te0/0/0/0 | 10G SFP+ | 10000 | up | Access to NJ-DC-012-MMR-SW-02 | SFP-10G-LR
NJ-DC-012-TOR-002 | Te0/0/0/1 | 10G SFP+ | 10000 | up | Access to NJ-DC-012-MMR-SW-03 | SFP-10G-LR
NJ-DC-012-TOR-002 | Te0/0/0/2 | 10G SFP+ | 10000 | up | Server NIC
NJ-DC-012-TOR-002 | Te0/0/0/3 | 10G SFP+ | 10000 | up | Server NIC
NJ-DC-012-TOR-002 | Te0/0/0/4 | 10G SFP+ | 10000 | admin-down
NJ-DC-012-TOR-002 | Te0/0/0/5 | 10G SFP+ | 10000 | up | Server NIC
NJ-DC-012-TOR-002 | Te0/0/0/6 | 10G SFP+ | 10000 | up | Server NIC
NJ-DC-012-TOR-002 | Te0/0/0/7 | 10G SFP+ | 10000 | up | Server NIC
NJ-DC-012-TOR-002 | Te0/0/0/8 | 10G SFP+ | 10000 | up | Server NIC
NJ-DC-012-TOR-002 | Te0/0/0/9 | 10G SFP+ | 10000 | admin-down
NJ-DC-012-TOR-002 | Te0/0/0/10 | 10G SFP+ | 10000 | up | Server NIC
NJ-DC-012-TOR-002 | Te0/0/0/11 | 10G SFP+ | 10000 | up | Server NIC
NJ-DC-012-TOR-002 | Te0/0/0/12 | 10G SFP+ | 10000 | up | Server NIC
NJ-DC-012-TOR-002 | Te0/0/0/13 | 10G SFP+ | 10000 | admin-down
NJ-DC-012-TOR-002 | Te0/0/0/14 | 10G SFP+ | 10000 | up | Server NIC
NJ-DC-012-TOR-002 | Te0/0/0/15 | 10G SFP+ | 10000 | admin-down
NJ-DC-012-TOR-002 | Te0/0/0/16 | 10G SFP+ | 10000 | up | Server NIC
NJ-DC-012-TOR-002 | Te0/0/0/17 | 10G SFP+ | 10000 | admin-down
NJ-DC-012-TOR-002 | Te0/0/0/18 | 10G SFP+ | 10000 | up | Server NIC
NJ-DC-012-TOR-002 | Te0/0/0/19 | 10G SFP+ | 10000 | admin-down
NJ-DC-012-TOR-002 | Te0/0/0/20 | 10G SFP+ | 10000 | admin-down
NJ-DC-012-TOR-002 | Te0/0/0/21 | 10G SFP+ | 10000 | admin-down
NJ-DC-012-TOR-002 | Te0/0/0/22 | 10G SFP+ | 10000 | up | Server NIC
NJ-DC-012-TOR-002 | Te0/0/0/23 | 10G SFP+ | 10000 | up | Server NIC
NJ-DC-012-TOR-002 | Hu0/0/1/0 | 100G QSFP28 | 100000 | admin-down
NJ-DC-012-TOR-002 | Hu0/0/1/1 | 100G QSFP28 | 100000 | admin-down
WA-DC-013-PE-T4-01 | xe-0/0/0 | 10G SFP+ | 10000 | admin-down
WA-DC-013-PE-T4-01 | xe-0/0/1 | 10G SFP+ | 10000 | admin-down
WA-DC-013-PE-T4-01 | xe-0/0/2 | 10G SFP+ | 10000 | admin-down
WA-DC-013-PE-T4-01 | xe-0/0/3 | 10G SFP+ | 10000 | admin-down
WA-DC-013-PE-T4-01 | xe-0/0/4 | 10G SFP+ | 10000 | admin-down
WA-DC-013-PE-T4-01 | xe-0/0/5 | 10G SFP+ | 10000 | admin-down
WA-DC-013-PE-T4-01 | xe-0/0/6 | 10G SFP+ | 10000 | admin-down
WA-DC-013-PE-T4-01 | xe-0/0/7 | 10G SFP+ | 10000 | admin-down
WA-DC-013-PE-T4-01 | xe-0/0/8 | 10G SFP+ | 10000 | admin-down
WA-DC-013-PE-T4-01 | xe-0/0/9 | 10G SFP+ | 10000 | admin-down
WA-DC-013-PE-T4-01 | xe-0/0/10 | 10G SFP+ | 10000 | admin-down
WA-DC-013-PE-T4-01 | xe-0/0/11 | 10G SFP+ | 10000 | admin-down
WA-DC-013-PE-T4-01 | et-0/1/0 | 100G QSFP28 | 100000 | admin-down
WA-DC-013-PE-T4-01 | et-0/1/1 | 100G QSFP28 | 100000 | admin-down
WA-DC-013-PE-T4-01 | et-0/1/2 | 100G QSFP28 | 100000 | admin-down
WA-DC-013-PE-T4-01 | et-0/1/3 | 100G QSFP28 | 100000 | admin-down
WA-DC-013-PE-T4-01 | ge-0/2/0 | 1G copper | 1000 | admin-down
WA-DC-013-PE-T4-01 | ge-0/2/1 | 1G copper | 1000 | admin-down
WA-DC-013-PE-T4-01 | ge-0/2/2 | 1G copper | 1000 | admin-down
WA-DC-013-PE-T4-01 | ge-0/2/3 | 1G copper | 1000 | admin-down
WA-DC-013-PE-T4-01 | ge-0/2/4 | 1G copper | 1000 | admin-down
WA-DC-013-PE-T4-01 | ge-0/2/5 | 1G copper | 1000 | admin-down
WA-DC-013-PE-T4-01 | ge-0/2/6 | 1G copper | 1000 | admin-down
WA-DC-013-PE-T4-01 | ge-0/2/7 | 1G copper | 1000 | admin-down
WA-DC-013-PE-T4-01 | ge-0/2/8 | 1G copper | 1000 | admin-down
WA-DC-013-PE-T4-01 | ge-0/2/9 | 1G copper | 1000 | admin-down
WA-DC-013-PE-T4-01 | ge-0/2/10 | 1G copper | 1000 | admin-down
WA-DC-013-PE-T4-01 | ge-0/2/11 | 1G copper | 1000 | admin-down
WA-DC-013-PE-T4-01 | ge-0/2/12 | 1G copper | 1000 | admin-down
WA-DC-013-PE-T4-01 | ge-0/2/13 | 1G copper | 1000 | admin-down
WA-DC-013-PE-T4-01 | ge-0/2/14 | 1G copper | 1000 | admin-down
WA-DC-013-PE-T4-01 | ge-0/2/15 | 1G copper | 1000 | admin-down
WA-DC-013-PE-T4-02 | xe-0/0/0 | 10G SFP+ | 10000 | admin-down
WA-DC-013-PE-T4-02 | xe-0/0/1 | 10G SFP+ | 10000 | admin-down
WA-DC-013-PE-T4-02 | xe-0/0/2 | 10G SFP+ | 10000 | admin-down
WA-DC-013-PE-T4-02 | xe-0/0/3 | 10G SFP+ | 10000 | admin-down
WA-DC-013-PE-T4-02 | xe-0/0/4 | 10G SFP+ | 10000 | admin-down
WA-DC-013-PE-T4-02 | xe-0/0/5 | 10G SFP+ | 10000 | admin-down
WA-DC-013-PE-T4-02 | xe-0/0/6 | 10G SFP+ | 10000 | admin-down
WA-DC-013-PE-T4-02 | xe-0/0/7 | 10G SFP+ | 10000 | admin-down
WA-DC-013-PE-T4-02 | xe-0/0/8 | 10G SFP+ | 10000 | admin-down
WA-DC-013-PE-T4-02 | xe-0/0/9 | 10G SFP+ | 10000 | admin-down
WA-DC-013-PE-T4-02 | xe-0/0/10 | 10G SFP+ | 10000 | admin-down
WA-DC-013-PE-T4-02 | xe-0/0/11 | 10G SFP+ | 10000 | admin-down
WA-DC-013-PE-T4-02 | et-0/1/0 | 100G QSFP28 | 100000 | admin-down
WA-DC-013-PE-T4-02 | et-0/1/1 | 100G QSFP28 | 100000 | admin-down
WA-DC-013-PE-T4-02 | et-0/1/2 | 100G QSFP28 | 100000 | admin-down
WA-DC-013-PE-T4-02 | et-0/1/3 | 100G QSFP28 | 100000 | admin-down
WA-DC-013-PE-T4-02 | ge-0/2/0 | 1G copper | 1000 | admin-down
WA-DC-013-PE-T4-02 | ge-0/2/1 | 1G copper | 1000 | admin-down
WA-DC-013-PE-T4-02 | ge-0/2/2 | 1G copper | 1000 | admin-down
WA-DC-013-PE-T4-02 | ge-0/2/3 | 1G copper | 1000 | reserved
WA-DC-013-PE-T4-02 | ge-0/2/4 | 1G copper | 1000 | admin-down
WA-DC-013-PE-T4-02 | ge-0/2/5 | 1G copper | 1000 | admin-down
WA-DC-013-PE-T4-02 | ge-0/2/6 | 1G copper | 1000 | admin-down
WA-DC-013-PE-T4-02 | ge-0/2/7 | 1G copper | 1000 | admin-down
WA-DC-013-PE-T4-02 | ge-0/2/8 | 1G copper | 1000 | admin-down
WA-DC-013-PE-T4-02 | ge-0/2/9 | 1G copper | 1000 | admin-down
WA-DC-013-PE-T4-02 | ge-0/2/10 | 1G copper | 1000 | admin-down
WA-DC-013-PE-T4-02 | ge-0/2/11 | 1G copper | 1000 | admin-down
WA-DC-013-PE-T4-02 | ge-0/2/12 | 1G copper | 1000 | admin-down
WA-DC-013-PE-T4-02 | ge-0/2/13 | 1G copper | 1000 | admin-down
WA-DC-013-PE-T4-02 | ge-0/2/14 | 1G copper | 1000 | admin-down
WA-DC-013-PE-T4-02 | ge-0/2/15 | 1G copper | 1000 | admin-down
WA-DC-013-PE-T4-03 | xe-0/0/0 | 10G SFP+ | 10000 | admin-down
WA-DC-013-PE-T4-03 | xe-0/0/1 | 10G SFP+ | 10000 | admin-down
WA-DC-013-PE-T4-03 | xe-0/0/2 | 10G SFP+ | 10000 | admin-down
WA-DC-013-PE-T4-03 | xe-0/0/3 | 10G SFP+ | 10000 | admin-down
WA-DC-013-PE-T4-03 | xe-0/0/4 | 10G SFP+ | 10000 | admin-down
WA-DC-013-PE-T4-03 | xe-0/0/5 | 10G SFP+ | 10000 | admin-down
WA-DC-013-PE-T4-03 | xe-0/0/6 | 10G SFP+ | 10000 | admin-down
WA-DC-013-PE-T4-03 | xe-0/0/7 | 10G SFP+ | 10000 | admin-down
WA-DC-013-PE-T4-03 | xe-0/0/8 | 10G SFP+ | 10000 | admin-down
WA-DC-013-PE-T4-03 | xe-0/0/9 | 10G SFP+ | 10000 | reserved
WA-DC-013-PE-T4-03 | xe-0/0/10 | 10G SFP+ | 10000 | admin-down
WA-DC-013-PE-T4-03 | xe-0/0/11 | 10G SFP+ | 10000 | admin-down
WA-DC-013-PE-T4-03 | et-0/1/0 | 100G QSFP28 | 100000 | admin-down
WA-DC-013-PE-T4-03 | et-0/1/1 | 100G QSFP28 | 100000 | admin-down
WA-DC-013-PE-T4-03 | et-0/1/2 | 100G QSFP28 | 100000 | admin-down
WA-DC-013-PE-T4-03 | et-0/1/3 | 100G QSFP28 | 100000 | admin-down
WA-DC-013-PE-T4-03 | ge-0/2/0 | 1G copper | 1000 | admin-down
WA-DC-013-PE-T4-03 | ge-0/2/1 | 1G copper | 1000 | admin-down
WA-DC-013-PE-T4-03 | ge-0/2/2 | 1G copper | 1000 | admin-down
WA-DC-013-PE-T4-03 | ge-0/2/3 | 1G copper | 1000 | admin-down
WA-DC-013-PE-T4-03 | ge-0/2/4 | 1G copper | 1000 | admin-down
WA-DC-013-PE-T4-03 | ge-0/2/5 | 1G copper | 1000 | admin-down
WA-DC-013-PE-T4-03 | ge-0/2/6 | 1G copper | 1000 | admin-down
WA-DC-013-PE-T4-03 | ge-0/2/7 | 1G copper | 1000 | admin-down
WA-DC-013-PE-T4-03 | ge-0/2/8 | 1G copper | 1000 | admin-down
WA-DC-013-PE-T4-03 | ge-0/2/9 | 1G copper | 1000 | admin-down
WA-DC-013-PE-T4-03 | ge-0/2/10 | 1G copper | 1000 | reserved
WA-DC-013-PE-T4-03 | ge-0/2/11 | 1G copper | 1000 | reserved
WA-DC-013-PE-T4-03 | ge-0/2/12 | 1G copper | 1000 | admin-down
WA-DC-013-PE-T4-03 | ge-0/2/13 | 1G copper | 1000 | admin-down
WA-DC-013-PE-T4-03 | ge-0/2/14 | 1G copper | 1000 | admin-down
WA-DC-013-PE-T4-03 | ge-0/2/15 | 1G copper | 1000 | admin-down
WA-DC-013-PE-T4-04 | xe-0/0/0 | 10G SFP+ | 10000 | admin-down
WA-DC-013-PE-T4-04 | xe-0/0/1 | 10G SFP+ | 10000 | admin-down
WA-DC-013-PE-T4-04 | xe-0/0/2 | 10G SFP+ | 10000 | reserved
WA-DC-013-PE-T4-04 | xe-0/0/3 | 10G SFP+ | 10000 | admin-down
WA-DC-013-PE-T4-04 | xe-0/0/4 | 10G SFP+ | 10000 | admin-down
WA-DC-013-PE-T4-04 | xe-0/0/5 | 10G SFP+ | 10000 | admin-down
WA-DC-013-PE-T4-04 | xe-0/0/6 | 10G SFP+ | 10000 | admin-down
WA-DC-013-PE-T4-04 | xe-0/0/7 | 10G SFP+ | 10000 | admin-down
WA-DC-013-PE-T4-04 | xe-0/0/8 | 10G SFP+ | 10000 | admin-down
WA-DC-013-PE-T4-04 | xe-0/0/9 | 10G SFP+ | 10000 | reserved
WA-DC-013-PE-T4-04 | xe-0/0/10 | 10G SFP+ | 10000 | admin-down
WA-DC-013-PE-T4-04 | xe-0/0/11 | 10G SFP+ | 10000 | admin-down
WA-DC-013-PE-T4-04 | et-0/1/0 | 100G QSFP28 | 100000 | admin-down
WA-DC-013-PE-T4-04 | et-0/1/1 | 100G QSFP28 | 100000 | admin-down
WA-DC-013-PE-T4-04 | et-0/1/2 | 100G QSFP28 | 100000 | admin-down
WA-DC-013-PE-T4-04 | et-0/1/3 | 100G QSFP28 | 100000 | admin-down
WA-DC-013-PE-T4-04 | ge-0/2/0 | 1G copper | 1000 | admin-down
WA-DC-013-PE-T4-04 | ge-0/2/1 | 1G copper | 1000 | admin-down
WA-DC-013-PE-T4-04 | ge-0/2/2 | 1G copper | 1000 | admin-down
WA-DC-013-PE-T4-04 | ge-0/2/3 | 1G copper | 1000 | admin-down
WA-DC-013-PE-T4-04 | ge-0/2/4 | 1G copper | 1000 | admin-down
WA-DC-013-PE-T4-04 | ge-0/2/5 | 1G copper | 1000 | admin-down
WA-DC-013-PE-T4-04 | ge-0/2/6 | 1G copper | 1000 | admin-down
WA-DC-013-PE-T4-04 | ge-0/2/7 | 1G copper | 1000 | admin-down
WA-DC-013-PE-T4-04 | ge-0/2/8 | 1G copper | 1000 | admin-down
WA-DC-013-PE-T4-04 | ge-0/2/9 | 1G copper | 1000 | admin-down
WA-DC-013-PE-T4-04 | ge-0/2/10 | 1G copper | 1000 | admin-down
WA-DC-013-PE-T4-04 | ge-0/2/11 | 1G copper | 1000 | admin-down
WA-DC-013-PE-T4-04 | ge-0/2/12 | 1G copper | 1000 | admin-down
WA-DC-013-PE-T4-04 | ge-0/2/13 | 1G copper | 1000 | admin-down
WA-DC-013-PE-T4-04 | ge-0/2/14 | 1G copper | 1000 | admin-down
WA-DC-013-PE-T4-04 | ge-0/2/15 | 1G copper | 1000 | admin-down
WA-DC-013-FW-01 | port1 | 10G SFP+ | 10000 | admin-down
WA-DC-013-FW-01 | port2 | 10G SFP+ | 10000 | admin-down
WA-DC-013-FW-01 | port3 | 10G SFP+ | 10000 | admin-down
WA-DC-013-FW-01 | port4 | 10G SFP+ | 10000 | admin-down
WA-DC-013-FW-01 | port5 | 10G SFP+ | 10000 | admin-down
WA-DC-013-FW-01 | port6 | 10G SFP+ | 10000 | admin-down
WA-DC-013-FW-01 | port7 | 10G SFP+ | 10000 | admin-down
WA-DC-013-FW-01 | port8 | 10G SFP+ | 10000 | admin-down
WA-DC-013-OLA-01 | 1-A-1 | 100G QSFP28 | 100000 | admin-down
WA-DC-013-OLA-01 | 1-A-2 | 100G QSFP28 | 100000 | admin-down
WA-DC-013-OLA-01 | 1-A-3 | 100G QSFP28 | 100000 | admin-down
WA-DC-013-OLA-01 | 1-A-4 | 100G QSFP28 | 100000 | admin-down
WA-DC-013-OLA-01 | 1-A-5 | 100G QSFP28 | 100000 | admin-down
WA-DC-013-OLA-01 | 1-A-6 | 100G QSFP28 | 100000 | admin-down
WA-DC-013-OLA-01 | 1-A-7 | 100G QSFP28 | 100000 | admin-down
WA-DC-013-OLA-01 | 1-A-8 | 100G QSFP28 | 100000 | admin-down
WA-DC-013-AGG-R01 | xe-0/0/0 | 10G SFP+ | 10000 | admin-down
WA-DC-013-AGG-R01 | xe-0/0/1 | 10G SFP+ | 10000 | admin-down
WA-DC-013-AGG-R01 | xe-0/0/2 | 10G SFP+ | 10000 | admin-down
WA-DC-013-AGG-R01 | xe-0/0/3 | 10G SFP+ | 10000 | admin-down
WA-DC-013-AGG-R01 | xe-0/0/4 | 10G SFP+ | 10000 | admin-down
WA-DC-013-AGG-R01 | xe-0/0/5 | 10G SFP+ | 10000 | admin-down
WA-DC-013-AGG-R01 | xe-0/0/6 | 10G SFP+ | 10000 | admin-down
WA-DC-013-AGG-R01 | xe-0/0/7 | 10G SFP+ | 10000 | admin-down
WA-DC-013-AGG-R01 | xe-0/0/8 | 10G SFP+ | 10000 | admin-down
WA-DC-013-AGG-R01 | xe-0/0/9 | 10G SFP+ | 10000 | admin-down
WA-DC-013-AGG-R01 | xe-0/0/10 | 10G SFP+ | 10000 | admin-down
WA-DC-013-AGG-R01 | xe-0/0/11 | 10G SFP+ | 10000 | admin-down
WA-DC-013-AGG-R01 | xe-0/0/12 | 10G SFP+ | 10000 | admin-down
WA-DC-013-AGG-R01 | xe-0/0/13 | 10G SFP+ | 10000 | admin-down
WA-DC-013-AGG-R01 | xe-0/0/14 | 10G SFP+ | 10000 | admin-down
WA-DC-013-AGG-R01 | xe-0/0/15 | 10G SFP+ | 10000 | admin-down
WA-DC-013-AGG-R01 | et-0/1/0 | 100G QSFP28 | 100000 | admin-down
WA-DC-013-AGG-R01 | et-0/1/1 | 100G QSFP28 | 100000 | admin-down
WA-DC-013-AGG-R01 | et-0/1/2 | 100G QSFP28 | 100000 | admin-down
WA-DC-013-AGG-R01 | et-0/1/3 | 100G QSFP28 | 100000 | reserved
WA-DC-013-AGG-R01 | et-0/1/4 | 100G QSFP28 | 100000 | admin-down
WA-DC-013-AGG-R01 | et-0/1/5 | 100G QSFP28 | 100000 | admin-down
WA-DC-013-AGG-R01 | et-0/1/6 | 100G QSFP28 | 100000 | admin-down
WA-DC-013-AGG-R01 | et-0/1/7 | 100G QSFP28 | 100000 | admin-down
WA-DC-013-AGG-R02 | xe-0/0/0 | 10G SFP+ | 10000 | admin-down
WA-DC-013-AGG-R02 | xe-0/0/1 | 10G SFP+ | 10000 | admin-down
WA-DC-013-AGG-R02 | xe-0/0/2 | 10G SFP+ | 10000 | admin-down
WA-DC-013-AGG-R02 | xe-0/0/3 | 10G SFP+ | 10000 | admin-down
WA-DC-013-AGG-R02 | xe-0/0/4 | 10G SFP+ | 10000 | admin-down
WA-DC-013-AGG-R02 | xe-0/0/5 | 10G SFP+ | 10000 | admin-down
WA-DC-013-AGG-R02 | xe-0/0/6 | 10G SFP+ | 10000 | admin-down
WA-DC-013-AGG-R02 | xe-0/0/7 | 10G SFP+ | 10000 | admin-down
WA-DC-013-AGG-R02 | xe-0/0/8 | 10G SFP+ | 10000 | admin-down
WA-DC-013-AGG-R02 | xe-0/0/9 | 10G SFP+ | 10000 | admin-down
WA-DC-013-AGG-R02 | xe-0/0/10 | 10G SFP+ | 10000 | admin-down
WA-DC-013-AGG-R02 | xe-0/0/11 | 10G SFP+ | 10000 | admin-down
WA-DC-013-AGG-R02 | xe-0/0/12 | 10G SFP+ | 10000 | admin-down
WA-DC-013-AGG-R02 | xe-0/0/13 | 10G SFP+ | 10000 | admin-down
WA-DC-013-AGG-R02 | xe-0/0/14 | 10G SFP+ | 10000 | admin-down
WA-DC-013-AGG-R02 | xe-0/0/15 | 10G SFP+ | 10000 | admin-down
WA-DC-013-AGG-R02 | et-0/1/0 | 100G QSFP28 | 100000 | admin-down
WA-DC-013-AGG-R02 | et-0/1/1 | 100G QSFP28 | 100000 | admin-down
WA-DC-013-AGG-R02 | et-0/1/2 | 100G QSFP28 | 100000 | admin-down
WA-DC-013-AGG-R02 | et-0/1/3 | 100G QSFP28 | 100000 | reserved
WA-DC-013-AGG-R02 | et-0/1/4 | 100G QSFP28 | 100000 | admin-down
WA-DC-013-AGG-R02 | et-0/1/5 | 100G QSFP28 | 100000 | admin-down
WA-DC-013-AGG-R02 | et-0/1/6 | 100G QSFP28 | 100000 | admin-down
WA-DC-013-AGG-R02 | et-0/1/7 | 100G QSFP28 | 100000 | admin-down
WA-DC-013-MMR-SW-01 | xe-0/0/0 | 10G SFP+ | 10000 | admin-down
WA-DC-013-MMR-SW-01 | xe-0/0/1 | 10G SFP+ | 10000 | admin-down
WA-DC-013-MMR-SW-01 | xe-0/0/2 | 10G SFP+ | 10000 | admin-down
WA-DC-013-MMR-SW-01 | xe-0/0/3 | 10G SFP+ | 10000 | admin-down
WA-DC-013-MMR-SW-01 | xe-0/0/4 | 10G SFP+ | 10000 | admin-down
WA-DC-013-MMR-SW-01 | xe-0/0/5 | 10G SFP+ | 10000 | admin-down
WA-DC-013-MMR-SW-01 | xe-0/0/6 | 10G SFP+ | 10000 | admin-down
WA-DC-013-MMR-SW-01 | xe-0/0/7 | 10G SFP+ | 10000 | admin-down
WA-DC-013-MMR-SW-01 | xe-0/0/8 | 10G SFP+ | 10000 | admin-down
WA-DC-013-MMR-SW-01 | xe-0/0/9 | 10G SFP+ | 10000 | admin-down
WA-DC-013-MMR-SW-01 | xe-0/0/10 | 10G SFP+ | 10000 | admin-down
WA-DC-013-MMR-SW-01 | xe-0/0/11 | 10G SFP+ | 10000 | admin-down
WA-DC-013-MMR-SW-01 | xe-0/0/12 | 10G SFP+ | 10000 | admin-down
WA-DC-013-MMR-SW-01 | xe-0/0/13 | 10G SFP+ | 10000 | admin-down
WA-DC-013-MMR-SW-01 | xe-0/0/14 | 10G SFP+ | 10000 | admin-down
WA-DC-013-MMR-SW-01 | xe-0/0/15 | 10G SFP+ | 10000 | admin-down
WA-DC-013-MMR-SW-01 | xe-0/0/16 | 10G SFP+ | 10000 | admin-down
WA-DC-013-MMR-SW-01 | xe-0/0/17 | 10G SFP+ | 10000 | admin-down
WA-DC-013-MMR-SW-01 | xe-0/0/18 | 10G SFP+ | 10000 | admin-down
WA-DC-013-MMR-SW-01 | xe-0/0/19 | 10G SFP+ | 10000 | admin-down
WA-DC-013-MMR-SW-01 | xe-0/0/20 | 10G SFP+ | 10000 | admin-down
WA-DC-013-MMR-SW-01 | xe-0/0/21 | 10G SFP+ | 10000 | admin-down
WA-DC-013-MMR-SW-01 | xe-0/0/22 | 10G SFP+ | 10000 | admin-down
WA-DC-013-MMR-SW-01 | xe-0/0/23 | 10G SFP+ | 10000 | admin-down
WA-DC-013-MMR-SW-01 | xe-0/0/24 | 10G SFP+ | 10000 | admin-down
WA-DC-013-MMR-SW-01 | xe-0/0/25 | 10G SFP+ | 10000 | admin-down
WA-DC-013-MMR-SW-01 | xe-0/0/26 | 10G SFP+ | 10000 | admin-down
WA-DC-013-MMR-SW-01 | xe-0/0/27 | 10G SFP+ | 10000 | admin-down
WA-DC-013-MMR-SW-01 | xe-0/0/28 | 10G SFP+ | 10000 | reserved
WA-DC-013-MMR-SW-01 | xe-0/0/29 | 10G SFP+ | 10000 | admin-down
WA-DC-013-MMR-SW-01 | xe-0/0/30 | 10G SFP+ | 10000 | admin-down
WA-DC-013-MMR-SW-01 | xe-0/0/31 | 10G SFP+ | 10000 | admin-down
WA-DC-013-MMR-SW-01 | xe-0/0/32 | 10G SFP+ | 10000 | admin-down
WA-DC-013-MMR-SW-01 | xe-0/0/33 | 10G SFP+ | 10000 | admin-down
WA-DC-013-MMR-SW-01 | xe-0/0/34 | 10G SFP+ | 10000 | admin-down
WA-DC-013-MMR-SW-01 | xe-0/0/35 | 10G SFP+ | 10000 | admin-down
WA-DC-013-MMR-SW-01 | xe-0/0/36 | 10G SFP+ | 10000 | admin-down
WA-DC-013-MMR-SW-01 | xe-0/0/37 | 10G SFP+ | 10000 | admin-down
WA-DC-013-MMR-SW-01 | xe-0/0/38 | 10G SFP+ | 10000 | admin-down
WA-DC-013-MMR-SW-01 | xe-0/0/39 | 10G SFP+ | 10000 | admin-down
WA-DC-013-MMR-SW-01 | xe-0/0/40 | 10G SFP+ | 10000 | reserved
WA-DC-013-MMR-SW-01 | xe-0/0/41 | 10G SFP+ | 10000 | admin-down
WA-DC-013-MMR-SW-01 | xe-0/0/42 | 10G SFP+ | 10000 | admin-down
WA-DC-013-MMR-SW-01 | xe-0/0/43 | 10G SFP+ | 10000 | admin-down
WA-DC-013-MMR-SW-01 | xe-0/0/44 | 10G SFP+ | 10000 | admin-down
WA-DC-013-MMR-SW-01 | xe-0/0/45 | 10G SFP+ | 10000 | admin-down
WA-DC-013-MMR-SW-01 | xe-0/0/46 | 10G SFP+ | 10000 | admin-down
WA-DC-013-MMR-SW-01 | xe-0/0/47 | 10G SFP+ | 10000 | reserved
WA-DC-013-MMR-SW-01 | et-0/1/0 | 100G QSFP28 | 100000 | admin-down
WA-DC-013-MMR-SW-01 | et-0/1/1 | 100G QSFP28 | 100000 | reserved
WA-DC-013-MMR-SW-01 | et-0/1/2 | 100G QSFP28 | 100000 | admin-down
WA-DC-013-MMR-SW-01 | et-0/1/3 | 100G QSFP28 | 100000 | admin-down
WA-DC-013-MMR-SW-02 | Te0/0/0/0 | 10G SFP+ | 10000 | admin-down
WA-DC-013-MMR-SW-02 | Te0/0/0/1 | 10G SFP+ | 10000 | admin-down
WA-DC-013-MMR-SW-02 | Te0/0/0/2 | 10G SFP+ | 10000 | admin-down
WA-DC-013-MMR-SW-02 | Te0/0/0/3 | 10G SFP+ | 10000 | admin-down
WA-DC-013-MMR-SW-02 | Te0/0/0/4 | 10G SFP+ | 10000 | admin-down
WA-DC-013-MMR-SW-02 | Te0/0/0/5 | 10G SFP+ | 10000 | admin-down
WA-DC-013-MMR-SW-02 | Te0/0/0/6 | 10G SFP+ | 10000 | admin-down
WA-DC-013-MMR-SW-02 | Te0/0/0/7 | 10G SFP+ | 10000 | admin-down
WA-DC-013-MMR-SW-02 | Te0/0/0/8 | 10G SFP+ | 10000 | admin-down
WA-DC-013-MMR-SW-02 | Te0/0/0/9 | 10G SFP+ | 10000 | admin-down
WA-DC-013-MMR-SW-02 | Te0/0/0/10 | 10G SFP+ | 10000 | admin-down
WA-DC-013-MMR-SW-02 | Te0/0/0/11 | 10G SFP+ | 10000 | admin-down
WA-DC-013-MMR-SW-02 | Te0/0/0/12 | 10G SFP+ | 10000 | admin-down
WA-DC-013-MMR-SW-02 | Te0/0/0/13 | 10G SFP+ | 10000 | reserved
WA-DC-013-MMR-SW-02 | Te0/0/0/14 | 10G SFP+ | 10000 | admin-down
WA-DC-013-MMR-SW-02 | Te0/0/0/15 | 10G SFP+ | 10000 | admin-down
WA-DC-013-MMR-SW-02 | Te0/0/0/16 | 10G SFP+ | 10000 | admin-down
WA-DC-013-MMR-SW-02 | Te0/0/0/17 | 10G SFP+ | 10000 | admin-down
WA-DC-013-MMR-SW-02 | Te0/0/0/18 | 10G SFP+ | 10000 | admin-down
WA-DC-013-MMR-SW-02 | Te0/0/0/19 | 10G SFP+ | 10000 | admin-down
WA-DC-013-MMR-SW-02 | Te0/0/0/20 | 10G SFP+ | 10000 | admin-down
WA-DC-013-MMR-SW-02 | Te0/0/0/21 | 10G SFP+ | 10000 | admin-down
WA-DC-013-MMR-SW-02 | Te0/0/0/22 | 10G SFP+ | 10000 | admin-down
WA-DC-013-MMR-SW-02 | Te0/0/0/23 | 10G SFP+ | 10000 | admin-down
WA-DC-013-MMR-SW-02 | Te0/0/0/24 | 10G SFP+ | 10000 | admin-down
WA-DC-013-MMR-SW-02 | Te0/0/0/25 | 10G SFP+ | 10000 | admin-down
WA-DC-013-MMR-SW-02 | Te0/0/0/26 | 10G SFP+ | 10000 | admin-down
WA-DC-013-MMR-SW-02 | Te0/0/0/27 | 10G SFP+ | 10000 | admin-down
WA-DC-013-MMR-SW-02 | Te0/0/0/28 | 10G SFP+ | 10000 | admin-down
WA-DC-013-MMR-SW-02 | Te0/0/0/29 | 10G SFP+ | 10000 | admin-down
WA-DC-013-MMR-SW-02 | Te0/0/0/30 | 10G SFP+ | 10000 | admin-down
WA-DC-013-MMR-SW-02 | Te0/0/0/31 | 10G SFP+ | 10000 | admin-down
WA-DC-013-MMR-SW-02 | Te0/0/0/32 | 10G SFP+ | 10000 | admin-down
WA-DC-013-MMR-SW-02 | Te0/0/0/33 | 10G SFP+ | 10000 | admin-down
WA-DC-013-MMR-SW-02 | Te0/0/0/34 | 10G SFP+ | 10000 | admin-down
WA-DC-013-MMR-SW-02 | Te0/0/0/35 | 10G SFP+ | 10000 | admin-down
WA-DC-013-MMR-SW-02 | Te0/0/0/36 | 10G SFP+ | 10000 | admin-down
WA-DC-013-MMR-SW-02 | Te0/0/0/37 | 10G SFP+ | 10000 | admin-down
WA-DC-013-MMR-SW-02 | Te0/0/0/38 | 10G SFP+ | 10000 | admin-down
WA-DC-013-MMR-SW-02 | Te0/0/0/39 | 10G SFP+ | 10000 | admin-down
WA-DC-013-MMR-SW-02 | Te0/0/0/40 | 10G SFP+ | 10000 | reserved
WA-DC-013-MMR-SW-02 | Te0/0/0/41 | 10G SFP+ | 10000 | admin-down
WA-DC-013-MMR-SW-02 | Te0/0/0/42 | 10G SFP+ | 10000 | admin-down
WA-DC-013-MMR-SW-02 | Te0/0/0/43 | 10G SFP+ | 10000 | admin-down
WA-DC-013-MMR-SW-02 | Te0/0/0/44 | 10G SFP+ | 10000 | admin-down
WA-DC-013-MMR-SW-02 | Te0/0/0/45 | 10G SFP+ | 10000 | admin-down
WA-DC-013-MMR-SW-02 | Te0/0/0/46 | 10G SFP+ | 10000 | admin-down
WA-DC-013-MMR-SW-02 | Te0/0/0/47 | 10G SFP+ | 10000 | admin-down
WA-DC-013-MMR-SW-02 | Hu0/0/1/0 | 100G QSFP28 | 100000 | admin-down
WA-DC-013-MMR-SW-02 | Hu0/0/1/1 | 100G QSFP28 | 100000 | admin-down
WA-DC-013-MMR-SW-02 | Hu0/0/1/2 | 100G QSFP28 | 100000 | admin-down
WA-DC-013-MMR-SW-02 | Hu0/0/1/3 | 100G QSFP28 | 100000 | admin-down
WA-DC-013-MMR-SW-03 | xe-0/0/0 | 10G SFP+ | 10000 | admin-down
WA-DC-013-MMR-SW-03 | xe-0/0/1 | 10G SFP+ | 10000 | admin-down
WA-DC-013-MMR-SW-03 | xe-0/0/2 | 10G SFP+ | 10000 | admin-down
WA-DC-013-MMR-SW-03 | xe-0/0/3 | 10G SFP+ | 10000 | admin-down
WA-DC-013-MMR-SW-03 | xe-0/0/4 | 10G SFP+ | 10000 | admin-down
WA-DC-013-MMR-SW-03 | xe-0/0/5 | 10G SFP+ | 10000 | admin-down
WA-DC-013-MMR-SW-03 | xe-0/0/6 | 10G SFP+ | 10000 | admin-down
WA-DC-013-MMR-SW-03 | xe-0/0/7 | 10G SFP+ | 10000 | admin-down
WA-DC-013-MMR-SW-03 | xe-0/0/8 | 10G SFP+ | 10000 | admin-down
WA-DC-013-MMR-SW-03 | xe-0/0/9 | 10G SFP+ | 10000 | admin-down
WA-DC-013-MMR-SW-03 | xe-0/0/10 | 10G SFP+ | 10000 | admin-down
WA-DC-013-MMR-SW-03 | xe-0/0/11 | 10G SFP+ | 10000 | admin-down
WA-DC-013-MMR-SW-03 | xe-0/0/12 | 10G SFP+ | 10000 | admin-down
WA-DC-013-MMR-SW-03 | xe-0/0/13 | 10G SFP+ | 10000 | admin-down
WA-DC-013-MMR-SW-03 | xe-0/0/14 | 10G SFP+ | 10000 | admin-down
WA-DC-013-MMR-SW-03 | xe-0/0/15 | 10G SFP+ | 10000 | reserved
WA-DC-013-MMR-SW-03 | xe-0/0/16 | 10G SFP+ | 10000 | admin-down
WA-DC-013-MMR-SW-03 | xe-0/0/17 | 10G SFP+ | 10000 | admin-down
WA-DC-013-MMR-SW-03 | xe-0/0/18 | 10G SFP+ | 10000 | admin-down
WA-DC-013-MMR-SW-03 | xe-0/0/19 | 10G SFP+ | 10000 | admin-down
WA-DC-013-MMR-SW-03 | xe-0/0/20 | 10G SFP+ | 10000 | admin-down
WA-DC-013-MMR-SW-03 | xe-0/0/21 | 10G SFP+ | 10000 | admin-down
WA-DC-013-MMR-SW-03 | xe-0/0/22 | 10G SFP+ | 10000 | admin-down
WA-DC-013-MMR-SW-03 | xe-0/0/23 | 10G SFP+ | 10000 | admin-down
WA-DC-013-MMR-SW-03 | xe-0/0/24 | 10G SFP+ | 10000 | admin-down
WA-DC-013-MMR-SW-03 | xe-0/0/25 | 10G SFP+ | 10000 | admin-down
WA-DC-013-MMR-SW-03 | xe-0/0/26 | 10G SFP+ | 10000 | admin-down
WA-DC-013-MMR-SW-03 | xe-0/0/27 | 10G SFP+ | 10000 | admin-down
WA-DC-013-MMR-SW-03 | xe-0/0/28 | 10G SFP+ | 10000 | admin-down
WA-DC-013-MMR-SW-03 | xe-0/0/29 | 10G SFP+ | 10000 | admin-down
WA-DC-013-MMR-SW-03 | xe-0/0/30 | 10G SFP+ | 10000 | admin-down
WA-DC-013-MMR-SW-03 | xe-0/0/31 | 10G SFP+ | 10000 | admin-down
WA-DC-013-MMR-SW-03 | xe-0/0/32 | 10G SFP+ | 10000 | admin-down
WA-DC-013-MMR-SW-03 | xe-0/0/33 | 10G SFP+ | 10000 | admin-down
WA-DC-013-MMR-SW-03 | xe-0/0/34 | 10G SFP+ | 10000 | admin-down
WA-DC-013-MMR-SW-03 | xe-0/0/35 | 10G SFP+ | 10000 | admin-down
WA-DC-013-MMR-SW-03 | xe-0/0/36 | 10G SFP+ | 10000 | admin-down
WA-DC-013-MMR-SW-03 | xe-0/0/37 | 10G SFP+ | 10000 | admin-down
WA-DC-013-MMR-SW-03 | xe-0/0/38 | 10G SFP+ | 10000 | admin-down
WA-DC-013-MMR-SW-03 | xe-0/0/39 | 10G SFP+ | 10000 | admin-down
WA-DC-013-MMR-SW-03 | xe-0/0/40 | 10G SFP+ | 10000 | admin-down
WA-DC-013-MMR-SW-03 | xe-0/0/41 | 10G SFP+ | 10000 | admin-down
WA-DC-013-MMR-SW-03 | xe-0/0/42 | 10G SFP+ | 10000 | admin-down
WA-DC-013-MMR-SW-03 | xe-0/0/43 | 10G SFP+ | 10000 | admin-down
WA-DC-013-MMR-SW-03 | xe-0/0/44 | 10G SFP+ | 10000 | admin-down
WA-DC-013-MMR-SW-03 | xe-0/0/45 | 10G SFP+ | 10000 | admin-down
WA-DC-013-MMR-SW-03 | xe-0/0/46 | 10G SFP+ | 10000 | reserved
WA-DC-013-MMR-SW-03 | xe-0/0/47 | 10G SFP+ | 10000 | admin-down
WA-DC-013-MMR-SW-03 | et-0/1/0 | 100G QSFP28 | 100000 | admin-down
WA-DC-013-MMR-SW-03 | et-0/1/1 | 100G QSFP28 | 100000 | admin-down
WA-DC-013-MMR-SW-03 | et-0/1/2 | 100G QSFP28 | 100000 | reserved
WA-DC-013-MMR-SW-03 | et-0/1/3 | 100G QSFP28 | 100000 | admin-down
WA-DC-013-MMR-SW-04 | Ethernet1 | 10G SFP+ | 10000 | admin-down
WA-DC-013-MMR-SW-04 | Ethernet2 | 10G SFP+ | 10000 | admin-down
WA-DC-013-MMR-SW-04 | Ethernet3 | 10G SFP+ | 10000 | admin-down
WA-DC-013-MMR-SW-04 | Ethernet4 | 10G SFP+ | 10000 | admin-down
WA-DC-013-MMR-SW-04 | Ethernet5 | 10G SFP+ | 10000 | admin-down
WA-DC-013-MMR-SW-04 | Ethernet6 | 10G SFP+ | 10000 | admin-down
WA-DC-013-MMR-SW-04 | Ethernet7 | 10G SFP+ | 10000 | admin-down
WA-DC-013-MMR-SW-04 | Ethernet8 | 10G SFP+ | 10000 | admin-down
WA-DC-013-MMR-SW-04 | Ethernet9 | 10G SFP+ | 10000 | admin-down
WA-DC-013-MMR-SW-04 | Ethernet10 | 10G SFP+ | 10000 | admin-down
WA-DC-013-MMR-SW-04 | Ethernet11 | 10G SFP+ | 10000 | admin-down
WA-DC-013-MMR-SW-04 | Ethernet12 | 10G SFP+ | 10000 | admin-down
WA-DC-013-MMR-SW-04 | Ethernet13 | 10G SFP+ | 10000 | admin-down
WA-DC-013-MMR-SW-04 | Ethernet14 | 10G SFP+ | 10000 | admin-down
WA-DC-013-MMR-SW-04 | Ethernet15 | 10G SFP+ | 10000 | admin-down
WA-DC-013-MMR-SW-04 | Ethernet16 | 10G SFP+ | 10000 | admin-down
WA-DC-013-MMR-SW-04 | Ethernet17 | 10G SFP+ | 10000 | admin-down
WA-DC-013-MMR-SW-04 | Ethernet18 | 10G SFP+ | 10000 | admin-down
WA-DC-013-MMR-SW-04 | Ethernet19 | 10G SFP+ | 10000 | admin-down
WA-DC-013-MMR-SW-04 | Ethernet20 | 10G SFP+ | 10000 | admin-down
WA-DC-013-MMR-SW-04 | Ethernet21 | 10G SFP+ | 10000 | admin-down
WA-DC-013-MMR-SW-04 | Ethernet22 | 10G SFP+ | 10000 | admin-down
WA-DC-013-MMR-SW-04 | Ethernet23 | 10G SFP+ | 10000 | admin-down
WA-DC-013-MMR-SW-04 | Ethernet24 | 10G SFP+ | 10000 | admin-down
WA-DC-013-MMR-SW-04 | Ethernet25 | 10G SFP+ | 10000 | admin-down
WA-DC-013-MMR-SW-04 | Ethernet26 | 10G SFP+ | 10000 | admin-down
WA-DC-013-MMR-SW-04 | Ethernet27 | 10G SFP+ | 10000 | admin-down
WA-DC-013-MMR-SW-04 | Ethernet28 | 10G SFP+ | 10000 | admin-down
WA-DC-013-MMR-SW-04 | Ethernet29 | 10G SFP+ | 10000 | admin-down
WA-DC-013-MMR-SW-04 | Ethernet30 | 10G SFP+ | 10000 | reserved
WA-DC-013-MMR-SW-04 | Ethernet31 | 10G SFP+ | 10000 | admin-down
WA-DC-013-MMR-SW-04 | Ethernet32 | 10G SFP+ | 10000 | admin-down
WA-DC-013-MMR-SW-04 | Ethernet33 | 10G SFP+ | 10000 | admin-down
WA-DC-013-MMR-SW-04 | Ethernet34 | 10G SFP+ | 10000 | admin-down
WA-DC-013-MMR-SW-04 | Ethernet35 | 10G SFP+ | 10000 | reserved
WA-DC-013-MMR-SW-04 | Ethernet36 | 10G SFP+ | 10000 | admin-down
WA-DC-013-MMR-SW-04 | Ethernet37 | 10G SFP+ | 10000 | admin-down
WA-DC-013-MMR-SW-04 | Ethernet38 | 10G SFP+ | 10000 | admin-down
WA-DC-013-MMR-SW-04 | Ethernet39 | 10G SFP+ | 10000 | reserved
WA-DC-013-MMR-SW-04 | Ethernet40 | 10G SFP+ | 10000 | admin-down
WA-DC-013-MMR-SW-04 | Ethernet41 | 10G SFP+ | 10000 | admin-down
WA-DC-013-MMR-SW-04 | Ethernet42 | 10G SFP+ | 10000 | admin-down
WA-DC-013-MMR-SW-04 | Ethernet43 | 10G SFP+ | 10000 | admin-down
WA-DC-013-MMR-SW-04 | Ethernet44 | 10G SFP+ | 10000 | admin-down
WA-DC-013-MMR-SW-04 | Ethernet45 | 10G SFP+ | 10000 | admin-down
WA-DC-013-MMR-SW-04 | Ethernet46 | 10G SFP+ | 10000 | admin-down
WA-DC-013-MMR-SW-04 | Ethernet47 | 10G SFP+ | 10000 | admin-down
WA-DC-013-MMR-SW-04 | Ethernet48 | 10G SFP+ | 10000 | admin-down
WA-DC-013-MMR-SW-04 | Ethernet49/1 | 100G QSFP28 | 100000 | admin-down
WA-DC-013-MMR-SW-04 | Ethernet49/2 | 100G QSFP28 | 100000 | admin-down
WA-DC-013-MMR-SW-04 | Ethernet49/3 | 100G QSFP28 | 100000 | admin-down
WA-DC-013-MMR-SW-04 | Ethernet49/4 | 100G QSFP28 | 100000 | admin-down
WA-DC-013-TOR-001 | Te0/0/0/0 | 10G SFP+ | 10000 | admin-down
WA-DC-013-TOR-001 | Te0/0/0/1 | 10G SFP+ | 10000 | admin-down
WA-DC-013-TOR-001 | Te0/0/0/2 | 10G SFP+ | 10000 | reserved
WA-DC-013-TOR-001 | Te0/0/0/3 | 10G SFP+ | 10000 | admin-down
WA-DC-013-TOR-001 | Te0/0/0/4 | 10G SFP+ | 10000 | admin-down
WA-DC-013-TOR-001 | Te0/0/0/5 | 10G SFP+ | 10000 | admin-down
WA-DC-013-TOR-001 | Te0/0/0/6 | 10G SFP+ | 10000 | admin-down
WA-DC-013-TOR-001 | Te0/0/0/7 | 10G SFP+ | 10000 | admin-down
WA-DC-013-TOR-001 | Te0/0/0/8 | 10G SFP+ | 10000 | admin-down
WA-DC-013-TOR-001 | Te0/0/0/9 | 10G SFP+ | 10000 | admin-down
WA-DC-013-TOR-001 | Te0/0/0/10 | 10G SFP+ | 10000 | admin-down
WA-DC-013-TOR-001 | Te0/0/0/11 | 10G SFP+ | 10000 | admin-down
WA-DC-013-TOR-001 | Te0/0/0/12 | 10G SFP+ | 10000 | admin-down
WA-DC-013-TOR-001 | Te0/0/0/13 | 10G SFP+ | 10000 | admin-down
WA-DC-013-TOR-001 | Te0/0/0/14 | 10G SFP+ | 10000 | admin-down
WA-DC-013-TOR-001 | Te0/0/0/15 | 10G SFP+ | 10000 | admin-down
WA-DC-013-TOR-001 | Te0/0/0/16 | 10G SFP+ | 10000 | admin-down
WA-DC-013-TOR-001 | Te0/0/0/17 | 10G SFP+ | 10000 | admin-down
WA-DC-013-TOR-001 | Te0/0/0/18 | 10G SFP+ | 10000 | admin-down
WA-DC-013-TOR-001 | Te0/0/0/19 | 10G SFP+ | 10000 | admin-down
WA-DC-013-TOR-001 | Te0/0/0/20 | 10G SFP+ | 10000 | admin-down
WA-DC-013-TOR-001 | Te0/0/0/21 | 10G SFP+ | 10000 | admin-down
WA-DC-013-TOR-001 | Te0/0/0/22 | 10G SFP+ | 10000 | admin-down
WA-DC-013-TOR-001 | Te0/0/0/23 | 10G SFP+ | 10000 | admin-down
WA-DC-013-TOR-001 | Hu0/0/1/0 | 100G QSFP28 | 100000 | admin-down
WA-DC-013-TOR-001 | Hu0/0/1/1 | 100G QSFP28 | 100000 | admin-down
WA-DC-013-TOR-002 | Ethernet1 | 10G SFP+ | 10000 | admin-down
WA-DC-013-TOR-002 | Ethernet2 | 10G SFP+ | 10000 | admin-down
WA-DC-013-TOR-002 | Ethernet3 | 10G SFP+ | 10000 | admin-down
WA-DC-013-TOR-002 | Ethernet4 | 10G SFP+ | 10000 | admin-down
WA-DC-013-TOR-002 | Ethernet5 | 10G SFP+ | 10000 | admin-down
WA-DC-013-TOR-002 | Ethernet6 | 10G SFP+ | 10000 | reserved
WA-DC-013-TOR-002 | Ethernet7 | 10G SFP+ | 10000 | admin-down
WA-DC-013-TOR-002 | Ethernet8 | 10G SFP+ | 10000 | admin-down
WA-DC-013-TOR-002 | Ethernet9 | 10G SFP+ | 10000 | admin-down
WA-DC-013-TOR-002 | Ethernet10 | 10G SFP+ | 10000 | reserved
WA-DC-013-TOR-002 | Ethernet11 | 10G SFP+ | 10000 | admin-down
WA-DC-013-TOR-002 | Ethernet12 | 10G SFP+ | 10000 | admin-down
WA-DC-013-TOR-002 | Ethernet13 | 10G SFP+ | 10000 | admin-down
WA-DC-013-TOR-002 | Ethernet14 | 10G SFP+ | 10000 | admin-down
WA-DC-013-TOR-002 | Ethernet15 | 10G SFP+ | 10000 | admin-down
WA-DC-013-TOR-002 | Ethernet16 | 10G SFP+ | 10000 | admin-down
WA-DC-013-TOR-002 | Ethernet17 | 10G SFP+ | 10000 | admin-down
WA-DC-013-TOR-002 | Ethernet18 | 10G SFP+ | 10000 | admin-down
WA-DC-013-TOR-002 | Ethernet19 | 10G SFP+ | 10000 | admin-down
WA-DC-013-TOR-002 | Ethernet20 | 10G SFP+ | 10000 | reserved
WA-DC-013-TOR-002 | Ethernet21 | 10G SFP+ | 10000 | admin-down
WA-DC-013-TOR-002 | Ethernet22 | 10G SFP+ | 10000 | admin-down
WA-DC-013-TOR-002 | Ethernet23 | 10G SFP+ | 10000 | admin-down
WA-DC-013-TOR-002 | Ethernet24 | 10G SFP+ | 10000 | admin-down
WA-DC-013-TOR-002 | Ethernet49/1 | 100G QSFP28 | 100000 | admin-down
WA-DC-013-TOR-002 | Ethernet49/2 | 100G QSFP28 | 100000 | admin-down
OR-DC-014-PE-T4-01 | xe-0/0/0 | 10G SFP+ | 10000 | admin-down
OR-DC-014-PE-T4-01 | xe-0/0/1 | 10G SFP+ | 10000 | up | Backhaul to UT-DC-019 | SFP-10G-LR
OR-DC-014-PE-T4-01 | xe-0/0/2 | 10G SFP+ | 10000 | up | Backhaul to AZ-DC-010 | SFP-10G-LR
OR-DC-014-PE-T4-01 | xe-0/0/3 | 10G SFP+ | 10000 | up | Backhaul to WA-DC-024 | SFP-10G-LR
OR-DC-014-PE-T4-01 | xe-0/0/4 | 10G SFP+ | 10000 | up | Backhaul to VA-DC-004 | SFP-10G-LR
OR-DC-014-PE-T4-01 | xe-0/0/5 | 10G SFP+ | 10000 | up | Backhaul to VA-DC-001 | SFP-10G-LR
OR-DC-014-PE-T4-01 | xe-0/0/6 | 10G SFP+ | 10000 | up | Uplink to OR-DC-014-AGG-R01 | SFP-10G-LR
OR-DC-014-PE-T4-01 | xe-0/0/7 | 10G SFP+ | 10000 | admin-down
OR-DC-014-PE-T4-01 | xe-0/0/8 | 10G SFP+ | 10000 | admin-down
OR-DC-014-PE-T4-01 | xe-0/0/9 | 10G SFP+ | 10000 | admin-down
OR-DC-014-PE-T4-01 | xe-0/0/10 | 10G SFP+ | 10000 | admin-down
OR-DC-014-PE-T4-01 | xe-0/0/11 | 10G SFP+ | 10000 | admin-down
OR-DC-014-PE-T4-01 | et-0/1/0 | 100G QSFP28 | 100000 | up | Fabric to OR-DC-014-PE-T4-02 | QSFP28-100G-LR4
OR-DC-014-PE-T4-01 | et-0/1/1 | 100G QSFP28 | 100000 | up | Fabric to OR-DC-014-PE-T4-03 | QSFP28-100G-LR4
OR-DC-014-PE-T4-01 | et-0/1/2 | 100G QSFP28 | 100000 | up | Fabric to OR-DC-014-PE-T4-04 | QSFP28-100G-LR4
OR-DC-014-PE-T4-01 | et-0/1/3 | 100G QSFP28 | 100000 | admin-down
OR-DC-014-PE-T4-01 | ge-0/2/0 | 1G copper | 1000 | admin-down
OR-DC-014-PE-T4-01 | ge-0/2/1 | 1G copper | 1000 | admin-down
OR-DC-014-PE-T4-01 | ge-0/2/2 | 1G copper | 1000 | admin-down
OR-DC-014-PE-T4-01 | ge-0/2/3 | 1G copper | 1000 | admin-down
OR-DC-014-PE-T4-01 | ge-0/2/4 | 1G copper | 1000 | admin-down
OR-DC-014-PE-T4-01 | ge-0/2/5 | 1G copper | 1000 | admin-down
OR-DC-014-PE-T4-01 | ge-0/2/6 | 1G copper | 1000 | admin-down
OR-DC-014-PE-T4-01 | ge-0/2/7 | 1G copper | 1000 | admin-down
OR-DC-014-PE-T4-01 | ge-0/2/8 | 1G copper | 1000 | admin-down
OR-DC-014-PE-T4-01 | ge-0/2/9 | 1G copper | 1000 | admin-down
OR-DC-014-PE-T4-01 | ge-0/2/10 | 1G copper | 1000 | admin-down
OR-DC-014-PE-T4-01 | ge-0/2/11 | 1G copper | 1000 | admin-down
OR-DC-014-PE-T4-01 | ge-0/2/12 | 1G copper | 1000 | admin-down
OR-DC-014-PE-T4-01 | ge-0/2/13 | 1G copper | 1000 | admin-down
OR-DC-014-PE-T4-01 | ge-0/2/14 | 1G copper | 1000 | admin-down
OR-DC-014-PE-T4-01 | ge-0/2/15 | 1G copper | 1000 | admin-down
OR-DC-014-PE-T4-02 | xe-0/0/0 | 10G SFP+ | 10000 | admin-down
OR-DC-014-PE-T4-02 | xe-0/0/1 | 10G SFP+ | 10000 | up | Backhaul to GA-DC-011 | SFP-10G-LR
OR-DC-014-PE-T4-02 | xe-0/0/2 | 10G SFP+ | 10000 | up | Backhaul to FL-DC-018 | SFP-10G-LR
OR-DC-014-PE-T4-02 | xe-0/0/3 | 10G SFP+ | 10000 | up | Backhaul to VA-DC-002 | SFP-10G-LR
OR-DC-014-PE-T4-02 | xe-0/0/4 | 10G SFP+ | 10000 | up | Backhaul to CO-DC-015 | SFP-10G-LR
OR-DC-014-PE-T4-02 | xe-0/0/5 | 10G SFP+ | 10000 | up | Backhaul to TX-DC-005 | SFP-10G-LR
OR-DC-014-PE-T4-02 | xe-0/0/6 | 10G SFP+ | 10000 | up | Uplink to OR-DC-014-AGG-R01 | SFP-10G-LR
OR-DC-014-PE-T4-02 | xe-0/0/7 | 10G SFP+ | 10000 | up | Uplink to OR-DC-014-AGG-R02 | SFP-10G-LR
OR-DC-014-PE-T4-02 | xe-0/0/8 | 10G SFP+ | 10000 | admin-down
OR-DC-014-PE-T4-02 | xe-0/0/9 | 10G SFP+ | 10000 | reserved
OR-DC-014-PE-T4-02 | xe-0/0/10 | 10G SFP+ | 10000 | admin-down
OR-DC-014-PE-T4-02 | xe-0/0/11 | 10G SFP+ | 10000 | admin-down
OR-DC-014-PE-T4-02 | et-0/1/0 | 100G QSFP28 | 100000 | up | Fabric to OR-DC-014-PE-T4-01 | QSFP28-100G-LR4
OR-DC-014-PE-T4-02 | et-0/1/1 | 100G QSFP28 | 100000 | up | Fabric to OR-DC-014-PE-T4-03 | QSFP28-100G-LR4
OR-DC-014-PE-T4-02 | et-0/1/2 | 100G QSFP28 | 100000 | up | Fabric to OR-DC-014-PE-T4-04 | QSFP28-100G-LR4
OR-DC-014-PE-T4-02 | et-0/1/3 | 100G QSFP28 | 100000 | admin-down
OR-DC-014-PE-T4-02 | ge-0/2/0 | 1G copper | 1000 | admin-down
OR-DC-014-PE-T4-02 | ge-0/2/1 | 1G copper | 1000 | admin-down
OR-DC-014-PE-T4-02 | ge-0/2/2 | 1G copper | 1000 | admin-down
OR-DC-014-PE-T4-02 | ge-0/2/3 | 1G copper | 1000 | admin-down
OR-DC-014-PE-T4-02 | ge-0/2/4 | 1G copper | 1000 | admin-down
OR-DC-014-PE-T4-02 | ge-0/2/5 | 1G copper | 1000 | admin-down
OR-DC-014-PE-T4-02 | ge-0/2/6 | 1G copper | 1000 | admin-down
OR-DC-014-PE-T4-02 | ge-0/2/7 | 1G copper | 1000 | admin-down
OR-DC-014-PE-T4-02 | ge-0/2/8 | 1G copper | 1000 | admin-down
OR-DC-014-PE-T4-02 | ge-0/2/9 | 1G copper | 1000 | admin-down
OR-DC-014-PE-T4-02 | ge-0/2/10 | 1G copper | 1000 | admin-down
OR-DC-014-PE-T4-02 | ge-0/2/11 | 1G copper | 1000 | admin-down
OR-DC-014-PE-T4-02 | ge-0/2/12 | 1G copper | 1000 | admin-down
OR-DC-014-PE-T4-02 | ge-0/2/13 | 1G copper | 1000 | admin-down
OR-DC-014-PE-T4-02 | ge-0/2/14 | 1G copper | 1000 | admin-down
OR-DC-014-PE-T4-02 | ge-0/2/15 | 1G copper | 1000 | admin-down
OR-DC-014-PE-T4-03 | 1/1/c1 | 10G SFP+ | 10000 | admin-down
OR-DC-014-PE-T4-03 | 1/1/c2 | 10G SFP+ | 10000 | up | Backhaul to VA-DC-003 | SFP-10G-LR
OR-DC-014-PE-T4-03 | 1/1/c3 | 10G SFP+ | 10000 | up | Backhaul to TX-DC-007 | SFP-10G-LR
OR-DC-014-PE-T4-03 | 1/1/c4 | 10G SFP+ | 10000 | up | Backhaul to NC-DC-023 | SFP-10G-LR
OR-DC-014-PE-T4-03 | 1/1/c5 | 10G SFP+ | 10000 | up | Backhaul to AZ-DC-010 | SFP-10G-LR
OR-DC-014-PE-T4-03 | 1/1/c6 | 10G SFP+ | 10000 | up | Backhaul to CA-DC-008 | SFP-10G-LR
OR-DC-014-PE-T4-03 | 1/1/c7 | 10G SFP+ | 10000 | up | Uplink to OR-DC-014-AGG-R02 | SFP-10G-LR
OR-DC-014-PE-T4-03 | 1/1/c8 | 10G SFP+ | 10000 | reserved
OR-DC-014-PE-T4-03 | 1/1/c9 | 10G SFP+ | 10000 | admin-down
OR-DC-014-PE-T4-03 | 1/1/c10 | 10G SFP+ | 10000 | admin-down
OR-DC-014-PE-T4-03 | 1/1/c11 | 10G SFP+ | 10000 | admin-down
OR-DC-014-PE-T4-03 | 1/1/c12 | 10G SFP+ | 10000 | admin-down
OR-DC-014-PE-T4-03 | 1/2/c1 | 100G QSFP28 | 100000 | up | Fabric to OR-DC-014-PE-T4-01 | QSFP28-100G-LR4
OR-DC-014-PE-T4-03 | 1/2/c2 | 100G QSFP28 | 100000 | up | Fabric to OR-DC-014-PE-T4-02 | QSFP28-100G-LR4
OR-DC-014-PE-T4-03 | 1/2/c3 | 100G QSFP28 | 100000 | up | Fabric to OR-DC-014-PE-T4-04 | QSFP28-100G-LR4
OR-DC-014-PE-T4-03 | 1/2/c4 | 100G QSFP28 | 100000 | admin-down
OR-DC-014-PE-T4-03 | 1/3/1 | 1G copper | 1000 | admin-down
OR-DC-014-PE-T4-03 | 1/3/2 | 1G copper | 1000 | admin-down
OR-DC-014-PE-T4-03 | 1/3/3 | 1G copper | 1000 | admin-down
OR-DC-014-PE-T4-03 | 1/3/4 | 1G copper | 1000 | admin-down
OR-DC-014-PE-T4-03 | 1/3/5 | 1G copper | 1000 | admin-down
OR-DC-014-PE-T4-03 | 1/3/6 | 1G copper | 1000 | admin-down
OR-DC-014-PE-T4-03 | 1/3/7 | 1G copper | 1000 | admin-down
OR-DC-014-PE-T4-03 | 1/3/8 | 1G copper | 1000 | admin-down
OR-DC-014-PE-T4-03 | 1/3/9 | 1G copper | 1000 | admin-down
OR-DC-014-PE-T4-03 | 1/3/10 | 1G copper | 1000 | admin-down
OR-DC-014-PE-T4-03 | 1/3/11 | 1G copper | 1000 | admin-down
OR-DC-014-PE-T4-03 | 1/3/12 | 1G copper | 1000 | admin-down
OR-DC-014-PE-T4-03 | 1/3/13 | 1G copper | 1000 | admin-down
OR-DC-014-PE-T4-03 | 1/3/14 | 1G copper | 1000 | admin-down
OR-DC-014-PE-T4-03 | 1/3/15 | 1G copper | 1000 | admin-down
OR-DC-014-PE-T4-03 | 1/3/16 | 1G copper | 1000 | admin-down
OR-DC-014-PE-T4-04 | 1/1/c1 | 10G SFP+ | 10000 | admin-down
OR-DC-014-PE-T4-04 | 1/1/c2 | 10G SFP+ | 10000 | up | Backhaul to TX-DC-022 | SFP-10G-LR
OR-DC-014-PE-T4-04 | 1/1/c3 | 10G SFP+ | 10000 | up | Backhaul to OH-DC-017 | SFP-10G-LR
OR-DC-014-PE-T4-04 | 1/1/c4 | 10G SFP+ | 10000 | up | Backhaul to TX-DC-006 | SFP-10G-LR
OR-DC-014-PE-T4-04 | 1/1/c5 | 10G SFP+ | 10000 | up | Backhaul to WA-DC-024 | SFP-10G-LR
OR-DC-014-PE-T4-04 | 1/1/c6 | 10G SFP+ | 10000 | up | Backhaul to NJ-DC-012 | SFP-10G-LR
OR-DC-014-PE-T4-04 | 1/1/c7 | 10G SFP+ | 10000 | admin-down
OR-DC-014-PE-T4-04 | 1/1/c8 | 10G SFP+ | 10000 | admin-down
OR-DC-014-PE-T4-04 | 1/1/c9 | 10G SFP+ | 10000 | reserved
OR-DC-014-PE-T4-04 | 1/1/c10 | 10G SFP+ | 10000 | admin-down
OR-DC-014-PE-T4-04 | 1/1/c11 | 10G SFP+ | 10000 | admin-down
OR-DC-014-PE-T4-04 | 1/1/c12 | 10G SFP+ | 10000 | admin-down
OR-DC-014-PE-T4-04 | 1/2/c1 | 100G QSFP28 | 100000 | up | Fabric to OR-DC-014-PE-T4-01 | QSFP28-100G-LR4
OR-DC-014-PE-T4-04 | 1/2/c2 | 100G QSFP28 | 100000 | up | Fabric to OR-DC-014-PE-T4-02 | QSFP28-100G-LR4
OR-DC-014-PE-T4-04 | 1/2/c3 | 100G QSFP28 | 100000 | up | Fabric to OR-DC-014-PE-T4-03 | QSFP28-100G-LR4
OR-DC-014-PE-T4-04 | 1/2/c4 | 100G QSFP28 | 100000 | admin-down
OR-DC-014-PE-T4-04 | 1/3/1 | 1G copper | 1000 | admin-down
OR-DC-014-PE-T4-04 | 1/3/2 | 1G copper | 1000 | admin-down
OR-DC-014-PE-T4-04 | 1/3/3 | 1G copper | 1000 | admin-down
OR-DC-014-PE-T4-04 | 1/3/4 | 1G copper | 1000 | admin-down
OR-DC-014-PE-T4-04 | 1/3/5 | 1G copper | 1000 | admin-down
OR-DC-014-PE-T4-04 | 1/3/6 | 1G copper | 1000 | admin-down
OR-DC-014-PE-T4-04 | 1/3/7 | 1G copper | 1000 | admin-down
OR-DC-014-PE-T4-04 | 1/3/8 | 1G copper | 1000 | admin-down
OR-DC-014-PE-T4-04 | 1/3/9 | 1G copper | 1000 | admin-down
OR-DC-014-PE-T4-04 | 1/3/10 | 1G copper | 1000 | admin-down
OR-DC-014-PE-T4-04 | 1/3/11 | 1G copper | 1000 | admin-down
OR-DC-014-PE-T4-04 | 1/3/12 | 1G copper | 1000 | admin-down
OR-DC-014-PE-T4-04 | 1/3/13 | 1G copper | 1000 | admin-down
OR-DC-014-PE-T4-04 | 1/3/14 | 1G copper | 1000 | admin-down
OR-DC-014-PE-T4-04 | 1/3/15 | 1G copper | 1000 | admin-down
OR-DC-014-PE-T4-04 | 1/3/16 | 1G copper | 1000 | admin-down
OR-DC-014-FW-01 | port1 | 10G SFP+ | 10000 | up | Uplink to OR-DC-014-AGG-R01 | SFP-10G-LR
OR-DC-014-FW-01 | port2 | 10G SFP+ | 10000 | up | Uplink to OR-DC-014-AGG-R02 | SFP-10G-LR
OR-DC-014-FW-01 | port3 | 10G SFP+ | 10000 | admin-down
OR-DC-014-FW-01 | port4 | 10G SFP+ | 10000 | admin-down
OR-DC-014-FW-01 | port5 | 10G SFP+ | 10000 | admin-down
OR-DC-014-FW-01 | port6 | 10G SFP+ | 10000 | admin-down
OR-DC-014-FW-01 | port7 | 10G SFP+ | 10000 | admin-down
OR-DC-014-FW-01 | port8 | 10G SFP+ | 10000 | admin-down
OR-DC-014-OLA-01 | 1/2/c1 | 100G QSFP28 | 100000 | up | Uplink to OR-DC-014-AGG-R01 | QSFP28-100G-LR4
OR-DC-014-OLA-01 | 1/2/c2 | 100G QSFP28 | 100000 | admin-down
OR-DC-014-OLA-01 | 1/2/c3 | 100G QSFP28 | 100000 | admin-down
OR-DC-014-OLA-01 | 1/2/c4 | 100G QSFP28 | 100000 | admin-down
OR-DC-014-OLA-01 | 1/2/c5 | 100G QSFP28 | 100000 | admin-down
OR-DC-014-OLA-01 | 1/2/c6 | 100G QSFP28 | 100000 | admin-down
OR-DC-014-OLA-01 | 1/2/c7 | 100G QSFP28 | 100000 | admin-down
OR-DC-014-OLA-01 | 1/2/c8 | 100G QSFP28 | 100000 | admin-down
OR-DC-014-AGG-R01 | xe-0/0/0 | 10G SFP+ | 10000 | up | Uplink to OR-DC-014-FW-01 | SFP-10G-LR
OR-DC-014-AGG-R01 | xe-0/0/1 | 10G SFP+ | 10000 | up | Uplink to OR-DC-014-MMR-SW-01 | SFP-10G-LR
OR-DC-014-AGG-R01 | xe-0/0/2 | 10G SFP+ | 10000 | up | Uplink to OR-DC-014-MMR-SW-02 | SFP-10G-LR
OR-DC-014-AGG-R01 | xe-0/0/3 | 10G SFP+ | 10000 | up | Uplink to OR-DC-014-MMR-SW-03 | SFP-10G-LR
OR-DC-014-AGG-R01 | xe-0/0/4 | 10G SFP+ | 10000 | up | Uplink to OR-DC-014-MMR-SW-04 | SFP-10G-LR
OR-DC-014-AGG-R01 | xe-0/0/5 | 10G SFP+ | 10000 | up | Uplink to OR-DC-014-MMR-SW-05 | SFP-10G-LR
OR-DC-014-AGG-R01 | xe-0/0/6 | 10G SFP+ | 10000 | admin-down
OR-DC-014-AGG-R01 | xe-0/0/7 | 10G SFP+ | 10000 | admin-down
OR-DC-014-AGG-R01 | xe-0/0/8 | 10G SFP+ | 10000 | admin-down
OR-DC-014-AGG-R01 | xe-0/0/9 | 10G SFP+ | 10000 | admin-down
OR-DC-014-AGG-R01 | xe-0/0/10 | 10G SFP+ | 10000 | admin-down
OR-DC-014-AGG-R01 | xe-0/0/11 | 10G SFP+ | 10000 | admin-down
OR-DC-014-AGG-R01 | xe-0/0/12 | 10G SFP+ | 10000 | admin-down
OR-DC-014-AGG-R01 | xe-0/0/13 | 10G SFP+ | 10000 | admin-down
OR-DC-014-AGG-R01 | xe-0/0/14 | 10G SFP+ | 10000 | admin-down
OR-DC-014-AGG-R01 | xe-0/0/15 | 10G SFP+ | 10000 | admin-down
OR-DC-014-AGG-R01 | et-0/1/0 | 100G QSFP28 | 100000 | up | Uplink to OR-DC-014-PE-T4-01 | QSFP28-100G-LR4
OR-DC-014-AGG-R01 | et-0/1/1 | 100G QSFP28 | 100000 | up | Uplink to OR-DC-014-PE-T4-02 | QSFP28-100G-LR4
OR-DC-014-AGG-R01 | et-0/1/2 | 100G QSFP28 | 100000 | up | Uplink to OR-DC-014-OLA-01 | QSFP28-100G-LR4
OR-DC-014-AGG-R01 | et-0/1/3 | 100G QSFP28 | 100000 | admin-down
OR-DC-014-AGG-R01 | et-0/1/4 | 100G QSFP28 | 100000 | admin-down
OR-DC-014-AGG-R01 | et-0/1/5 | 100G QSFP28 | 100000 | admin-down
OR-DC-014-AGG-R01 | et-0/1/6 | 100G QSFP28 | 100000 | admin-down
OR-DC-014-AGG-R01 | et-0/1/7 | 100G QSFP28 | 100000 | admin-down
OR-DC-014-AGG-R02 | xe-0/0/0 | 10G SFP+ | 10000 | up | Uplink to OR-DC-014-FW-01 | SFP-10G-LR
OR-DC-014-AGG-R02 | xe-0/0/1 | 10G SFP+ | 10000 | up | Uplink to OR-DC-014-MMR-SW-01 | SFP-10G-LR
OR-DC-014-AGG-R02 | xe-0/0/2 | 10G SFP+ | 10000 | up | Uplink to OR-DC-014-MMR-SW-02 | SFP-10G-LR
OR-DC-014-AGG-R02 | xe-0/0/3 | 10G SFP+ | 10000 | up | Uplink to OR-DC-014-MMR-SW-03 | SFP-10G-LR
OR-DC-014-AGG-R02 | xe-0/0/4 | 10G SFP+ | 10000 | up | Uplink to OR-DC-014-MMR-SW-04 | SFP-10G-LR
OR-DC-014-AGG-R02 | xe-0/0/5 | 10G SFP+ | 10000 | up | Uplink to OR-DC-014-MMR-SW-05 | SFP-10G-LR
OR-DC-014-AGG-R02 | xe-0/0/6 | 10G SFP+ | 10000 | admin-down
OR-DC-014-AGG-R02 | xe-0/0/7 | 10G SFP+ | 10000 | admin-down
OR-DC-014-AGG-R02 | xe-0/0/8 | 10G SFP+ | 10000 | admin-down
OR-DC-014-AGG-R02 | xe-0/0/9 | 10G SFP+ | 10000 | admin-down
OR-DC-014-AGG-R02 | xe-0/0/10 | 10G SFP+ | 10000 | admin-down
OR-DC-014-AGG-R02 | xe-0/0/11 | 10G SFP+ | 10000 | admin-down
OR-DC-014-AGG-R02 | xe-0/0/12 | 10G SFP+ | 10000 | admin-down
OR-DC-014-AGG-R02 | xe-0/0/13 | 10G SFP+ | 10000 | admin-down
OR-DC-014-AGG-R02 | xe-0/0/14 | 10G SFP+ | 10000 | admin-down
OR-DC-014-AGG-R02 | xe-0/0/15 | 10G SFP+ | 10000 | admin-down
OR-DC-014-AGG-R02 | et-0/1/0 | 100G QSFP28 | 100000 | up | Uplink to OR-DC-014-PE-T4-02 | QSFP28-100G-LR4
OR-DC-014-AGG-R02 | et-0/1/1 | 100G QSFP28 | 100000 | up | Uplink to OR-DC-014-PE-T4-03 | QSFP28-100G-LR4
OR-DC-014-AGG-R02 | et-0/1/2 | 100G QSFP28 | 100000 | admin-down
OR-DC-014-AGG-R02 | et-0/1/3 | 100G QSFP28 | 100000 | admin-down
OR-DC-014-AGG-R02 | et-0/1/4 | 100G QSFP28 | 100000 | admin-down
OR-DC-014-AGG-R02 | et-0/1/5 | 100G QSFP28 | 100000 | reserved
OR-DC-014-AGG-R02 | et-0/1/6 | 100G QSFP28 | 100000 | admin-down
OR-DC-014-AGG-R02 | et-0/1/7 | 100G QSFP28 | 100000 | admin-down
OR-DC-014-MMR-SW-01 | xe-0/0/0 | 10G SFP+ | 10000 | up | Access to OR-DC-014-TOR-001 | SFP-10G-LR
OR-DC-014-MMR-SW-01 | xe-0/0/1 | 10G SFP+ | 10000 | up | Server NIC
OR-DC-014-MMR-SW-01 | xe-0/0/2 | 10G SFP+ | 10000 | reserved
OR-DC-014-MMR-SW-01 | xe-0/0/3 | 10G SFP+ | 10000 | admin-down
OR-DC-014-MMR-SW-01 | xe-0/0/4 | 10G SFP+ | 10000 | up | Server NIC
OR-DC-014-MMR-SW-01 | xe-0/0/5 | 10G SFP+ | 10000 | up | Server NIC
OR-DC-014-MMR-SW-01 | xe-0/0/6 | 10G SFP+ | 10000 | admin-down
OR-DC-014-MMR-SW-01 | xe-0/0/7 | 10G SFP+ | 10000 | up | Server NIC
OR-DC-014-MMR-SW-01 | xe-0/0/8 | 10G SFP+ | 10000 | admin-down
OR-DC-014-MMR-SW-01 | xe-0/0/9 | 10G SFP+ | 10000 | admin-down
OR-DC-014-MMR-SW-01 | xe-0/0/10 | 10G SFP+ | 10000 | up | Server NIC
OR-DC-014-MMR-SW-01 | xe-0/0/11 | 10G SFP+ | 10000 | up | Server NIC
OR-DC-014-MMR-SW-01 | xe-0/0/12 | 10G SFP+ | 10000 | admin-down
OR-DC-014-MMR-SW-01 | xe-0/0/13 | 10G SFP+ | 10000 | admin-down
OR-DC-014-MMR-SW-01 | xe-0/0/14 | 10G SFP+ | 10000 | up | Server NIC
OR-DC-014-MMR-SW-01 | xe-0/0/15 | 10G SFP+ | 10000 | up | Server NIC
OR-DC-014-MMR-SW-01 | xe-0/0/16 | 10G SFP+ | 10000 | up | Server NIC
OR-DC-014-MMR-SW-01 | xe-0/0/17 | 10G SFP+ | 10000 | up | Server NIC
OR-DC-014-MMR-SW-01 | xe-0/0/18 | 10G SFP+ | 10000 | reserved
OR-DC-014-MMR-SW-01 | xe-0/0/19 | 10G SFP+ | 10000 | up | Server NIC
OR-DC-014-MMR-SW-01 | xe-0/0/20 | 10G SFP+ | 10000 | admin-down
OR-DC-014-MMR-SW-01 | xe-0/0/21 | 10G SFP+ | 10000 | up | Server NIC
OR-DC-014-MMR-SW-01 | xe-0/0/22 | 10G SFP+ | 10000 | up | Server NIC
OR-DC-014-MMR-SW-01 | xe-0/0/23 | 10G SFP+ | 10000 | up | Server NIC
OR-DC-014-MMR-SW-01 | xe-0/0/24 | 10G SFP+ | 10000 | up | Server NIC
OR-DC-014-MMR-SW-01 | xe-0/0/25 | 10G SFP+ | 10000 | admin-down
OR-DC-014-MMR-SW-01 | xe-0/0/26 | 10G SFP+ | 10000 | admin-down
OR-DC-014-MMR-SW-01 | xe-0/0/27 | 10G SFP+ | 10000 | up | Server NIC
OR-DC-014-MMR-SW-01 | xe-0/0/28 | 10G SFP+ | 10000 | reserved
OR-DC-014-MMR-SW-01 | xe-0/0/29 | 10G SFP+ | 10000 | up | Server NIC
OR-DC-014-MMR-SW-01 | xe-0/0/30 | 10G SFP+ | 10000 | up | Server NIC
OR-DC-014-MMR-SW-01 | xe-0/0/31 | 10G SFP+ | 10000 | up | Server NIC
OR-DC-014-MMR-SW-01 | xe-0/0/32 | 10G SFP+ | 10000 | admin-down
OR-DC-014-MMR-SW-01 | xe-0/0/33 | 10G SFP+ | 10000 | reserved
OR-DC-014-MMR-SW-01 | xe-0/0/34 | 10G SFP+ | 10000 | admin-down
OR-DC-014-MMR-SW-01 | xe-0/0/35 | 10G SFP+ | 10000 | up | Server NIC
OR-DC-014-MMR-SW-01 | xe-0/0/36 | 10G SFP+ | 10000 | up | Server NIC
OR-DC-014-MMR-SW-01 | xe-0/0/37 | 10G SFP+ | 10000 | up | Server NIC
OR-DC-014-MMR-SW-01 | xe-0/0/38 | 10G SFP+ | 10000 | up | Server NIC
OR-DC-014-MMR-SW-01 | xe-0/0/39 | 10G SFP+ | 10000 | up | Server NIC
OR-DC-014-MMR-SW-01 | xe-0/0/40 | 10G SFP+ | 10000 | up | Server NIC
OR-DC-014-MMR-SW-01 | xe-0/0/41 | 10G SFP+ | 10000 | up | Server NIC
OR-DC-014-MMR-SW-01 | xe-0/0/42 | 10G SFP+ | 10000 | up | Server NIC
OR-DC-014-MMR-SW-01 | xe-0/0/43 | 10G SFP+ | 10000 | up | Server NIC
OR-DC-014-MMR-SW-01 | xe-0/0/44 | 10G SFP+ | 10000 | admin-down
OR-DC-014-MMR-SW-01 | xe-0/0/45 | 10G SFP+ | 10000 | up | Server NIC
OR-DC-014-MMR-SW-01 | xe-0/0/46 | 10G SFP+ | 10000 | up | Server NIC
OR-DC-014-MMR-SW-01 | xe-0/0/47 | 10G SFP+ | 10000 | up | Server NIC
OR-DC-014-MMR-SW-01 | et-0/1/0 | 100G QSFP28 | 100000 | up | Uplink to OR-DC-014-AGG-R01 | QSFP28-100G-LR4
OR-DC-014-MMR-SW-01 | et-0/1/1 | 100G QSFP28 | 100000 | up | Uplink to OR-DC-014-AGG-R02 | QSFP28-100G-LR4
OR-DC-014-MMR-SW-01 | et-0/1/2 | 100G QSFP28 | 100000 | admin-down
OR-DC-014-MMR-SW-01 | et-0/1/3 | 100G QSFP28 | 100000 | admin-down
OR-DC-014-MMR-SW-02 | Ethernet1 | 10G SFP+ | 10000 | up | Access to OR-DC-014-TOR-001 | SFP-10G-LR
OR-DC-014-MMR-SW-02 | Ethernet2 | 10G SFP+ | 10000 | up | Access to OR-DC-014-TOR-002 | SFP-10G-LR
OR-DC-014-MMR-SW-02 | Ethernet3 | 10G SFP+ | 10000 | admin-down
OR-DC-014-MMR-SW-02 | Ethernet4 | 10G SFP+ | 10000 | admin-down
OR-DC-014-MMR-SW-02 | Ethernet5 | 10G SFP+ | 10000 | reserved
OR-DC-014-MMR-SW-02 | Ethernet6 | 10G SFP+ | 10000 | up | Server NIC
OR-DC-014-MMR-SW-02 | Ethernet7 | 10G SFP+ | 10000 | admin-down
OR-DC-014-MMR-SW-02 | Ethernet8 | 10G SFP+ | 10000 | admin-down
OR-DC-014-MMR-SW-02 | Ethernet9 | 10G SFP+ | 10000 | up | Server NIC
OR-DC-014-MMR-SW-02 | Ethernet10 | 10G SFP+ | 10000 | admin-down
OR-DC-014-MMR-SW-02 | Ethernet11 | 10G SFP+ | 10000 | up | Server NIC
OR-DC-014-MMR-SW-02 | Ethernet12 | 10G SFP+ | 10000 | admin-down
OR-DC-014-MMR-SW-02 | Ethernet13 | 10G SFP+ | 10000 | up | Server NIC
OR-DC-014-MMR-SW-02 | Ethernet14 | 10G SFP+ | 10000 | up | Server NIC
OR-DC-014-MMR-SW-02 | Ethernet15 | 10G SFP+ | 10000 | up | Server NIC
OR-DC-014-MMR-SW-02 | Ethernet16 | 10G SFP+ | 10000 | up | Server NIC
OR-DC-014-MMR-SW-02 | Ethernet17 | 10G SFP+ | 10000 | up | Server NIC
OR-DC-014-MMR-SW-02 | Ethernet18 | 10G SFP+ | 10000 | up | Server NIC
OR-DC-014-MMR-SW-02 | Ethernet19 | 10G SFP+ | 10000 | admin-down
OR-DC-014-MMR-SW-02 | Ethernet20 | 10G SFP+ | 10000 | up | Server NIC
OR-DC-014-MMR-SW-02 | Ethernet21 | 10G SFP+ | 10000 | reserved
OR-DC-014-MMR-SW-02 | Ethernet22 | 10G SFP+ | 10000 | up | Server NIC
OR-DC-014-MMR-SW-02 | Ethernet23 | 10G SFP+ | 10000 | admin-down
OR-DC-014-MMR-SW-02 | Ethernet24 | 10G SFP+ | 10000 | up | Server NIC
OR-DC-014-MMR-SW-02 | Ethernet25 | 10G SFP+ | 10000 | up | Server NIC
OR-DC-014-MMR-SW-02 | Ethernet26 | 10G SFP+ | 10000 | up | Server NIC
OR-DC-014-MMR-SW-02 | Ethernet27 | 10G SFP+ | 10000 | admin-down
OR-DC-014-MMR-SW-02 | Ethernet28 | 10G SFP+ | 10000 | admin-down
OR-DC-014-MMR-SW-02 | Ethernet29 | 10G SFP+ | 10000 | up | Server NIC
OR-DC-014-MMR-SW-02 | Ethernet30 | 10G SFP+ | 10000 | admin-down
OR-DC-014-MMR-SW-02 | Ethernet31 | 10G SFP+ | 10000 | admin-down
OR-DC-014-MMR-SW-02 | Ethernet32 | 10G SFP+ | 10000 | admin-down
OR-DC-014-MMR-SW-02 | Ethernet33 | 10G SFP+ | 10000 | up | Server NIC
OR-DC-014-MMR-SW-02 | Ethernet34 | 10G SFP+ | 10000 | admin-down
OR-DC-014-MMR-SW-02 | Ethernet35 | 10G SFP+ | 10000 | up | Server NIC
OR-DC-014-MMR-SW-02 | Ethernet36 | 10G SFP+ | 10000 | admin-down
OR-DC-014-MMR-SW-02 | Ethernet37 | 10G SFP+ | 10000 | up | Server NIC
OR-DC-014-MMR-SW-02 | Ethernet38 | 10G SFP+ | 10000 | up | Server NIC
OR-DC-014-MMR-SW-02 | Ethernet39 | 10G SFP+ | 10000 | up | Server NIC
OR-DC-014-MMR-SW-02 | Ethernet40 | 10G SFP+ | 10000 | up | Server NIC
OR-DC-014-MMR-SW-02 | Ethernet41 | 10G SFP+ | 10000 | admin-down
OR-DC-014-MMR-SW-02 | Ethernet42 | 10G SFP+ | 10000 | up | Server NIC
OR-DC-014-MMR-SW-02 | Ethernet43 | 10G SFP+ | 10000 | up | Server NIC
OR-DC-014-MMR-SW-02 | Ethernet44 | 10G SFP+ | 10000 | admin-down
OR-DC-014-MMR-SW-02 | Ethernet45 | 10G SFP+ | 10000 | up | Server NIC
OR-DC-014-MMR-SW-02 | Ethernet46 | 10G SFP+ | 10000 | up | Server NIC
OR-DC-014-MMR-SW-02 | Ethernet47 | 10G SFP+ | 10000 | up | Server NIC
OR-DC-014-MMR-SW-02 | Ethernet48 | 10G SFP+ | 10000 | up | Server NIC
OR-DC-014-MMR-SW-02 | Ethernet49/1 | 100G QSFP28 | 100000 | up | Uplink to OR-DC-014-AGG-R02 | QSFP28-100G-LR4
OR-DC-014-MMR-SW-02 | Ethernet49/2 | 100G QSFP28 | 100000 | up | Uplink to OR-DC-014-AGG-R01 | QSFP28-100G-LR4
OR-DC-014-MMR-SW-02 | Ethernet49/3 | 100G QSFP28 | 100000 | admin-down
OR-DC-014-MMR-SW-02 | Ethernet49/4 | 100G QSFP28 | 100000 | admin-down
OR-DC-014-MMR-SW-03 | Te0/0/0/0 | 10G SFP+ | 10000 | up | Access to OR-DC-014-TOR-002 | SFP-10G-LR
OR-DC-014-MMR-SW-03 | Te0/0/0/1 | 10G SFP+ | 10000 | up | Access to OR-DC-014-TOR-003 | SFP-10G-LR
OR-DC-014-MMR-SW-03 | Te0/0/0/2 | 10G SFP+ | 10000 | admin-down
OR-DC-014-MMR-SW-03 | Te0/0/0/3 | 10G SFP+ | 10000 | up | Server NIC
OR-DC-014-MMR-SW-03 | Te0/0/0/4 | 10G SFP+ | 10000 | up | Server NIC
OR-DC-014-MMR-SW-03 | Te0/0/0/5 | 10G SFP+ | 10000 | admin-down
OR-DC-014-MMR-SW-03 | Te0/0/0/6 | 10G SFP+ | 10000 | admin-down
OR-DC-014-MMR-SW-03 | Te0/0/0/7 | 10G SFP+ | 10000 | up | Server NIC
OR-DC-014-MMR-SW-03 | Te0/0/0/8 | 10G SFP+ | 10000 | admin-down
OR-DC-014-MMR-SW-03 | Te0/0/0/9 | 10G SFP+ | 10000 | up | Server NIC
OR-DC-014-MMR-SW-03 | Te0/0/0/10 | 10G SFP+ | 10000 | admin-down
OR-DC-014-MMR-SW-03 | Te0/0/0/11 | 10G SFP+ | 10000 | admin-down
OR-DC-014-MMR-SW-03 | Te0/0/0/12 | 10G SFP+ | 10000 | admin-down
OR-DC-014-MMR-SW-03 | Te0/0/0/13 | 10G SFP+ | 10000 | up | Server NIC
OR-DC-014-MMR-SW-03 | Te0/0/0/14 | 10G SFP+ | 10000 | up | Server NIC
OR-DC-014-MMR-SW-03 | Te0/0/0/15 | 10G SFP+ | 10000 | admin-down
OR-DC-014-MMR-SW-03 | Te0/0/0/16 | 10G SFP+ | 10000 | up | Server NIC
OR-DC-014-MMR-SW-03 | Te0/0/0/17 | 10G SFP+ | 10000 | admin-down
OR-DC-014-MMR-SW-03 | Te0/0/0/18 | 10G SFP+ | 10000 | up | Server NIC
OR-DC-014-MMR-SW-03 | Te0/0/0/19 | 10G SFP+ | 10000 | up | Server NIC
OR-DC-014-MMR-SW-03 | Te0/0/0/20 | 10G SFP+ | 10000 | up | Server NIC
OR-DC-014-MMR-SW-03 | Te0/0/0/21 | 10G SFP+ | 10000 | up | Server NIC
OR-DC-014-MMR-SW-03 | Te0/0/0/22 | 10G SFP+ | 10000 | up | Server NIC
OR-DC-014-MMR-SW-03 | Te0/0/0/23 | 10G SFP+ | 10000 | up | Server NIC
OR-DC-014-MMR-SW-03 | Te0/0/0/24 | 10G SFP+ | 10000 | up | Server NIC
OR-DC-014-MMR-SW-03 | Te0/0/0/25 | 10G SFP+ | 10000 | admin-down
OR-DC-014-MMR-SW-03 | Te0/0/0/26 | 10G SFP+ | 10000 | up | Server NIC
OR-DC-014-MMR-SW-03 | Te0/0/0/27 | 10G SFP+ | 10000 | up | Server NIC
OR-DC-014-MMR-SW-03 | Te0/0/0/28 | 10G SFP+ | 10000 | up | Server NIC
OR-DC-014-MMR-SW-03 | Te0/0/0/29 | 10G SFP+ | 10000 | up | Server NIC
OR-DC-014-MMR-SW-03 | Te0/0/0/30 | 10G SFP+ | 10000 | up | Server NIC
OR-DC-014-MMR-SW-03 | Te0/0/0/31 | 10G SFP+ | 10000 | up | Server NIC
OR-DC-014-MMR-SW-03 | Te0/0/0/32 | 10G SFP+ | 10000 | admin-down
OR-DC-014-MMR-SW-03 | Te0/0/0/33 | 10G SFP+ | 10000 | up | Server NIC
OR-DC-014-MMR-SW-03 | Te0/0/0/34 | 10G SFP+ | 10000 | admin-down
OR-DC-014-MMR-SW-03 | Te0/0/0/35 | 10G SFP+ | 10000 | up | Server NIC
OR-DC-014-MMR-SW-03 | Te0/0/0/36 | 10G SFP+ | 10000 | up | Server NIC
OR-DC-014-MMR-SW-03 | Te0/0/0/37 | 10G SFP+ | 10000 | up | Server NIC
OR-DC-014-MMR-SW-03 | Te0/0/0/38 | 10G SFP+ | 10000 | up | Server NIC
OR-DC-014-MMR-SW-03 | Te0/0/0/39 | 10G SFP+ | 10000 | admin-down
OR-DC-014-MMR-SW-03 | Te0/0/0/40 | 10G SFP+ | 10000 | admin-down
OR-DC-014-MMR-SW-03 | Te0/0/0/41 | 10G SFP+ | 10000 | up | Server NIC
OR-DC-014-MMR-SW-03 | Te0/0/0/42 | 10G SFP+ | 10000 | admin-down
OR-DC-014-MMR-SW-03 | Te0/0/0/43 | 10G SFP+ | 10000 | admin-down
OR-DC-014-MMR-SW-03 | Te0/0/0/44 | 10G SFP+ | 10000 | up | Server NIC
OR-DC-014-MMR-SW-03 | Te0/0/0/45 | 10G SFP+ | 10000 | up | Server NIC
OR-DC-014-MMR-SW-03 | Te0/0/0/46 | 10G SFP+ | 10000 | up | Server NIC
OR-DC-014-MMR-SW-03 | Te0/0/0/47 | 10G SFP+ | 10000 | admin-down
OR-DC-014-MMR-SW-03 | Hu0/0/1/0 | 100G QSFP28 | 100000 | up | Uplink to OR-DC-014-AGG-R01 | QSFP28-100G-LR4
OR-DC-014-MMR-SW-03 | Hu0/0/1/1 | 100G QSFP28 | 100000 | up | Uplink to OR-DC-014-AGG-R02 | QSFP28-100G-LR4
OR-DC-014-MMR-SW-03 | Hu0/0/1/2 | 100G QSFP28 | 100000 | admin-down
OR-DC-014-MMR-SW-03 | Hu0/0/1/3 | 100G QSFP28 | 100000 | admin-down
OR-DC-014-MMR-SW-04 | Ethernet1 | 10G SFP+ | 10000 | up | Access to OR-DC-014-TOR-003 | SFP-10G-LR
OR-DC-014-MMR-SW-04 | Ethernet2 | 10G SFP+ | 10000 | up | Server NIC
OR-DC-014-MMR-SW-04 | Ethernet3 | 10G SFP+ | 10000 | up | Server NIC
OR-DC-014-MMR-SW-04 | Ethernet4 | 10G SFP+ | 10000 | admin-down
OR-DC-014-MMR-SW-04 | Ethernet5 | 10G SFP+ | 10000 | admin-down
OR-DC-014-MMR-SW-04 | Ethernet6 | 10G SFP+ | 10000 | up | Server NIC
OR-DC-014-MMR-SW-04 | Ethernet7 | 10G SFP+ | 10000 | admin-down
OR-DC-014-MMR-SW-04 | Ethernet8 | 10G SFP+ | 10000 | up | Server NIC
OR-DC-014-MMR-SW-04 | Ethernet9 | 10G SFP+ | 10000 | up | Server NIC
OR-DC-014-MMR-SW-04 | Ethernet10 | 10G SFP+ | 10000 | admin-down
OR-DC-014-MMR-SW-04 | Ethernet11 | 10G SFP+ | 10000 | up | Server NIC
OR-DC-014-MMR-SW-04 | Ethernet12 | 10G SFP+ | 10000 | up | Server NIC
OR-DC-014-MMR-SW-04 | Ethernet13 | 10G SFP+ | 10000 | up | Server NIC
OR-DC-014-MMR-SW-04 | Ethernet14 | 10G SFP+ | 10000 | up | Server NIC
OR-DC-014-MMR-SW-04 | Ethernet15 | 10G SFP+ | 10000 | admin-down
OR-DC-014-MMR-SW-04 | Ethernet16 | 10G SFP+ | 10000 | admin-down
OR-DC-014-MMR-SW-04 | Ethernet17 | 10G SFP+ | 10000 | admin-down
OR-DC-014-MMR-SW-04 | Ethernet18 | 10G SFP+ | 10000 | up | Server NIC
OR-DC-014-MMR-SW-04 | Ethernet19 | 10G SFP+ | 10000 | up | Server NIC
OR-DC-014-MMR-SW-04 | Ethernet20 | 10G SFP+ | 10000 | admin-down
OR-DC-014-MMR-SW-04 | Ethernet21 | 10G SFP+ | 10000 | admin-down
OR-DC-014-MMR-SW-04 | Ethernet22 | 10G SFP+ | 10000 | up | Server NIC
OR-DC-014-MMR-SW-04 | Ethernet23 | 10G SFP+ | 10000 | up | Server NIC
OR-DC-014-MMR-SW-04 | Ethernet24 | 10G SFP+ | 10000 | admin-down
OR-DC-014-MMR-SW-04 | Ethernet25 | 10G SFP+ | 10000 | admin-down
OR-DC-014-MMR-SW-04 | Ethernet26 | 10G SFP+ | 10000 | up | Server NIC
OR-DC-014-MMR-SW-04 | Ethernet27 | 10G SFP+ | 10000 | admin-down
OR-DC-014-MMR-SW-04 | Ethernet28 | 10G SFP+ | 10000 | up | Server NIC
OR-DC-014-MMR-SW-04 | Ethernet29 | 10G SFP+ | 10000 | up | Server NIC
OR-DC-014-MMR-SW-04 | Ethernet30 | 10G SFP+ | 10000 | admin-down
OR-DC-014-MMR-SW-04 | Ethernet31 | 10G SFP+ | 10000 | admin-down
OR-DC-014-MMR-SW-04 | Ethernet32 | 10G SFP+ | 10000 | up | Server NIC
OR-DC-014-MMR-SW-04 | Ethernet33 | 10G SFP+ | 10000 | up | Server NIC
OR-DC-014-MMR-SW-04 | Ethernet34 | 10G SFP+ | 10000 | up | Server NIC
OR-DC-014-MMR-SW-04 | Ethernet35 | 10G SFP+ | 10000 | up | Server NIC
OR-DC-014-MMR-SW-04 | Ethernet36 | 10G SFP+ | 10000 | up | Server NIC
OR-DC-014-MMR-SW-04 | Ethernet37 | 10G SFP+ | 10000 | up | Server NIC
OR-DC-014-MMR-SW-04 | Ethernet38 | 10G SFP+ | 10000 | up | Server NIC
OR-DC-014-MMR-SW-04 | Ethernet39 | 10G SFP+ | 10000 | up | Server NIC
OR-DC-014-MMR-SW-04 | Ethernet40 | 10G SFP+ | 10000 | up | Server NIC
OR-DC-014-MMR-SW-04 | Ethernet41 | 10G SFP+ | 10000 | admin-down
OR-DC-014-MMR-SW-04 | Ethernet42 | 10G SFP+ | 10000 | up | Server NIC
OR-DC-014-MMR-SW-04 | Ethernet43 | 10G SFP+ | 10000 | up | Server NIC
OR-DC-014-MMR-SW-04 | Ethernet44 | 10G SFP+ | 10000 | admin-down
OR-DC-014-MMR-SW-04 | Ethernet45 | 10G SFP+ | 10000 | up | Server NIC
OR-DC-014-MMR-SW-04 | Ethernet46 | 10G SFP+ | 10000 | admin-down
OR-DC-014-MMR-SW-04 | Ethernet47 | 10G SFP+ | 10000 | up | Server NIC
OR-DC-014-MMR-SW-04 | Ethernet48 | 10G SFP+ | 10000 | up | Server NIC
OR-DC-014-MMR-SW-04 | Ethernet49/1 | 100G QSFP28 | 100000 | up | Uplink to OR-DC-014-AGG-R02 | QSFP28-100G-LR4
OR-DC-014-MMR-SW-04 | Ethernet49/2 | 100G QSFP28 | 100000 | up | Uplink to OR-DC-014-AGG-R01 | QSFP28-100G-LR4
OR-DC-014-MMR-SW-04 | Ethernet49/3 | 100G QSFP28 | 100000 | admin-down
OR-DC-014-MMR-SW-04 | Ethernet49/4 | 100G QSFP28 | 100000 | admin-down
OR-DC-014-MMR-SW-05 | Ethernet1 | 10G SFP+ | 10000 | up | Server NIC
OR-DC-014-MMR-SW-05 | Ethernet2 | 10G SFP+ | 10000 | up | Server NIC
OR-DC-014-MMR-SW-05 | Ethernet3 | 10G SFP+ | 10000 | up | Server NIC
OR-DC-014-MMR-SW-05 | Ethernet4 | 10G SFP+ | 10000 | up | Server NIC
OR-DC-014-MMR-SW-05 | Ethernet5 | 10G SFP+ | 10000 | reserved
OR-DC-014-MMR-SW-05 | Ethernet6 | 10G SFP+ | 10000 | admin-down
OR-DC-014-MMR-SW-05 | Ethernet7 | 10G SFP+ | 10000 | up | Server NIC
OR-DC-014-MMR-SW-05 | Ethernet8 | 10G SFP+ | 10000 | admin-down
OR-DC-014-MMR-SW-05 | Ethernet9 | 10G SFP+ | 10000 | up | Server NIC
OR-DC-014-MMR-SW-05 | Ethernet10 | 10G SFP+ | 10000 | up | Server NIC
OR-DC-014-MMR-SW-05 | Ethernet11 | 10G SFP+ | 10000 | up | Server NIC
OR-DC-014-MMR-SW-05 | Ethernet12 | 10G SFP+ | 10000 | admin-down
OR-DC-014-MMR-SW-05 | Ethernet13 | 10G SFP+ | 10000 | up | Server NIC
OR-DC-014-MMR-SW-05 | Ethernet14 | 10G SFP+ | 10000 | up | Server NIC
OR-DC-014-MMR-SW-05 | Ethernet15 | 10G SFP+ | 10000 | up | Server NIC
OR-DC-014-MMR-SW-05 | Ethernet16 | 10G SFP+ | 10000 | up | Server NIC
OR-DC-014-MMR-SW-05 | Ethernet17 | 10G SFP+ | 10000 | admin-down
OR-DC-014-MMR-SW-05 | Ethernet18 | 10G SFP+ | 10000 | up | Server NIC
OR-DC-014-MMR-SW-05 | Ethernet19 | 10G SFP+ | 10000 | up | Server NIC
OR-DC-014-MMR-SW-05 | Ethernet20 | 10G SFP+ | 10000 | up | Server NIC
OR-DC-014-MMR-SW-05 | Ethernet21 | 10G SFP+ | 10000 | up | Server NIC
OR-DC-014-MMR-SW-05 | Ethernet22 | 10G SFP+ | 10000 | up | Server NIC
OR-DC-014-MMR-SW-05 | Ethernet23 | 10G SFP+ | 10000 | up | Server NIC
OR-DC-014-MMR-SW-05 | Ethernet24 | 10G SFP+ | 10000 | up | Server NIC
OR-DC-014-MMR-SW-05 | Ethernet25 | 10G SFP+ | 10000 | up | Server NIC
OR-DC-014-MMR-SW-05 | Ethernet26 | 10G SFP+ | 10000 | admin-down
OR-DC-014-MMR-SW-05 | Ethernet27 | 10G SFP+ | 10000 | admin-down
OR-DC-014-MMR-SW-05 | Ethernet28 | 10G SFP+ | 10000 | admin-down
OR-DC-014-MMR-SW-05 | Ethernet29 | 10G SFP+ | 10000 | admin-down
OR-DC-014-MMR-SW-05 | Ethernet30 | 10G SFP+ | 10000 | up | Server NIC
OR-DC-014-MMR-SW-05 | Ethernet31 | 10G SFP+ | 10000 | reserved
OR-DC-014-MMR-SW-05 | Ethernet32 | 10G SFP+ | 10000 | up | Server NIC
OR-DC-014-MMR-SW-05 | Ethernet33 | 10G SFP+ | 10000 | up | Server NIC
OR-DC-014-MMR-SW-05 | Ethernet34 | 10G SFP+ | 10000 | up | Server NIC
OR-DC-014-MMR-SW-05 | Ethernet35 | 10G SFP+ | 10000 | up | Server NIC
OR-DC-014-MMR-SW-05 | Ethernet36 | 10G SFP+ | 10000 | up | Server NIC
OR-DC-014-MMR-SW-05 | Ethernet37 | 10G SFP+ | 10000 | admin-down
OR-DC-014-MMR-SW-05 | Ethernet38 | 10G SFP+ | 10000 | up | Server NIC
OR-DC-014-MMR-SW-05 | Ethernet39 | 10G SFP+ | 10000 | up | Server NIC
OR-DC-014-MMR-SW-05 | Ethernet40 | 10G SFP+ | 10000 | admin-down
OR-DC-014-MMR-SW-05 | Ethernet41 | 10G SFP+ | 10000 | up | Server NIC
OR-DC-014-MMR-SW-05 | Ethernet42 | 10G SFP+ | 10000 | up | Server NIC
OR-DC-014-MMR-SW-05 | Ethernet43 | 10G SFP+ | 10000 | up | Server NIC
OR-DC-014-MMR-SW-05 | Ethernet44 | 10G SFP+ | 10000 | up | Server NIC
OR-DC-014-MMR-SW-05 | Ethernet45 | 10G SFP+ | 10000 | up | Server NIC
OR-DC-014-MMR-SW-05 | Ethernet46 | 10G SFP+ | 10000 | up | Server NIC
OR-DC-014-MMR-SW-05 | Ethernet47 | 10G SFP+ | 10000 | up | Server NIC
OR-DC-014-MMR-SW-05 | Ethernet48 | 10G SFP+ | 10000 | up | Server NIC
OR-DC-014-MMR-SW-05 | Ethernet49/1 | 100G QSFP28 | 100000 | up | Uplink to OR-DC-014-AGG-R01 | QSFP28-100G-LR4
OR-DC-014-MMR-SW-05 | Ethernet49/2 | 100G QSFP28 | 100000 | up | Uplink to OR-DC-014-AGG-R02 | QSFP28-100G-LR4
OR-DC-014-MMR-SW-05 | Ethernet49/3 | 100G QSFP28 | 100000 | admin-down
OR-DC-014-MMR-SW-05 | Ethernet49/4 | 100G QSFP28 | 100000 | admin-down
OR-DC-014-TOR-001 | xe-0/0/0 | 10G SFP+ | 10000 | up | Access to OR-DC-014-MMR-SW-01 | SFP-10G-LR
OR-DC-014-TOR-001 | xe-0/0/1 | 10G SFP+ | 10000 | up | Access to OR-DC-014-MMR-SW-02 | SFP-10G-LR
OR-DC-014-TOR-001 | xe-0/0/2 | 10G SFP+ | 10000 | admin-down
OR-DC-014-TOR-001 | xe-0/0/3 | 10G SFP+ | 10000 | admin-down
OR-DC-014-TOR-001 | xe-0/0/4 | 10G SFP+ | 10000 | admin-down
OR-DC-014-TOR-001 | xe-0/0/5 | 10G SFP+ | 10000 | up | Server NIC
OR-DC-014-TOR-001 | xe-0/0/6 | 10G SFP+ | 10000 | up | Server NIC
OR-DC-014-TOR-001 | xe-0/0/7 | 10G SFP+ | 10000 | admin-down
OR-DC-014-TOR-001 | xe-0/0/8 | 10G SFP+ | 10000 | up | Server NIC
OR-DC-014-TOR-001 | xe-0/0/9 | 10G SFP+ | 10000 | admin-down
OR-DC-014-TOR-001 | xe-0/0/10 | 10G SFP+ | 10000 | up | Server NIC
OR-DC-014-TOR-001 | xe-0/0/11 | 10G SFP+ | 10000 | admin-down
OR-DC-014-TOR-001 | xe-0/0/12 | 10G SFP+ | 10000 | admin-down
OR-DC-014-TOR-001 | xe-0/0/13 | 10G SFP+ | 10000 | admin-down
OR-DC-014-TOR-001 | xe-0/0/14 | 10G SFP+ | 10000 | up | Server NIC
OR-DC-014-TOR-001 | xe-0/0/15 | 10G SFP+ | 10000 | up | Server NIC
OR-DC-014-TOR-001 | xe-0/0/16 | 10G SFP+ | 10000 | up | Server NIC
OR-DC-014-TOR-001 | xe-0/0/17 | 10G SFP+ | 10000 | admin-down
OR-DC-014-TOR-001 | xe-0/0/18 | 10G SFP+ | 10000 | up | Server NIC
OR-DC-014-TOR-001 | xe-0/0/19 | 10G SFP+ | 10000 | up | Server NIC
OR-DC-014-TOR-001 | xe-0/0/20 | 10G SFP+ | 10000 | up | Server NIC
OR-DC-014-TOR-001 | xe-0/0/21 | 10G SFP+ | 10000 | up | Server NIC
OR-DC-014-TOR-001 | xe-0/0/22 | 10G SFP+ | 10000 | admin-down
OR-DC-014-TOR-001 | xe-0/0/23 | 10G SFP+ | 10000 | up | Server NIC
OR-DC-014-TOR-001 | et-0/1/0 | 100G QSFP28 | 100000 | admin-down
OR-DC-014-TOR-001 | et-0/1/1 | 100G QSFP28 | 100000 | admin-down
OR-DC-014-TOR-002 | Ethernet1 | 10G SFP+ | 10000 | up | Access to OR-DC-014-MMR-SW-02 | SFP-10G-LR
OR-DC-014-TOR-002 | Ethernet2 | 10G SFP+ | 10000 | up | Access to OR-DC-014-MMR-SW-03 | SFP-10G-LR
OR-DC-014-TOR-002 | Ethernet3 | 10G SFP+ | 10000 | up | Server NIC
OR-DC-014-TOR-002 | Ethernet4 | 10G SFP+ | 10000 | up | Server NIC
OR-DC-014-TOR-002 | Ethernet5 | 10G SFP+ | 10000 | up | Server NIC
OR-DC-014-TOR-002 | Ethernet6 | 10G SFP+ | 10000 | admin-down
OR-DC-014-TOR-002 | Ethernet7 | 10G SFP+ | 10000 | up | Server NIC
OR-DC-014-TOR-002 | Ethernet8 | 10G SFP+ | 10000 | up | Server NIC
OR-DC-014-TOR-002 | Ethernet9 | 10G SFP+ | 10000 | up | Server NIC
OR-DC-014-TOR-002 | Ethernet10 | 10G SFP+ | 10000 | admin-down
OR-DC-014-TOR-002 | Ethernet11 | 10G SFP+ | 10000 | up | Server NIC
OR-DC-014-TOR-002 | Ethernet12 | 10G SFP+ | 10000 | up | Server NIC
OR-DC-014-TOR-002 | Ethernet13 | 10G SFP+ | 10000 | up | Server NIC
OR-DC-014-TOR-002 | Ethernet14 | 10G SFP+ | 10000 | up | Server NIC
OR-DC-014-TOR-002 | Ethernet15 | 10G SFP+ | 10000 | up | Server NIC
OR-DC-014-TOR-002 | Ethernet16 | 10G SFP+ | 10000 | admin-down
OR-DC-014-TOR-002 | Ethernet17 | 10G SFP+ | 10000 | admin-down
OR-DC-014-TOR-002 | Ethernet18 | 10G SFP+ | 10000 | admin-down
OR-DC-014-TOR-002 | Ethernet19 | 10G SFP+ | 10000 | admin-down
OR-DC-014-TOR-002 | Ethernet20 | 10G SFP+ | 10000 | up | Server NIC
OR-DC-014-TOR-002 | Ethernet21 | 10G SFP+ | 10000 | up | Server NIC
OR-DC-014-TOR-002 | Ethernet22 | 10G SFP+ | 10000 | admin-down
OR-DC-014-TOR-002 | Ethernet23 | 10G SFP+ | 10000 | up | Server NIC
OR-DC-014-TOR-002 | Ethernet24 | 10G SFP+ | 10000 | admin-down
OR-DC-014-TOR-002 | Ethernet49/1 | 100G QSFP28 | 100000 | admin-down
OR-DC-014-TOR-002 | Ethernet49/2 | 100G QSFP28 | 100000 | admin-down
OR-DC-014-TOR-003 | Te0/0/0/0 | 10G SFP+ | 10000 | up | Access to OR-DC-014-MMR-SW-03 | SFP-10G-LR
OR-DC-014-TOR-003 | Te0/0/0/1 | 10G SFP+ | 10000 | up | Access to OR-DC-014-MMR-SW-04 | SFP-10G-LR
OR-DC-014-TOR-003 | Te0/0/0/2 | 10G SFP+ | 10000 | up | Server NIC
OR-DC-014-TOR-003 | Te0/0/0/3 | 10G SFP+ | 10000 | up | Server NIC
OR-DC-014-TOR-003 | Te0/0/0/4 | 10G SFP+ | 10000 | up | Server NIC
OR-DC-014-TOR-003 | Te0/0/0/5 | 10G SFP+ | 10000 | up | Server NIC
OR-DC-014-TOR-003 | Te0/0/0/6 | 10G SFP+ | 10000 | admin-down
OR-DC-014-TOR-003 | Te0/0/0/7 | 10G SFP+ | 10000 | up | Server NIC
OR-DC-014-TOR-003 | Te0/0/0/8 | 10G SFP+ | 10000 | admin-down
OR-DC-014-TOR-003 | Te0/0/0/9 | 10G SFP+ | 10000 | up | Server NIC
OR-DC-014-TOR-003 | Te0/0/0/10 | 10G SFP+ | 10000 | up | Server NIC
OR-DC-014-TOR-003 | Te0/0/0/11 | 10G SFP+ | 10000 | up | Server NIC
OR-DC-014-TOR-003 | Te0/0/0/12 | 10G SFP+ | 10000 | up | Server NIC
OR-DC-014-TOR-003 | Te0/0/0/13 | 10G SFP+ | 10000 | up | Server NIC
OR-DC-014-TOR-003 | Te0/0/0/14 | 10G SFP+ | 10000 | admin-down
OR-DC-014-TOR-003 | Te0/0/0/15 | 10G SFP+ | 10000 | up | Server NIC
OR-DC-014-TOR-003 | Te0/0/0/16 | 10G SFP+ | 10000 | up | Server NIC
OR-DC-014-TOR-003 | Te0/0/0/17 | 10G SFP+ | 10000 | admin-down
OR-DC-014-TOR-003 | Te0/0/0/18 | 10G SFP+ | 10000 | up | Server NIC
OR-DC-014-TOR-003 | Te0/0/0/19 | 10G SFP+ | 10000 | up | Server NIC
OR-DC-014-TOR-003 | Te0/0/0/20 | 10G SFP+ | 10000 | admin-down
OR-DC-014-TOR-003 | Te0/0/0/21 | 10G SFP+ | 10000 | up | Server NIC
OR-DC-014-TOR-003 | Te0/0/0/22 | 10G SFP+ | 10000 | up | Server NIC
OR-DC-014-TOR-003 | Te0/0/0/23 | 10G SFP+ | 10000 | up | Server NIC
OR-DC-014-TOR-003 | Hu0/0/1/0 | 100G QSFP28 | 100000 | admin-down
OR-DC-014-TOR-003 | Hu0/0/1/1 | 100G QSFP28 | 100000 | admin-down
CO-DC-015-PE-T4-01 | xe-0/0/0 | 10G SFP+ | 10000 | admin-down
CO-DC-015-PE-T4-01 | xe-0/0/1 | 10G SFP+ | 10000 | up | Backhaul to OH-DC-017 | SFP-10G-LR
CO-DC-015-PE-T4-01 | xe-0/0/2 | 10G SFP+ | 10000 | up | Backhaul to NJ-DC-012 | SFP-10G-LR
CO-DC-015-PE-T4-01 | xe-0/0/3 | 10G SFP+ | 10000 | up | Backhaul to VA-DC-004 | SFP-10G-LR
CO-DC-015-PE-T4-01 | xe-0/0/4 | 10G SFP+ | 10000 | up | Backhaul to UT-DC-019 | SFP-10G-LR
CO-DC-015-PE-T4-01 | xe-0/0/5 | 10G SFP+ | 10000 | up | Backhaul to VA-DC-001 | SFP-10G-LR
CO-DC-015-PE-T4-01 | xe-0/0/6 | 10G SFP+ | 10000 | up | Uplink to CO-DC-015-AGG-R01 | SFP-10G-LR
CO-DC-015-PE-T4-01 | xe-0/0/7 | 10G SFP+ | 10000 | admin-down
CO-DC-015-PE-T4-01 | xe-0/0/8 | 10G SFP+ | 10000 | admin-down
CO-DC-015-PE-T4-01 | xe-0/0/9 | 10G SFP+ | 10000 | admin-down
CO-DC-015-PE-T4-01 | xe-0/0/10 | 10G SFP+ | 10000 | admin-down
CO-DC-015-PE-T4-01 | xe-0/0/11 | 10G SFP+ | 10000 | admin-down
CO-DC-015-PE-T4-01 | et-0/1/0 | 100G QSFP28 | 100000 | up | Fabric to CO-DC-015-PE-T4-02 | QSFP28-100G-LR4
CO-DC-015-PE-T4-01 | et-0/1/1 | 100G QSFP28 | 100000 | up | Fabric to CO-DC-015-PE-T4-03 | QSFP28-100G-LR4
CO-DC-015-PE-T4-01 | et-0/1/2 | 100G QSFP28 | 100000 | up | Fabric to CO-DC-015-PE-T4-04 | QSFP28-100G-LR4
CO-DC-015-PE-T4-01 | et-0/1/3 | 100G QSFP28 | 100000 | admin-down
CO-DC-015-PE-T4-01 | ge-0/2/0 | 1G copper | 1000 | admin-down
CO-DC-015-PE-T4-01 | ge-0/2/1 | 1G copper | 1000 | admin-down
CO-DC-015-PE-T4-01 | ge-0/2/2 | 1G copper | 1000 | admin-down
CO-DC-015-PE-T4-01 | ge-0/2/3 | 1G copper | 1000 | admin-down
CO-DC-015-PE-T4-01 | ge-0/2/4 | 1G copper | 1000 | admin-down
CO-DC-015-PE-T4-01 | ge-0/2/5 | 1G copper | 1000 | admin-down
CO-DC-015-PE-T4-01 | ge-0/2/6 | 1G copper | 1000 | admin-down
CO-DC-015-PE-T4-01 | ge-0/2/7 | 1G copper | 1000 | admin-down
CO-DC-015-PE-T4-01 | ge-0/2/8 | 1G copper | 1000 | admin-down
CO-DC-015-PE-T4-01 | ge-0/2/9 | 1G copper | 1000 | reserved
CO-DC-015-PE-T4-01 | ge-0/2/10 | 1G copper | 1000 | admin-down
CO-DC-015-PE-T4-01 | ge-0/2/11 | 1G copper | 1000 | admin-down
CO-DC-015-PE-T4-01 | ge-0/2/12 | 1G copper | 1000 | admin-down
CO-DC-015-PE-T4-01 | ge-0/2/13 | 1G copper | 1000 | admin-down
CO-DC-015-PE-T4-01 | ge-0/2/14 | 1G copper | 1000 | admin-down
CO-DC-015-PE-T4-01 | ge-0/2/15 | 1G copper | 1000 | admin-down
CO-DC-015-PE-T4-02 | xe-0/0/0 | 10G SFP+ | 10000 | admin-down
CO-DC-015-PE-T4-02 | xe-0/0/1 | 10G SFP+ | 10000 | up | Backhaul to TX-DC-005 | SFP-10G-LR
CO-DC-015-PE-T4-02 | xe-0/0/2 | 10G SFP+ | 10000 | up | Backhaul to CA-DC-020 | SFP-10G-LR
CO-DC-015-PE-T4-02 | xe-0/0/3 | 10G SFP+ | 10000 | up | Backhaul to UT-DC-019 | SFP-10G-LR
CO-DC-015-PE-T4-02 | xe-0/0/4 | 10G SFP+ | 10000 | up | Backhaul to VA-DC-003 | SFP-10G-LR
CO-DC-015-PE-T4-02 | xe-0/0/5 | 10G SFP+ | 10000 | up | Backhaul to TX-DC-007 | SFP-10G-LR
CO-DC-015-PE-T4-02 | xe-0/0/6 | 10G SFP+ | 10000 | up | Uplink to CO-DC-015-AGG-R01 | SFP-10G-LR
CO-DC-015-PE-T4-02 | xe-0/0/7 | 10G SFP+ | 10000 | up | Uplink to CO-DC-015-AGG-R02 | SFP-10G-LR
CO-DC-015-PE-T4-02 | xe-0/0/8 | 10G SFP+ | 10000 | admin-down
CO-DC-015-PE-T4-02 | xe-0/0/9 | 10G SFP+ | 10000 | admin-down
CO-DC-015-PE-T4-02 | xe-0/0/10 | 10G SFP+ | 10000 | admin-down
CO-DC-015-PE-T4-02 | xe-0/0/11 | 10G SFP+ | 10000 | admin-down
CO-DC-015-PE-T4-02 | et-0/1/0 | 100G QSFP28 | 100000 | up | Fabric to CO-DC-015-PE-T4-01 | QSFP28-100G-LR4
CO-DC-015-PE-T4-02 | et-0/1/1 | 100G QSFP28 | 100000 | up | Fabric to CO-DC-015-PE-T4-03 | QSFP28-100G-LR4
CO-DC-015-PE-T4-02 | et-0/1/2 | 100G QSFP28 | 100000 | up | Fabric to CO-DC-015-PE-T4-04 | QSFP28-100G-LR4
CO-DC-015-PE-T4-02 | et-0/1/3 | 100G QSFP28 | 100000 | admin-down
CO-DC-015-PE-T4-02 | ge-0/2/0 | 1G copper | 1000 | admin-down
CO-DC-015-PE-T4-02 | ge-0/2/1 | 1G copper | 1000 | admin-down
CO-DC-015-PE-T4-02 | ge-0/2/2 | 1G copper | 1000 | admin-down
CO-DC-015-PE-T4-02 | ge-0/2/3 | 1G copper | 1000 | admin-down
CO-DC-015-PE-T4-02 | ge-0/2/4 | 1G copper | 1000 | admin-down
CO-DC-015-PE-T4-02 | ge-0/2/5 | 1G copper | 1000 | admin-down
CO-DC-015-PE-T4-02 | ge-0/2/6 | 1G copper | 1000 | admin-down
CO-DC-015-PE-T4-02 | ge-0/2/7 | 1G copper | 1000 | admin-down
CO-DC-015-PE-T4-02 | ge-0/2/8 | 1G copper | 1000 | admin-down
CO-DC-015-PE-T4-02 | ge-0/2/9 | 1G copper | 1000 | admin-down
CO-DC-015-PE-T4-02 | ge-0/2/10 | 1G copper | 1000 | admin-down
CO-DC-015-PE-T4-02 | ge-0/2/11 | 1G copper | 1000 | admin-down
CO-DC-015-PE-T4-02 | ge-0/2/12 | 1G copper | 1000 | admin-down
CO-DC-015-PE-T4-02 | ge-0/2/13 | 1G copper | 1000 | admin-down
CO-DC-015-PE-T4-02 | ge-0/2/14 | 1G copper | 1000 | admin-down
CO-DC-015-PE-T4-02 | ge-0/2/15 | 1G copper | 1000 | admin-down
CO-DC-015-PE-T4-03 | 1/1/c1 | 10G SFP+ | 10000 | admin-down
CO-DC-015-PE-T4-03 | 1/1/c2 | 10G SFP+ | 10000 | up | Backhaul to FL-DC-018 | SFP-10G-LR
CO-DC-015-PE-T4-03 | 1/1/c3 | 10G SFP+ | 10000 | up | Backhaul to TX-DC-022 | SFP-10G-LR
CO-DC-015-PE-T4-03 | 1/1/c4 | 10G SFP+ | 10000 | up | Backhaul to NJ-DC-012 | SFP-10G-LR
CO-DC-015-PE-T4-03 | 1/1/c5 | 10G SFP+ | 10000 | up | Backhaul to CA-DC-020 | SFP-10G-LR
CO-DC-015-PE-T4-03 | 1/1/c6 | 10G SFP+ | 10000 | up | Backhaul to OH-DC-016 | SFP-10G-LR
CO-DC-015-PE-T4-03 | 1/1/c7 | 10G SFP+ | 10000 | up | Uplink to CO-DC-015-AGG-R02 | SFP-10G-LR
CO-DC-015-PE-T4-03 | 1/1/c8 | 10G SFP+ | 10000 | admin-down
CO-DC-015-PE-T4-03 | 1/1/c9 | 10G SFP+ | 10000 | admin-down
CO-DC-015-PE-T4-03 | 1/1/c10 | 10G SFP+ | 10000 | admin-down
CO-DC-015-PE-T4-03 | 1/1/c11 | 10G SFP+ | 10000 | admin-down
CO-DC-015-PE-T4-03 | 1/1/c12 | 10G SFP+ | 10000 | admin-down
CO-DC-015-PE-T4-03 | 1/2/c1 | 100G QSFP28 | 100000 | up | Fabric to CO-DC-015-PE-T4-01 | QSFP28-100G-LR4
CO-DC-015-PE-T4-03 | 1/2/c2 | 100G QSFP28 | 100000 | up | Fabric to CO-DC-015-PE-T4-02 | QSFP28-100G-LR4
CO-DC-015-PE-T4-03 | 1/2/c3 | 100G QSFP28 | 100000 | up | Fabric to CO-DC-015-PE-T4-04 | QSFP28-100G-LR4
CO-DC-015-PE-T4-03 | 1/2/c4 | 100G QSFP28 | 100000 | admin-down
CO-DC-015-PE-T4-03 | 1/3/1 | 1G copper | 1000 | admin-down
CO-DC-015-PE-T4-03 | 1/3/2 | 1G copper | 1000 | admin-down
CO-DC-015-PE-T4-03 | 1/3/3 | 1G copper | 1000 | reserved
CO-DC-015-PE-T4-03 | 1/3/4 | 1G copper | 1000 | admin-down
CO-DC-015-PE-T4-03 | 1/3/5 | 1G copper | 1000 | admin-down
CO-DC-015-PE-T4-03 | 1/3/6 | 1G copper | 1000 | admin-down
CO-DC-015-PE-T4-03 | 1/3/7 | 1G copper | 1000 | admin-down
CO-DC-015-PE-T4-03 | 1/3/8 | 1G copper | 1000 | reserved
CO-DC-015-PE-T4-03 | 1/3/9 | 1G copper | 1000 | admin-down
CO-DC-015-PE-T4-03 | 1/3/10 | 1G copper | 1000 | admin-down
CO-DC-015-PE-T4-03 | 1/3/11 | 1G copper | 1000 | admin-down
CO-DC-015-PE-T4-03 | 1/3/12 | 1G copper | 1000 | admin-down
CO-DC-015-PE-T4-03 | 1/3/13 | 1G copper | 1000 | admin-down
CO-DC-015-PE-T4-03 | 1/3/14 | 1G copper | 1000 | reserved
CO-DC-015-PE-T4-03 | 1/3/15 | 1G copper | 1000 | admin-down
CO-DC-015-PE-T4-03 | 1/3/16 | 1G copper | 1000 | admin-down
CO-DC-015-PE-T4-04 | 1/1/c1 | 10G SFP+ | 10000 | admin-down
CO-DC-015-PE-T4-04 | 1/1/c2 | 10G SFP+ | 10000 | up | Backhaul to VA-DC-002 | SFP-10G-LR
CO-DC-015-PE-T4-04 | 1/1/c3 | 10G SFP+ | 10000 | up | Backhaul to OR-DC-014 | SFP-10G-LR
CO-DC-015-PE-T4-04 | 1/1/c4 | 10G SFP+ | 10000 | up | Backhaul to CA-DC-021 | SFP-10G-LR
CO-DC-015-PE-T4-04 | 1/1/c5 | 10G SFP+ | 10000 | up | Backhaul to VA-DC-002 | SFP-10G-LR
CO-DC-015-PE-T4-04 | 1/1/c6 | 10G SFP+ | 10000 | up | Backhaul to TX-DC-007 | SFP-10G-LR
CO-DC-015-PE-T4-04 | 1/1/c7 | 10G SFP+ | 10000 | admin-down
CO-DC-015-PE-T4-04 | 1/1/c8 | 10G SFP+ | 10000 | admin-down
CO-DC-015-PE-T4-04 | 1/1/c9 | 10G SFP+ | 10000 | admin-down
CO-DC-015-PE-T4-04 | 1/1/c10 | 10G SFP+ | 10000 | admin-down
CO-DC-015-PE-T4-04 | 1/1/c11 | 10G SFP+ | 10000 | admin-down
CO-DC-015-PE-T4-04 | 1/1/c12 | 10G SFP+ | 10000 | admin-down
CO-DC-015-PE-T4-04 | 1/2/c1 | 100G QSFP28 | 100000 | up | Fabric to CO-DC-015-PE-T4-01 | QSFP28-100G-LR4
CO-DC-015-PE-T4-04 | 1/2/c2 | 100G QSFP28 | 100000 | up | Fabric to CO-DC-015-PE-T4-02 | QSFP28-100G-LR4
CO-DC-015-PE-T4-04 | 1/2/c3 | 100G QSFP28 | 100000 | up | Fabric to CO-DC-015-PE-T4-03 | QSFP28-100G-LR4
CO-DC-015-PE-T4-04 | 1/2/c4 | 100G QSFP28 | 100000 | admin-down
CO-DC-015-PE-T4-04 | 1/3/1 | 1G copper | 1000 | admin-down
CO-DC-015-PE-T4-04 | 1/3/2 | 1G copper | 1000 | admin-down
CO-DC-015-PE-T4-04 | 1/3/3 | 1G copper | 1000 | admin-down
CO-DC-015-PE-T4-04 | 1/3/4 | 1G copper | 1000 | admin-down
CO-DC-015-PE-T4-04 | 1/3/5 | 1G copper | 1000 | admin-down
CO-DC-015-PE-T4-04 | 1/3/6 | 1G copper | 1000 | admin-down
CO-DC-015-PE-T4-04 | 1/3/7 | 1G copper | 1000 | admin-down
CO-DC-015-PE-T4-04 | 1/3/8 | 1G copper | 1000 | admin-down
CO-DC-015-PE-T4-04 | 1/3/9 | 1G copper | 1000 | admin-down
CO-DC-015-PE-T4-04 | 1/3/10 | 1G copper | 1000 | reserved
CO-DC-015-PE-T4-04 | 1/3/11 | 1G copper | 1000 | admin-down
CO-DC-015-PE-T4-04 | 1/3/12 | 1G copper | 1000 | reserved
CO-DC-015-PE-T4-04 | 1/3/13 | 1G copper | 1000 | admin-down
CO-DC-015-PE-T4-04 | 1/3/14 | 1G copper | 1000 | admin-down
CO-DC-015-PE-T4-04 | 1/3/15 | 1G copper | 1000 | admin-down
CO-DC-015-PE-T4-04 | 1/3/16 | 1G copper | 1000 | admin-down
CO-DC-015-FW-01 | port1 | 10G SFP+ | 10000 | up | Uplink to CO-DC-015-AGG-R01 | SFP-10G-LR
CO-DC-015-FW-01 | port2 | 10G SFP+ | 10000 | up | Uplink to CO-DC-015-AGG-R02 | SFP-10G-LR
CO-DC-015-FW-01 | port3 | 10G SFP+ | 10000 | admin-down
CO-DC-015-FW-01 | port4 | 10G SFP+ | 10000 | admin-down
CO-DC-015-FW-01 | port5 | 10G SFP+ | 10000 | admin-down
CO-DC-015-FW-01 | port6 | 10G SFP+ | 10000 | admin-down
CO-DC-015-FW-01 | port7 | 10G SFP+ | 10000 | admin-down
CO-DC-015-FW-01 | port8 | 10G SFP+ | 10000 | admin-down
CO-DC-015-OLA-01 | 1/2/c1 | 100G QSFP28 | 100000 | up | Uplink to CO-DC-015-AGG-R01 | QSFP28-100G-LR4
CO-DC-015-OLA-01 | 1/2/c2 | 100G QSFP28 | 100000 | admin-down
CO-DC-015-OLA-01 | 1/2/c3 | 100G QSFP28 | 100000 | admin-down
CO-DC-015-OLA-01 | 1/2/c4 | 100G QSFP28 | 100000 | admin-down
CO-DC-015-OLA-01 | 1/2/c5 | 100G QSFP28 | 100000 | admin-down
CO-DC-015-OLA-01 | 1/2/c6 | 100G QSFP28 | 100000 | admin-down
CO-DC-015-OLA-01 | 1/2/c7 | 100G QSFP28 | 100000 | admin-down
CO-DC-015-OLA-01 | 1/2/c8 | 100G QSFP28 | 100000 | admin-down
CO-DC-015-AGG-R01 | xe-0/0/0 | 10G SFP+ | 10000 | up | Uplink to CO-DC-015-FW-01 | SFP-10G-LR
CO-DC-015-AGG-R01 | xe-0/0/1 | 10G SFP+ | 10000 | up | Uplink to CO-DC-015-MMR-SW-01 | SFP-10G-LR
CO-DC-015-AGG-R01 | xe-0/0/2 | 10G SFP+ | 10000 | up | Uplink to CO-DC-015-MMR-SW-02 | SFP-10G-LR
CO-DC-015-AGG-R01 | xe-0/0/3 | 10G SFP+ | 10000 | up | Uplink to CO-DC-015-MMR-SW-03 | SFP-10G-LR
CO-DC-015-AGG-R01 | xe-0/0/4 | 10G SFP+ | 10000 | up | Uplink to CO-DC-015-MMR-SW-04 | SFP-10G-LR
CO-DC-015-AGG-R01 | xe-0/0/5 | 10G SFP+ | 10000 | admin-down
CO-DC-015-AGG-R01 | xe-0/0/6 | 10G SFP+ | 10000 | admin-down
CO-DC-015-AGG-R01 | xe-0/0/7 | 10G SFP+ | 10000 | admin-down
CO-DC-015-AGG-R01 | xe-0/0/8 | 10G SFP+ | 10000 | admin-down
CO-DC-015-AGG-R01 | xe-0/0/9 | 10G SFP+ | 10000 | admin-down
CO-DC-015-AGG-R01 | xe-0/0/10 | 10G SFP+ | 10000 | reserved
CO-DC-015-AGG-R01 | xe-0/0/11 | 10G SFP+ | 10000 | admin-down
CO-DC-015-AGG-R01 | xe-0/0/12 | 10G SFP+ | 10000 | admin-down
CO-DC-015-AGG-R01 | xe-0/0/13 | 10G SFP+ | 10000 | admin-down
CO-DC-015-AGG-R01 | xe-0/0/14 | 10G SFP+ | 10000 | admin-down
CO-DC-015-AGG-R01 | xe-0/0/15 | 10G SFP+ | 10000 | admin-down
CO-DC-015-AGG-R01 | et-0/1/0 | 100G QSFP28 | 100000 | up | Uplink to CO-DC-015-PE-T4-01 | QSFP28-100G-LR4
CO-DC-015-AGG-R01 | et-0/1/1 | 100G QSFP28 | 100000 | up | Uplink to CO-DC-015-PE-T4-02 | QSFP28-100G-LR4
CO-DC-015-AGG-R01 | et-0/1/2 | 100G QSFP28 | 100000 | up | Uplink to CO-DC-015-OLA-01 | QSFP28-100G-LR4
CO-DC-015-AGG-R01 | et-0/1/3 | 100G QSFP28 | 100000 | admin-down
CO-DC-015-AGG-R01 | et-0/1/4 | 100G QSFP28 | 100000 | admin-down
CO-DC-015-AGG-R01 | et-0/1/5 | 100G QSFP28 | 100000 | reserved
CO-DC-015-AGG-R01 | et-0/1/6 | 100G QSFP28 | 100000 | admin-down
CO-DC-015-AGG-R01 | et-0/1/7 | 100G QSFP28 | 100000 | admin-down
CO-DC-015-AGG-R02 | xe-0/0/0 | 10G SFP+ | 10000 | up | Uplink to CO-DC-015-FW-01 | SFP-10G-LR
CO-DC-015-AGG-R02 | xe-0/0/1 | 10G SFP+ | 10000 | up | Uplink to CO-DC-015-MMR-SW-01 | SFP-10G-LR
CO-DC-015-AGG-R02 | xe-0/0/2 | 10G SFP+ | 10000 | up | Uplink to CO-DC-015-MMR-SW-02 | SFP-10G-LR
CO-DC-015-AGG-R02 | xe-0/0/3 | 10G SFP+ | 10000 | up | Uplink to CO-DC-015-MMR-SW-03 | SFP-10G-LR
CO-DC-015-AGG-R02 | xe-0/0/4 | 10G SFP+ | 10000 | up | Uplink to CO-DC-015-MMR-SW-04 | SFP-10G-LR
CO-DC-015-AGG-R02 | xe-0/0/5 | 10G SFP+ | 10000 | admin-down
CO-DC-015-AGG-R02 | xe-0/0/6 | 10G SFP+ | 10000 | admin-down
CO-DC-015-AGG-R02 | xe-0/0/7 | 10G SFP+ | 10000 | admin-down
CO-DC-015-AGG-R02 | xe-0/0/8 | 10G SFP+ | 10000 | admin-down
CO-DC-015-AGG-R02 | xe-0/0/9 | 10G SFP+ | 10000 | admin-down
CO-DC-015-AGG-R02 | xe-0/0/10 | 10G SFP+ | 10000 | admin-down
CO-DC-015-AGG-R02 | xe-0/0/11 | 10G SFP+ | 10000 | admin-down
CO-DC-015-AGG-R02 | xe-0/0/12 | 10G SFP+ | 10000 | reserved
CO-DC-015-AGG-R02 | xe-0/0/13 | 10G SFP+ | 10000 | admin-down
CO-DC-015-AGG-R02 | xe-0/0/14 | 10G SFP+ | 10000 | admin-down
CO-DC-015-AGG-R02 | xe-0/0/15 | 10G SFP+ | 10000 | admin-down
CO-DC-015-AGG-R02 | et-0/1/0 | 100G QSFP28 | 100000 | up | Uplink to CO-DC-015-PE-T4-02 | QSFP28-100G-LR4
CO-DC-015-AGG-R02 | et-0/1/1 | 100G QSFP28 | 100000 | up | Uplink to CO-DC-015-PE-T4-03 | QSFP28-100G-LR4
CO-DC-015-AGG-R02 | et-0/1/2 | 100G QSFP28 | 100000 | admin-down
CO-DC-015-AGG-R02 | et-0/1/3 | 100G QSFP28 | 100000 | admin-down
CO-DC-015-AGG-R02 | et-0/1/4 | 100G QSFP28 | 100000 | admin-down
CO-DC-015-AGG-R02 | et-0/1/5 | 100G QSFP28 | 100000 | admin-down
CO-DC-015-AGG-R02 | et-0/1/6 | 100G QSFP28 | 100000 | admin-down
CO-DC-015-AGG-R02 | et-0/1/7 | 100G QSFP28 | 100000 | admin-down
CO-DC-015-MMR-SW-01 | xe-0/0/0 | 10G SFP+ | 10000 | up | Access to CO-DC-015-TOR-001 | SFP-10G-LR
CO-DC-015-MMR-SW-01 | xe-0/0/1 | 10G SFP+ | 10000 | up | Server NIC
CO-DC-015-MMR-SW-01 | xe-0/0/2 | 10G SFP+ | 10000 | up | Server NIC
CO-DC-015-MMR-SW-01 | xe-0/0/3 | 10G SFP+ | 10000 | up | Server NIC
CO-DC-015-MMR-SW-01 | xe-0/0/4 | 10G SFP+ | 10000 | admin-down
CO-DC-015-MMR-SW-01 | xe-0/0/5 | 10G SFP+ | 10000 | up | Server NIC
CO-DC-015-MMR-SW-01 | xe-0/0/6 | 10G SFP+ | 10000 | admin-down
CO-DC-015-MMR-SW-01 | xe-0/0/7 | 10G SFP+ | 10000 | admin-down
CO-DC-015-MMR-SW-01 | xe-0/0/8 | 10G SFP+ | 10000 | admin-down
CO-DC-015-MMR-SW-01 | xe-0/0/9 | 10G SFP+ | 10000 | up | Server NIC
CO-DC-015-MMR-SW-01 | xe-0/0/10 | 10G SFP+ | 10000 | up | Server NIC
CO-DC-015-MMR-SW-01 | xe-0/0/11 | 10G SFP+ | 10000 | up | Server NIC
CO-DC-015-MMR-SW-01 | xe-0/0/12 | 10G SFP+ | 10000 | up | Server NIC
CO-DC-015-MMR-SW-01 | xe-0/0/13 | 10G SFP+ | 10000 | admin-down
CO-DC-015-MMR-SW-01 | xe-0/0/14 | 10G SFP+ | 10000 | up | Server NIC
CO-DC-015-MMR-SW-01 | xe-0/0/15 | 10G SFP+ | 10000 | up | Server NIC
CO-DC-015-MMR-SW-01 | xe-0/0/16 | 10G SFP+ | 10000 | admin-down
CO-DC-015-MMR-SW-01 | xe-0/0/17 | 10G SFP+ | 10000 | admin-down
CO-DC-015-MMR-SW-01 | xe-0/0/18 | 10G SFP+ | 10000 | admin-down
CO-DC-015-MMR-SW-01 | xe-0/0/19 | 10G SFP+ | 10000 | up | Server NIC
CO-DC-015-MMR-SW-01 | xe-0/0/20 | 10G SFP+ | 10000 | reserved
CO-DC-015-MMR-SW-01 | xe-0/0/21 | 10G SFP+ | 10000 | reserved
CO-DC-015-MMR-SW-01 | xe-0/0/22 | 10G SFP+ | 10000 | admin-down
CO-DC-015-MMR-SW-01 | xe-0/0/23 | 10G SFP+ | 10000 | admin-down
CO-DC-015-MMR-SW-01 | xe-0/0/24 | 10G SFP+ | 10000 | admin-down
CO-DC-015-MMR-SW-01 | xe-0/0/25 | 10G SFP+ | 10000 | up | Server NIC
CO-DC-015-MMR-SW-01 | xe-0/0/26 | 10G SFP+ | 10000 | up | Server NIC
CO-DC-015-MMR-SW-01 | xe-0/0/27 | 10G SFP+ | 10000 | reserved
CO-DC-015-MMR-SW-01 | xe-0/0/28 | 10G SFP+ | 10000 | admin-down
CO-DC-015-MMR-SW-01 | xe-0/0/29 | 10G SFP+ | 10000 | admin-down
CO-DC-015-MMR-SW-01 | xe-0/0/30 | 10G SFP+ | 10000 | up | Server NIC
CO-DC-015-MMR-SW-01 | xe-0/0/31 | 10G SFP+ | 10000 | up | Server NIC
CO-DC-015-MMR-SW-01 | xe-0/0/32 | 10G SFP+ | 10000 | admin-down
CO-DC-015-MMR-SW-01 | xe-0/0/33 | 10G SFP+ | 10000 | up | Server NIC
CO-DC-015-MMR-SW-01 | xe-0/0/34 | 10G SFP+ | 10000 | up | Server NIC
CO-DC-015-MMR-SW-01 | xe-0/0/35 | 10G SFP+ | 10000 | reserved
CO-DC-015-MMR-SW-01 | xe-0/0/36 | 10G SFP+ | 10000 | admin-down
CO-DC-015-MMR-SW-01 | xe-0/0/37 | 10G SFP+ | 10000 | admin-down
CO-DC-015-MMR-SW-01 | xe-0/0/38 | 10G SFP+ | 10000 | up | Server NIC
CO-DC-015-MMR-SW-01 | xe-0/0/39 | 10G SFP+ | 10000 | admin-down
CO-DC-015-MMR-SW-01 | xe-0/0/40 | 10G SFP+ | 10000 | up | Server NIC
CO-DC-015-MMR-SW-01 | xe-0/0/41 | 10G SFP+ | 10000 | admin-down
CO-DC-015-MMR-SW-01 | xe-0/0/42 | 10G SFP+ | 10000 | up | Server NIC
CO-DC-015-MMR-SW-01 | xe-0/0/43 | 10G SFP+ | 10000 | up | Server NIC
CO-DC-015-MMR-SW-01 | xe-0/0/44 | 10G SFP+ | 10000 | up | Server NIC
CO-DC-015-MMR-SW-01 | xe-0/0/45 | 10G SFP+ | 10000 | up | Server NIC
CO-DC-015-MMR-SW-01 | xe-0/0/46 | 10G SFP+ | 10000 | admin-down
CO-DC-015-MMR-SW-01 | xe-0/0/47 | 10G SFP+ | 10000 | admin-down
CO-DC-015-MMR-SW-01 | et-0/1/0 | 100G QSFP28 | 100000 | up | Uplink to CO-DC-015-AGG-R01 | QSFP28-100G-LR4
CO-DC-015-MMR-SW-01 | et-0/1/1 | 100G QSFP28 | 100000 | up | Uplink to CO-DC-015-AGG-R02 | QSFP28-100G-LR4
CO-DC-015-MMR-SW-01 | et-0/1/2 | 100G QSFP28 | 100000 | admin-down
CO-DC-015-MMR-SW-01 | et-0/1/3 | 100G QSFP28 | 100000 | admin-down
CO-DC-015-MMR-SW-02 | Ethernet1 | 10G SFP+ | 10000 | up | Access to CO-DC-015-TOR-001 | SFP-10G-LR
CO-DC-015-MMR-SW-02 | Ethernet2 | 10G SFP+ | 10000 | up | Access to CO-DC-015-TOR-002 | SFP-10G-LR
CO-DC-015-MMR-SW-02 | Ethernet3 | 10G SFP+ | 10000 | up | Server NIC
CO-DC-015-MMR-SW-02 | Ethernet4 | 10G SFP+ | 10000 | up | Server NIC
CO-DC-015-MMR-SW-02 | Ethernet5 | 10G SFP+ | 10000 | up | Server NIC
CO-DC-015-MMR-SW-02 | Ethernet6 | 10G SFP+ | 10000 | up | Server NIC
CO-DC-015-MMR-SW-02 | Ethernet7 | 10G SFP+ | 10000 | up | Server NIC
CO-DC-015-MMR-SW-02 | Ethernet8 | 10G SFP+ | 10000 | admin-down
CO-DC-015-MMR-SW-02 | Ethernet9 | 10G SFP+ | 10000 | up | Server NIC
CO-DC-015-MMR-SW-02 | Ethernet10 | 10G SFP+ | 10000 | up | Server NIC
CO-DC-015-MMR-SW-02 | Ethernet11 | 10G SFP+ | 10000 | up | Server NIC
CO-DC-015-MMR-SW-02 | Ethernet12 | 10G SFP+ | 10000 | up | Server NIC
CO-DC-015-MMR-SW-02 | Ethernet13 | 10G SFP+ | 10000 | admin-down
CO-DC-015-MMR-SW-02 | Ethernet14 | 10G SFP+ | 10000 | up | Server NIC
CO-DC-015-MMR-SW-02 | Ethernet15 | 10G SFP+ | 10000 | up | Server NIC
CO-DC-015-MMR-SW-02 | Ethernet16 | 10G SFP+ | 10000 | up | Server NIC
CO-DC-015-MMR-SW-02 | Ethernet17 | 10G SFP+ | 10000 | admin-down
CO-DC-015-MMR-SW-02 | Ethernet18 | 10G SFP+ | 10000 | up | Server NIC
CO-DC-015-MMR-SW-02 | Ethernet19 | 10G SFP+ | 10000 | admin-down
CO-DC-015-MMR-SW-02 | Ethernet20 | 10G SFP+ | 10000 | admin-down
CO-DC-015-MMR-SW-02 | Ethernet21 | 10G SFP+ | 10000 | admin-down
CO-DC-015-MMR-SW-02 | Ethernet22 | 10G SFP+ | 10000 | up | Server NIC
CO-DC-015-MMR-SW-02 | Ethernet23 | 10G SFP+ | 10000 | up | Server NIC
CO-DC-015-MMR-SW-02 | Ethernet24 | 10G SFP+ | 10000 | up | Server NIC
CO-DC-015-MMR-SW-02 | Ethernet25 | 10G SFP+ | 10000 | admin-down
CO-DC-015-MMR-SW-02 | Ethernet26 | 10G SFP+ | 10000 | admin-down
CO-DC-015-MMR-SW-02 | Ethernet27 | 10G SFP+ | 10000 | up | Server NIC
CO-DC-015-MMR-SW-02 | Ethernet28 | 10G SFP+ | 10000 | up | Server NIC
CO-DC-015-MMR-SW-02 | Ethernet29 | 10G SFP+ | 10000 | up | Server NIC
CO-DC-015-MMR-SW-02 | Ethernet30 | 10G SFP+ | 10000 | up | Server NIC
CO-DC-015-MMR-SW-02 | Ethernet31 | 10G SFP+ | 10000 | up | Server NIC
CO-DC-015-MMR-SW-02 | Ethernet32 | 10G SFP+ | 10000 | up | Server NIC
CO-DC-015-MMR-SW-02 | Ethernet33 | 10G SFP+ | 10000 | up | Server NIC
CO-DC-015-MMR-SW-02 | Ethernet34 | 10G SFP+ | 10000 | up | Server NIC
CO-DC-015-MMR-SW-02 | Ethernet35 | 10G SFP+ | 10000 | up | Server NIC
CO-DC-015-MMR-SW-02 | Ethernet36 | 10G SFP+ | 10000 | admin-down
CO-DC-015-MMR-SW-02 | Ethernet37 | 10G SFP+ | 10000 | up | Server NIC
CO-DC-015-MMR-SW-02 | Ethernet38 | 10G SFP+ | 10000 | up | Server NIC
CO-DC-015-MMR-SW-02 | Ethernet39 | 10G SFP+ | 10000 | up | Server NIC
CO-DC-015-MMR-SW-02 | Ethernet40 | 10G SFP+ | 10000 | up | Server NIC
CO-DC-015-MMR-SW-02 | Ethernet41 | 10G SFP+ | 10000 | up | Server NIC
CO-DC-015-MMR-SW-02 | Ethernet42 | 10G SFP+ | 10000 | up | Server NIC
CO-DC-015-MMR-SW-02 | Ethernet43 | 10G SFP+ | 10000 | up | Server NIC
CO-DC-015-MMR-SW-02 | Ethernet44 | 10G SFP+ | 10000 | up | Server NIC
CO-DC-015-MMR-SW-02 | Ethernet45 | 10G SFP+ | 10000 | up | Server NIC
CO-DC-015-MMR-SW-02 | Ethernet46 | 10G SFP+ | 10000 | up | Server NIC
CO-DC-015-MMR-SW-02 | Ethernet47 | 10G SFP+ | 10000 | up | Server NIC
CO-DC-015-MMR-SW-02 | Ethernet48 | 10G SFP+ | 10000 | up | Server NIC
CO-DC-015-MMR-SW-02 | Ethernet49/1 | 100G QSFP28 | 100000 | up | Uplink to CO-DC-015-AGG-R02 | QSFP28-100G-LR4
CO-DC-015-MMR-SW-02 | Ethernet49/2 | 100G QSFP28 | 100000 | up | Uplink to CO-DC-015-AGG-R01 | QSFP28-100G-LR4
CO-DC-015-MMR-SW-02 | Ethernet49/3 | 100G QSFP28 | 100000 | reserved
CO-DC-015-MMR-SW-02 | Ethernet49/4 | 100G QSFP28 | 100000 | admin-down
CO-DC-015-MMR-SW-03 | xe-0/0/0 | 10G SFP+ | 10000 | up | Access to CO-DC-015-TOR-002 | SFP-10G-LR
CO-DC-015-MMR-SW-03 | xe-0/0/1 | 10G SFP+ | 10000 | up | Access to CO-DC-015-TOR-003 | SFP-10G-LR
CO-DC-015-MMR-SW-03 | xe-0/0/2 | 10G SFP+ | 10000 | admin-down
CO-DC-015-MMR-SW-03 | xe-0/0/3 | 10G SFP+ | 10000 | admin-down
CO-DC-015-MMR-SW-03 | xe-0/0/4 | 10G SFP+ | 10000 | up | Server NIC
CO-DC-015-MMR-SW-03 | xe-0/0/5 | 10G SFP+ | 10000 | up | Server NIC
CO-DC-015-MMR-SW-03 | xe-0/0/6 | 10G SFP+ | 10000 | admin-down
CO-DC-015-MMR-SW-03 | xe-0/0/7 | 10G SFP+ | 10000 | up | Server NIC
CO-DC-015-MMR-SW-03 | xe-0/0/8 | 10G SFP+ | 10000 | up | Server NIC
CO-DC-015-MMR-SW-03 | xe-0/0/9 | 10G SFP+ | 10000 | up | Server NIC
CO-DC-015-MMR-SW-03 | xe-0/0/10 | 10G SFP+ | 10000 | up | Server NIC
CO-DC-015-MMR-SW-03 | xe-0/0/11 | 10G SFP+ | 10000 | up | Server NIC
CO-DC-015-MMR-SW-03 | xe-0/0/12 | 10G SFP+ | 10000 | up | Server NIC
CO-DC-015-MMR-SW-03 | xe-0/0/13 | 10G SFP+ | 10000 | up | Server NIC
CO-DC-015-MMR-SW-03 | xe-0/0/14 | 10G SFP+ | 10000 | up | Server NIC
CO-DC-015-MMR-SW-03 | xe-0/0/15 | 10G SFP+ | 10000 | up | Server NIC
CO-DC-015-MMR-SW-03 | xe-0/0/16 | 10G SFP+ | 10000 | admin-down
CO-DC-015-MMR-SW-03 | xe-0/0/17 | 10G SFP+ | 10000 | up | Server NIC
CO-DC-015-MMR-SW-03 | xe-0/0/18 | 10G SFP+ | 10000 | up | Server NIC
CO-DC-015-MMR-SW-03 | xe-0/0/19 | 10G SFP+ | 10000 | up | Server NIC
CO-DC-015-MMR-SW-03 | xe-0/0/20 | 10G SFP+ | 10000 | admin-down
CO-DC-015-MMR-SW-03 | xe-0/0/21 | 10G SFP+ | 10000 | admin-down
CO-DC-015-MMR-SW-03 | xe-0/0/22 | 10G SFP+ | 10000 | up | Server NIC
CO-DC-015-MMR-SW-03 | xe-0/0/23 | 10G SFP+ | 10000 | admin-down
CO-DC-015-MMR-SW-03 | xe-0/0/24 | 10G SFP+ | 10000 | admin-down
CO-DC-015-MMR-SW-03 | xe-0/0/25 | 10G SFP+ | 10000 | up | Server NIC
CO-DC-015-MMR-SW-03 | xe-0/0/26 | 10G SFP+ | 10000 | up | Server NIC
CO-DC-015-MMR-SW-03 | xe-0/0/27 | 10G SFP+ | 10000 | up | Server NIC
CO-DC-015-MMR-SW-03 | xe-0/0/28 | 10G SFP+ | 10000 | up | Server NIC
CO-DC-015-MMR-SW-03 | xe-0/0/29 | 10G SFP+ | 10000 | up | Server NIC
CO-DC-015-MMR-SW-03 | xe-0/0/30 | 10G SFP+ | 10000 | admin-down
CO-DC-015-MMR-SW-03 | xe-0/0/31 | 10G SFP+ | 10000 | up | Server NIC
CO-DC-015-MMR-SW-03 | xe-0/0/32 | 10G SFP+ | 10000 | up | Server NIC
CO-DC-015-MMR-SW-03 | xe-0/0/33 | 10G SFP+ | 10000 | up | Server NIC
CO-DC-015-MMR-SW-03 | xe-0/0/34 | 10G SFP+ | 10000 | up | Server NIC
CO-DC-015-MMR-SW-03 | xe-0/0/35 | 10G SFP+ | 10000 | admin-down
CO-DC-015-MMR-SW-03 | xe-0/0/36 | 10G SFP+ | 10000 | admin-down
CO-DC-015-MMR-SW-03 | xe-0/0/37 | 10G SFP+ | 10000 | reserved
CO-DC-015-MMR-SW-03 | xe-0/0/38 | 10G SFP+ | 10000 | up | Server NIC
CO-DC-015-MMR-SW-03 | xe-0/0/39 | 10G SFP+ | 10000 | up | Server NIC
CO-DC-015-MMR-SW-03 | xe-0/0/40 | 10G SFP+ | 10000 | admin-down
CO-DC-015-MMR-SW-03 | xe-0/0/41 | 10G SFP+ | 10000 | up | Server NIC
CO-DC-015-MMR-SW-03 | xe-0/0/42 | 10G SFP+ | 10000 | admin-down
CO-DC-015-MMR-SW-03 | xe-0/0/43 | 10G SFP+ | 10000 | admin-down
CO-DC-015-MMR-SW-03 | xe-0/0/44 | 10G SFP+ | 10000 | up | Server NIC
CO-DC-015-MMR-SW-03 | xe-0/0/45 | 10G SFP+ | 10000 | up | Server NIC
CO-DC-015-MMR-SW-03 | xe-0/0/46 | 10G SFP+ | 10000 | admin-down
CO-DC-015-MMR-SW-03 | xe-0/0/47 | 10G SFP+ | 10000 | up | Server NIC
CO-DC-015-MMR-SW-03 | et-0/1/0 | 100G QSFP28 | 100000 | up | Uplink to CO-DC-015-AGG-R01 | QSFP28-100G-LR4
CO-DC-015-MMR-SW-03 | et-0/1/1 | 100G QSFP28 | 100000 | up | Uplink to CO-DC-015-AGG-R02 | QSFP28-100G-LR4
CO-DC-015-MMR-SW-03 | et-0/1/2 | 100G QSFP28 | 100000 | admin-down
CO-DC-015-MMR-SW-03 | et-0/1/3 | 100G QSFP28 | 100000 | admin-down
CO-DC-015-MMR-SW-04 | Te0/0/0/0 | 10G SFP+ | 10000 | up | Access to CO-DC-015-TOR-003 | SFP-10G-LR
CO-DC-015-MMR-SW-04 | Te0/0/0/1 | 10G SFP+ | 10000 | up | Server NIC
CO-DC-015-MMR-SW-04 | Te0/0/0/2 | 10G SFP+ | 10000 | reserved
CO-DC-015-MMR-SW-04 | Te0/0/0/3 | 10G SFP+ | 10000 | up | Server NIC
CO-DC-015-MMR-SW-04 | Te0/0/0/4 | 10G SFP+ | 10000 | up | Server NIC
CO-DC-015-MMR-SW-04 | Te0/0/0/5 | 10G SFP+ | 10000 | admin-down
CO-DC-015-MMR-SW-04 | Te0/0/0/6 | 10G SFP+ | 10000 | admin-down
CO-DC-015-MMR-SW-04 | Te0/0/0/7 | 10G SFP+ | 10000 | up | Server NIC
CO-DC-015-MMR-SW-04 | Te0/0/0/8 | 10G SFP+ | 10000 | up | Server NIC
CO-DC-015-MMR-SW-04 | Te0/0/0/9 | 10G SFP+ | 10000 | admin-down
CO-DC-015-MMR-SW-04 | Te0/0/0/10 | 10G SFP+ | 10000 | up | Server NIC
CO-DC-015-MMR-SW-04 | Te0/0/0/11 | 10G SFP+ | 10000 | up | Server NIC
CO-DC-015-MMR-SW-04 | Te0/0/0/12 | 10G SFP+ | 10000 | admin-down
CO-DC-015-MMR-SW-04 | Te0/0/0/13 | 10G SFP+ | 10000 | up | Server NIC
CO-DC-015-MMR-SW-04 | Te0/0/0/14 | 10G SFP+ | 10000 | up | Server NIC
CO-DC-015-MMR-SW-04 | Te0/0/0/15 | 10G SFP+ | 10000 | admin-down
CO-DC-015-MMR-SW-04 | Te0/0/0/16 | 10G SFP+ | 10000 | up | Server NIC
CO-DC-015-MMR-SW-04 | Te0/0/0/17 | 10G SFP+ | 10000 | up | Server NIC
CO-DC-015-MMR-SW-04 | Te0/0/0/18 | 10G SFP+ | 10000 | up | Server NIC
CO-DC-015-MMR-SW-04 | Te0/0/0/19 | 10G SFP+ | 10000 | up | Server NIC
CO-DC-015-MMR-SW-04 | Te0/0/0/20 | 10G SFP+ | 10000 | up | Server NIC
CO-DC-015-MMR-SW-04 | Te0/0/0/21 | 10G SFP+ | 10000 | admin-down
CO-DC-015-MMR-SW-04 | Te0/0/0/22 | 10G SFP+ | 10000 | up | Server NIC
CO-DC-015-MMR-SW-04 | Te0/0/0/23 | 10G SFP+ | 10000 | up | Server NIC
CO-DC-015-MMR-SW-04 | Te0/0/0/24 | 10G SFP+ | 10000 | up | Server NIC
CO-DC-015-MMR-SW-04 | Te0/0/0/25 | 10G SFP+ | 10000 | admin-down
CO-DC-015-MMR-SW-04 | Te0/0/0/26 | 10G SFP+ | 10000 | admin-down
CO-DC-015-MMR-SW-04 | Te0/0/0/27 | 10G SFP+ | 10000 | admin-down
CO-DC-015-MMR-SW-04 | Te0/0/0/28 | 10G SFP+ | 10000 | admin-down
CO-DC-015-MMR-SW-04 | Te0/0/0/29 | 10G SFP+ | 10000 | up | Server NIC
CO-DC-015-MMR-SW-04 | Te0/0/0/30 | 10G SFP+ | 10000 | admin-down
CO-DC-015-MMR-SW-04 | Te0/0/0/31 | 10G SFP+ | 10000 | admin-down
CO-DC-015-MMR-SW-04 | Te0/0/0/32 | 10G SFP+ | 10000 | up | Server NIC
CO-DC-015-MMR-SW-04 | Te0/0/0/33 | 10G SFP+ | 10000 | admin-down
CO-DC-015-MMR-SW-04 | Te0/0/0/34 | 10G SFP+ | 10000 | admin-down
CO-DC-015-MMR-SW-04 | Te0/0/0/35 | 10G SFP+ | 10000 | reserved
CO-DC-015-MMR-SW-04 | Te0/0/0/36 | 10G SFP+ | 10000 | admin-down
CO-DC-015-MMR-SW-04 | Te0/0/0/37 | 10G SFP+ | 10000 | up | Server NIC
CO-DC-015-MMR-SW-04 | Te0/0/0/38 | 10G SFP+ | 10000 | admin-down
CO-DC-015-MMR-SW-04 | Te0/0/0/39 | 10G SFP+ | 10000 | up | Server NIC
CO-DC-015-MMR-SW-04 | Te0/0/0/40 | 10G SFP+ | 10000 | up | Server NIC
CO-DC-015-MMR-SW-04 | Te0/0/0/41 | 10G SFP+ | 10000 | up | Server NIC
CO-DC-015-MMR-SW-04 | Te0/0/0/42 | 10G SFP+ | 10000 | up | Server NIC
CO-DC-015-MMR-SW-04 | Te0/0/0/43 | 10G SFP+ | 10000 | admin-down
CO-DC-015-MMR-SW-04 | Te0/0/0/44 | 10G SFP+ | 10000 | reserved
CO-DC-015-MMR-SW-04 | Te0/0/0/45 | 10G SFP+ | 10000 | up | Server NIC
CO-DC-015-MMR-SW-04 | Te0/0/0/46 | 10G SFP+ | 10000 | admin-down
CO-DC-015-MMR-SW-04 | Te0/0/0/47 | 10G SFP+ | 10000 | admin-down
CO-DC-015-MMR-SW-04 | Hu0/0/1/0 | 100G QSFP28 | 100000 | up | Uplink to CO-DC-015-AGG-R02 | QSFP28-100G-LR4
CO-DC-015-MMR-SW-04 | Hu0/0/1/1 | 100G QSFP28 | 100000 | up | Uplink to CO-DC-015-AGG-R01 | QSFP28-100G-LR4
CO-DC-015-MMR-SW-04 | Hu0/0/1/2 | 100G QSFP28 | 100000 | admin-down
CO-DC-015-MMR-SW-04 | Hu0/0/1/3 | 100G QSFP28 | 100000 | admin-down
CO-DC-015-TOR-001 | Te0/0/0/0 | 10G SFP+ | 10000 | up | Access to CO-DC-015-MMR-SW-01 | SFP-10G-LR
CO-DC-015-TOR-001 | Te0/0/0/1 | 10G SFP+ | 10000 | up | Access to CO-DC-015-MMR-SW-02 | SFP-10G-LR
CO-DC-015-TOR-001 | Te0/0/0/2 | 10G SFP+ | 10000 | reserved
CO-DC-015-TOR-001 | Te0/0/0/3 | 10G SFP+ | 10000 | up | Server NIC
CO-DC-015-TOR-001 | Te0/0/0/4 | 10G SFP+ | 10000 | up | Server NIC
CO-DC-015-TOR-001 | Te0/0/0/5 | 10G SFP+ | 10000 | up | Server NIC
CO-DC-015-TOR-001 | Te0/0/0/6 | 10G SFP+ | 10000 | up | Server NIC
CO-DC-015-TOR-001 | Te0/0/0/7 | 10G SFP+ | 10000 | up | Server NIC
CO-DC-015-TOR-001 | Te0/0/0/8 | 10G SFP+ | 10000 | up | Server NIC
CO-DC-015-TOR-001 | Te0/0/0/9 | 10G SFP+ | 10000 | up | Server NIC
CO-DC-015-TOR-001 | Te0/0/0/10 | 10G SFP+ | 10000 | up | Server NIC
CO-DC-015-TOR-001 | Te0/0/0/11 | 10G SFP+ | 10000 | up | Server NIC
CO-DC-015-TOR-001 | Te0/0/0/12 | 10G SFP+ | 10000 | up | Server NIC
CO-DC-015-TOR-001 | Te0/0/0/13 | 10G SFP+ | 10000 | up | Server NIC
CO-DC-015-TOR-001 | Te0/0/0/14 | 10G SFP+ | 10000 | admin-down
CO-DC-015-TOR-001 | Te0/0/0/15 | 10G SFP+ | 10000 | up | Server NIC
CO-DC-015-TOR-001 | Te0/0/0/16 | 10G SFP+ | 10000 | admin-down
CO-DC-015-TOR-001 | Te0/0/0/17 | 10G SFP+ | 10000 | up | Server NIC
CO-DC-015-TOR-001 | Te0/0/0/18 | 10G SFP+ | 10000 | up | Server NIC
CO-DC-015-TOR-001 | Te0/0/0/19 | 10G SFP+ | 10000 | up | Server NIC
CO-DC-015-TOR-001 | Te0/0/0/20 | 10G SFP+ | 10000 | up | Server NIC
CO-DC-015-TOR-001 | Te0/0/0/21 | 10G SFP+ | 10000 | up | Server NIC
CO-DC-015-TOR-001 | Te0/0/0/22 | 10G SFP+ | 10000 | admin-down
CO-DC-015-TOR-001 | Te0/0/0/23 | 10G SFP+ | 10000 | admin-down
CO-DC-015-TOR-001 | Hu0/0/1/0 | 100G QSFP28 | 100000 | admin-down
CO-DC-015-TOR-001 | Hu0/0/1/1 | 100G QSFP28 | 100000 | admin-down
CO-DC-015-TOR-002 | xe-0/0/0 | 10G SFP+ | 10000 | up | Access to CO-DC-015-MMR-SW-02 | SFP-10G-LR
CO-DC-015-TOR-002 | xe-0/0/1 | 10G SFP+ | 10000 | up | Access to CO-DC-015-MMR-SW-03 | SFP-10G-LR
CO-DC-015-TOR-002 | xe-0/0/2 | 10G SFP+ | 10000 | admin-down
CO-DC-015-TOR-002 | xe-0/0/3 | 10G SFP+ | 10000 | up | Server NIC
CO-DC-015-TOR-002 | xe-0/0/4 | 10G SFP+ | 10000 | up | Server NIC
CO-DC-015-TOR-002 | xe-0/0/5 | 10G SFP+ | 10000 | up | Server NIC
CO-DC-015-TOR-002 | xe-0/0/6 | 10G SFP+ | 10000 | up | Server NIC
CO-DC-015-TOR-002 | xe-0/0/7 | 10G SFP+ | 10000 | up | Server NIC
CO-DC-015-TOR-002 | xe-0/0/8 | 10G SFP+ | 10000 | up | Server NIC
CO-DC-015-TOR-002 | xe-0/0/9 | 10G SFP+ | 10000 | admin-down
CO-DC-015-TOR-002 | xe-0/0/10 | 10G SFP+ | 10000 | admin-down
CO-DC-015-TOR-002 | xe-0/0/11 | 10G SFP+ | 10000 | up | Server NIC
CO-DC-015-TOR-002 | xe-0/0/12 | 10G SFP+ | 10000 | up | Server NIC
CO-DC-015-TOR-002 | xe-0/0/13 | 10G SFP+ | 10000 | admin-down
CO-DC-015-TOR-002 | xe-0/0/14 | 10G SFP+ | 10000 | up | Server NIC
CO-DC-015-TOR-002 | xe-0/0/15 | 10G SFP+ | 10000 | up | Server NIC
CO-DC-015-TOR-002 | xe-0/0/16 | 10G SFP+ | 10000 | up | Server NIC
CO-DC-015-TOR-002 | xe-0/0/17 | 10G SFP+ | 10000 | up | Server NIC
CO-DC-015-TOR-002 | xe-0/0/18 | 10G SFP+ | 10000 | admin-down
CO-DC-015-TOR-002 | xe-0/0/19 | 10G SFP+ | 10000 | admin-down
CO-DC-015-TOR-002 | xe-0/0/20 | 10G SFP+ | 10000 | reserved
CO-DC-015-TOR-002 | xe-0/0/21 | 10G SFP+ | 10000 | up | Server NIC
CO-DC-015-TOR-002 | xe-0/0/22 | 10G SFP+ | 10000 | admin-down
CO-DC-015-TOR-002 | xe-0/0/23 | 10G SFP+ | 10000 | up | Server NIC
CO-DC-015-TOR-002 | et-0/1/0 | 100G QSFP28 | 100000 | admin-down
CO-DC-015-TOR-002 | et-0/1/1 | 100G QSFP28 | 100000 | admin-down
CO-DC-015-TOR-003 | Ethernet1 | 10G SFP+ | 10000 | up | Access to CO-DC-015-MMR-SW-03 | SFP-10G-LR
CO-DC-015-TOR-003 | Ethernet2 | 10G SFP+ | 10000 | up | Access to CO-DC-015-MMR-SW-04 | SFP-10G-LR
CO-DC-015-TOR-003 | Ethernet3 | 10G SFP+ | 10000 | up | Server NIC
CO-DC-015-TOR-003 | Ethernet4 | 10G SFP+ | 10000 | admin-down
CO-DC-015-TOR-003 | Ethernet5 | 10G SFP+ | 10000 | reserved
CO-DC-015-TOR-003 | Ethernet6 | 10G SFP+ | 10000 | up | Server NIC
CO-DC-015-TOR-003 | Ethernet7 | 10G SFP+ | 10000 | admin-down
CO-DC-015-TOR-003 | Ethernet8 | 10G SFP+ | 10000 | up | Server NIC
CO-DC-015-TOR-003 | Ethernet9 | 10G SFP+ | 10000 | admin-down
CO-DC-015-TOR-003 | Ethernet10 | 10G SFP+ | 10000 | admin-down
CO-DC-015-TOR-003 | Ethernet11 | 10G SFP+ | 10000 | admin-down
CO-DC-015-TOR-003 | Ethernet12 | 10G SFP+ | 10000 | up | Server NIC
CO-DC-015-TOR-003 | Ethernet13 | 10G SFP+ | 10000 | admin-down
CO-DC-015-TOR-003 | Ethernet14 | 10G SFP+ | 10000 | up | Server NIC
CO-DC-015-TOR-003 | Ethernet15 | 10G SFP+ | 10000 | admin-down
CO-DC-015-TOR-003 | Ethernet16 | 10G SFP+ | 10000 | up | Server NIC
CO-DC-015-TOR-003 | Ethernet17 | 10G SFP+ | 10000 | admin-down
CO-DC-015-TOR-003 | Ethernet18 | 10G SFP+ | 10000 | up | Server NIC
CO-DC-015-TOR-003 | Ethernet19 | 10G SFP+ | 10000 | admin-down
CO-DC-015-TOR-003 | Ethernet20 | 10G SFP+ | 10000 | up | Server NIC
CO-DC-015-TOR-003 | Ethernet21 | 10G SFP+ | 10000 | admin-down
CO-DC-015-TOR-003 | Ethernet22 | 10G SFP+ | 10000 | up | Server NIC
CO-DC-015-TOR-003 | Ethernet23 | 10G SFP+ | 10000 | admin-down
CO-DC-015-TOR-003 | Ethernet24 | 10G SFP+ | 10000 | up | Server NIC
CO-DC-015-TOR-003 | Ethernet49/1 | 100G QSFP28 | 100000 | admin-down
CO-DC-015-TOR-003 | Ethernet49/2 | 100G QSFP28 | 100000 | admin-down
OH-DC-016-PE-T4-01 | xe-0/0/0 | 10G SFP+ | 10000 | admin-down
OH-DC-016-PE-T4-01 | xe-0/0/1 | 10G SFP+ | 10000 | up | Backhaul to NC-DC-023 | SFP-10G-LR
OH-DC-016-PE-T4-01 | xe-0/0/2 | 10G SFP+ | 10000 | up | Backhaul to UT-DC-019 | SFP-10G-LR
OH-DC-016-PE-T4-01 | xe-0/0/3 | 10G SFP+ | 10000 | up | Backhaul to CA-DC-008 | SFP-10G-LR
OH-DC-016-PE-T4-01 | xe-0/0/4 | 10G SFP+ | 10000 | up | Backhaul to TX-DC-007 | SFP-10G-LR
OH-DC-016-PE-T4-01 | xe-0/0/5 | 10G SFP+ | 10000 | up | Backhaul to TX-DC-006 | SFP-10G-LR
OH-DC-016-PE-T4-01 | xe-0/0/6 | 10G SFP+ | 10000 | up | Uplink to OH-DC-016-AGG-R01 | SFP-10G-LR
OH-DC-016-PE-T4-01 | xe-0/0/7 | 10G SFP+ | 10000 | admin-down
OH-DC-016-PE-T4-01 | xe-0/0/8 | 10G SFP+ | 10000 | admin-down
OH-DC-016-PE-T4-01 | xe-0/0/9 | 10G SFP+ | 10000 | admin-down
OH-DC-016-PE-T4-01 | xe-0/0/10 | 10G SFP+ | 10000 | admin-down
OH-DC-016-PE-T4-01 | xe-0/0/11 | 10G SFP+ | 10000 | admin-down
OH-DC-016-PE-T4-01 | et-0/1/0 | 100G QSFP28 | 100000 | up | Fabric to OH-DC-016-PE-T4-02 | QSFP28-100G-LR4
OH-DC-016-PE-T4-01 | et-0/1/1 | 100G QSFP28 | 100000 | up | Fabric to OH-DC-016-PE-T4-03 | QSFP28-100G-LR4
OH-DC-016-PE-T4-01 | et-0/1/2 | 100G QSFP28 | 100000 | up | Fabric to OH-DC-016-PE-T4-04 | QSFP28-100G-LR4
OH-DC-016-PE-T4-01 | et-0/1/3 | 100G QSFP28 | 100000 | admin-down
OH-DC-016-PE-T4-01 | ge-0/2/0 | 1G copper | 1000 | admin-down
OH-DC-016-PE-T4-01 | ge-0/2/1 | 1G copper | 1000 | admin-down
OH-DC-016-PE-T4-01 | ge-0/2/2 | 1G copper | 1000 | admin-down
OH-DC-016-PE-T4-01 | ge-0/2/3 | 1G copper | 1000 | admin-down
OH-DC-016-PE-T4-01 | ge-0/2/4 | 1G copper | 1000 | admin-down
OH-DC-016-PE-T4-01 | ge-0/2/5 | 1G copper | 1000 | admin-down
OH-DC-016-PE-T4-01 | ge-0/2/6 | 1G copper | 1000 | admin-down
OH-DC-016-PE-T4-01 | ge-0/2/7 | 1G copper | 1000 | reserved
OH-DC-016-PE-T4-01 | ge-0/2/8 | 1G copper | 1000 | admin-down
OH-DC-016-PE-T4-01 | ge-0/2/9 | 1G copper | 1000 | admin-down
OH-DC-016-PE-T4-01 | ge-0/2/10 | 1G copper | 1000 | admin-down
OH-DC-016-PE-T4-01 | ge-0/2/11 | 1G copper | 1000 | admin-down
OH-DC-016-PE-T4-01 | ge-0/2/12 | 1G copper | 1000 | admin-down
OH-DC-016-PE-T4-01 | ge-0/2/13 | 1G copper | 1000 | admin-down
OH-DC-016-PE-T4-01 | ge-0/2/14 | 1G copper | 1000 | admin-down
OH-DC-016-PE-T4-01 | ge-0/2/15 | 1G copper | 1000 | admin-down
OH-DC-016-PE-T4-02 | xe-0/0/0 | 10G SFP+ | 10000 | admin-down
OH-DC-016-PE-T4-02 | xe-0/0/1 | 10G SFP+ | 10000 | up | Backhaul to FL-DC-018 | SFP-10G-LR
OH-DC-016-PE-T4-02 | xe-0/0/2 | 10G SFP+ | 10000 | up | Backhaul to AZ-DC-010 | SFP-10G-LR
OH-DC-016-PE-T4-02 | xe-0/0/3 | 10G SFP+ | 10000 | up | Backhaul to VA-DC-003 | SFP-10G-LR
OH-DC-016-PE-T4-02 | xe-0/0/4 | 10G SFP+ | 10000 | up | Backhaul to TX-DC-005 | SFP-10G-LR
OH-DC-016-PE-T4-02 | xe-0/0/5 | 10G SFP+ | 10000 | up | Backhaul to CO-DC-015 | SFP-10G-LR
OH-DC-016-PE-T4-02 | xe-0/0/6 | 10G SFP+ | 10000 | up | Uplink to OH-DC-016-AGG-R01 | SFP-10G-LR
OH-DC-016-PE-T4-02 | xe-0/0/7 | 10G SFP+ | 10000 | up | Uplink to OH-DC-016-AGG-R02 | SFP-10G-LR
OH-DC-016-PE-T4-02 | xe-0/0/8 | 10G SFP+ | 10000 | admin-down
OH-DC-016-PE-T4-02 | xe-0/0/9 | 10G SFP+ | 10000 | admin-down
OH-DC-016-PE-T4-02 | xe-0/0/10 | 10G SFP+ | 10000 | admin-down
OH-DC-016-PE-T4-02 | xe-0/0/11 | 10G SFP+ | 10000 | admin-down
OH-DC-016-PE-T4-02 | et-0/1/0 | 100G QSFP28 | 100000 | up | Fabric to OH-DC-016-PE-T4-01 | QSFP28-100G-LR4
OH-DC-016-PE-T4-02 | et-0/1/1 | 100G QSFP28 | 100000 | up | Fabric to OH-DC-016-PE-T4-03 | QSFP28-100G-LR4
OH-DC-016-PE-T4-02 | et-0/1/2 | 100G QSFP28 | 100000 | up | Fabric to OH-DC-016-PE-T4-04 | QSFP28-100G-LR4
OH-DC-016-PE-T4-02 | et-0/1/3 | 100G QSFP28 | 100000 | admin-down
OH-DC-016-PE-T4-02 | ge-0/2/0 | 1G copper | 1000 | admin-down
OH-DC-016-PE-T4-02 | ge-0/2/1 | 1G copper | 1000 | admin-down
OH-DC-016-PE-T4-02 | ge-0/2/2 | 1G copper | 1000 | admin-down
OH-DC-016-PE-T4-02 | ge-0/2/3 | 1G copper | 1000 | admin-down
OH-DC-016-PE-T4-02 | ge-0/2/4 | 1G copper | 1000 | admin-down
OH-DC-016-PE-T4-02 | ge-0/2/5 | 1G copper | 1000 | reserved
OH-DC-016-PE-T4-02 | ge-0/2/6 | 1G copper | 1000 | reserved
OH-DC-016-PE-T4-02 | ge-0/2/7 | 1G copper | 1000 | admin-down
OH-DC-016-PE-T4-02 | ge-0/2/8 | 1G copper | 1000 | admin-down
OH-DC-016-PE-T4-02 | ge-0/2/9 | 1G copper | 1000 | admin-down
OH-DC-016-PE-T4-02 | ge-0/2/10 | 1G copper | 1000 | admin-down
OH-DC-016-PE-T4-02 | ge-0/2/11 | 1G copper | 1000 | admin-down
OH-DC-016-PE-T4-02 | ge-0/2/12 | 1G copper | 1000 | admin-down
OH-DC-016-PE-T4-02 | ge-0/2/13 | 1G copper | 1000 | admin-down
OH-DC-016-PE-T4-02 | ge-0/2/14 | 1G copper | 1000 | admin-down
OH-DC-016-PE-T4-02 | ge-0/2/15 | 1G copper | 1000 | reserved
OH-DC-016-PE-T4-03 | xe-0/0/0 | 10G SFP+ | 10000 | admin-down
OH-DC-016-PE-T4-03 | xe-0/0/1 | 10G SFP+ | 10000 | up | Backhaul to TX-DC-006 | SFP-10G-LR
OH-DC-016-PE-T4-03 | xe-0/0/2 | 10G SFP+ | 10000 | up | Backhaul to NC-DC-023 | SFP-10G-LR
OH-DC-016-PE-T4-03 | xe-0/0/3 | 10G SFP+ | 10000 | up | Backhaul to NJ-DC-012 | SFP-10G-LR
OH-DC-016-PE-T4-03 | xe-0/0/4 | 10G SFP+ | 10000 | up | Backhaul to VA-DC-004 | SFP-10G-LR
OH-DC-016-PE-T4-03 | xe-0/0/5 | 10G SFP+ | 10000 | up | Backhaul to CA-DC-021 | SFP-10G-LR
OH-DC-016-PE-T4-03 | xe-0/0/6 | 10G SFP+ | 10000 | up | Uplink to OH-DC-016-AGG-R02 | SFP-10G-LR
OH-DC-016-PE-T4-03 | xe-0/0/7 | 10G SFP+ | 10000 | admin-down
OH-DC-016-PE-T4-03 | xe-0/0/8 | 10G SFP+ | 10000 | admin-down
OH-DC-016-PE-T4-03 | xe-0/0/9 | 10G SFP+ | 10000 | admin-down
OH-DC-016-PE-T4-03 | xe-0/0/10 | 10G SFP+ | 10000 | admin-down
OH-DC-016-PE-T4-03 | xe-0/0/11 | 10G SFP+ | 10000 | admin-down
OH-DC-016-PE-T4-03 | et-0/1/0 | 100G QSFP28 | 100000 | up | Fabric to OH-DC-016-PE-T4-01 | QSFP28-100G-LR4
OH-DC-016-PE-T4-03 | et-0/1/1 | 100G QSFP28 | 100000 | up | Fabric to OH-DC-016-PE-T4-02 | QSFP28-100G-LR4
OH-DC-016-PE-T4-03 | et-0/1/2 | 100G QSFP28 | 100000 | up | Fabric to OH-DC-016-PE-T4-04 | QSFP28-100G-LR4
OH-DC-016-PE-T4-03 | et-0/1/3 | 100G QSFP28 | 100000 | admin-down
OH-DC-016-PE-T4-03 | ge-0/2/0 | 1G copper | 1000 | admin-down
OH-DC-016-PE-T4-03 | ge-0/2/1 | 1G copper | 1000 | admin-down
OH-DC-016-PE-T4-03 | ge-0/2/2 | 1G copper | 1000 | admin-down
OH-DC-016-PE-T4-03 | ge-0/2/3 | 1G copper | 1000 | admin-down
OH-DC-016-PE-T4-03 | ge-0/2/4 | 1G copper | 1000 | admin-down
OH-DC-016-PE-T4-03 | ge-0/2/5 | 1G copper | 1000 | admin-down
OH-DC-016-PE-T4-03 | ge-0/2/6 | 1G copper | 1000 | admin-down
OH-DC-016-PE-T4-03 | ge-0/2/7 | 1G copper | 1000 | admin-down
OH-DC-016-PE-T4-03 | ge-0/2/8 | 1G copper | 1000 | admin-down
OH-DC-016-PE-T4-03 | ge-0/2/9 | 1G copper | 1000 | admin-down
OH-DC-016-PE-T4-03 | ge-0/2/10 | 1G copper | 1000 | admin-down
OH-DC-016-PE-T4-03 | ge-0/2/11 | 1G copper | 1000 | admin-down
OH-DC-016-PE-T4-03 | ge-0/2/12 | 1G copper | 1000 | admin-down
OH-DC-016-PE-T4-03 | ge-0/2/13 | 1G copper | 1000 | reserved
OH-DC-016-PE-T4-03 | ge-0/2/14 | 1G copper | 1000 | admin-down
OH-DC-016-PE-T4-03 | ge-0/2/15 | 1G copper | 1000 | admin-down
OH-DC-016-PE-T4-04 | xe-0/0/0 | 10G SFP+ | 10000 | admin-down
OH-DC-016-PE-T4-04 | xe-0/0/1 | 10G SFP+ | 10000 | up | Backhaul to VA-DC-001 | SFP-10G-LR
OH-DC-016-PE-T4-04 | xe-0/0/2 | 10G SFP+ | 10000 | up | Backhaul to VA-DC-003 | SFP-10G-LR
OH-DC-016-PE-T4-04 | xe-0/0/3 | 10G SFP+ | 10000 | up | Backhaul to IL-DC-009 | SFP-10G-LR
OH-DC-016-PE-T4-04 | xe-0/0/4 | 10G SFP+ | 10000 | up | Backhaul to TX-DC-007 | SFP-10G-LR
OH-DC-016-PE-T4-04 | xe-0/0/5 | 10G SFP+ | 10000 | up | Backhaul to VA-DC-004 | SFP-10G-LR
OH-DC-016-PE-T4-04 | xe-0/0/6 | 10G SFP+ | 10000 | admin-down
OH-DC-016-PE-T4-04 | xe-0/0/7 | 10G SFP+ | 10000 | admin-down
OH-DC-016-PE-T4-04 | xe-0/0/8 | 10G SFP+ | 10000 | admin-down
OH-DC-016-PE-T4-04 | xe-0/0/9 | 10G SFP+ | 10000 | reserved
OH-DC-016-PE-T4-04 | xe-0/0/10 | 10G SFP+ | 10000 | admin-down
OH-DC-016-PE-T4-04 | xe-0/0/11 | 10G SFP+ | 10000 | admin-down
OH-DC-016-PE-T4-04 | et-0/1/0 | 100G QSFP28 | 100000 | up | Fabric to OH-DC-016-PE-T4-01 | QSFP28-100G-LR4
OH-DC-016-PE-T4-04 | et-0/1/1 | 100G QSFP28 | 100000 | up | Fabric to OH-DC-016-PE-T4-02 | QSFP28-100G-LR4
OH-DC-016-PE-T4-04 | et-0/1/2 | 100G QSFP28 | 100000 | up | Fabric to OH-DC-016-PE-T4-03 | QSFP28-100G-LR4
OH-DC-016-PE-T4-04 | et-0/1/3 | 100G QSFP28 | 100000 | admin-down
OH-DC-016-PE-T4-04 | ge-0/2/0 | 1G copper | 1000 | admin-down
OH-DC-016-PE-T4-04 | ge-0/2/1 | 1G copper | 1000 | admin-down
OH-DC-016-PE-T4-04 | ge-0/2/2 | 1G copper | 1000 | admin-down
OH-DC-016-PE-T4-04 | ge-0/2/3 | 1G copper | 1000 | admin-down
OH-DC-016-PE-T4-04 | ge-0/2/4 | 1G copper | 1000 | admin-down
OH-DC-016-PE-T4-04 | ge-0/2/5 | 1G copper | 1000 | admin-down
OH-DC-016-PE-T4-04 | ge-0/2/6 | 1G copper | 1000 | admin-down
OH-DC-016-PE-T4-04 | ge-0/2/7 | 1G copper | 1000 | admin-down
OH-DC-016-PE-T4-04 | ge-0/2/8 | 1G copper | 1000 | admin-down
OH-DC-016-PE-T4-04 | ge-0/2/9 | 1G copper | 1000 | admin-down
OH-DC-016-PE-T4-04 | ge-0/2/10 | 1G copper | 1000 | admin-down
OH-DC-016-PE-T4-04 | ge-0/2/11 | 1G copper | 1000 | admin-down
OH-DC-016-PE-T4-04 | ge-0/2/12 | 1G copper | 1000 | admin-down
OH-DC-016-PE-T4-04 | ge-0/2/13 | 1G copper | 1000 | admin-down
OH-DC-016-PE-T4-04 | ge-0/2/14 | 1G copper | 1000 | reserved
OH-DC-016-PE-T4-04 | ge-0/2/15 | 1G copper | 1000 | admin-down
OH-DC-016-FW-01 | port1 | 10G SFP+ | 10000 | up | Uplink to OH-DC-016-AGG-R01 | SFP-10G-LR
OH-DC-016-FW-01 | port2 | 10G SFP+ | 10000 | up | Uplink to OH-DC-016-AGG-R02 | SFP-10G-LR
OH-DC-016-FW-01 | port3 | 10G SFP+ | 10000 | admin-down
OH-DC-016-FW-01 | port4 | 10G SFP+ | 10000 | admin-down
OH-DC-016-FW-01 | port5 | 10G SFP+ | 10000 | admin-down
OH-DC-016-FW-01 | port6 | 10G SFP+ | 10000 | admin-down
OH-DC-016-FW-01 | port7 | 10G SFP+ | 10000 | admin-down
OH-DC-016-FW-01 | port8 | 10G SFP+ | 10000 | admin-down
OH-DC-016-OLA-01 | 1/2/c1 | 100G QSFP28 | 100000 | up | Uplink to OH-DC-016-AGG-R01 | QSFP28-100G-LR4
OH-DC-016-OLA-01 | 1/2/c2 | 100G QSFP28 | 100000 | admin-down
OH-DC-016-OLA-01 | 1/2/c3 | 100G QSFP28 | 100000 | admin-down
OH-DC-016-OLA-01 | 1/2/c4 | 100G QSFP28 | 100000 | admin-down
OH-DC-016-OLA-01 | 1/2/c5 | 100G QSFP28 | 100000 | admin-down
OH-DC-016-OLA-01 | 1/2/c6 | 100G QSFP28 | 100000 | admin-down
OH-DC-016-OLA-01 | 1/2/c7 | 100G QSFP28 | 100000 | admin-down
OH-DC-016-OLA-01 | 1/2/c8 | 100G QSFP28 | 100000 | admin-down
OH-DC-016-OLA-02 | 1-A-1 | 100G QSFP28 | 100000 | up | Uplink to OH-DC-016-AGG-R02 | QSFP28-100G-LR4
OH-DC-016-OLA-02 | 1-A-2 | 100G QSFP28 | 100000 | admin-down
OH-DC-016-OLA-02 | 1-A-3 | 100G QSFP28 | 100000 | admin-down
OH-DC-016-OLA-02 | 1-A-4 | 100G QSFP28 | 100000 | admin-down
OH-DC-016-OLA-02 | 1-A-5 | 100G QSFP28 | 100000 | admin-down
OH-DC-016-OLA-02 | 1-A-6 | 100G QSFP28 | 100000 | admin-down
OH-DC-016-OLA-02 | 1-A-7 | 100G QSFP28 | 100000 | admin-down
OH-DC-016-OLA-02 | 1-A-8 | 100G QSFP28 | 100000 | admin-down
OH-DC-016-AGG-R01 | xe-0/0/0 | 10G SFP+ | 10000 | up | Uplink to OH-DC-016-FW-01 | SFP-10G-LR
OH-DC-016-AGG-R01 | xe-0/0/1 | 10G SFP+ | 10000 | up | Uplink to OH-DC-016-MMR-SW-01 | SFP-10G-LR
OH-DC-016-AGG-R01 | xe-0/0/2 | 10G SFP+ | 10000 | up | Uplink to OH-DC-016-MMR-SW-02 | SFP-10G-LR
OH-DC-016-AGG-R01 | xe-0/0/3 | 10G SFP+ | 10000 | up | Uplink to OH-DC-016-MMR-SW-03 | SFP-10G-LR
OH-DC-016-AGG-R01 | xe-0/0/4 | 10G SFP+ | 10000 | up | Uplink to OH-DC-016-MMR-SW-04 | SFP-10G-LR
OH-DC-016-AGG-R01 | xe-0/0/5 | 10G SFP+ | 10000 | up | Uplink to OH-DC-016-MMR-SW-05 | SFP-10G-LR
OH-DC-016-AGG-R01 | xe-0/0/6 | 10G SFP+ | 10000 | up | Uplink to OH-DC-016-MMR-SW-06 | SFP-10G-LR
OH-DC-016-AGG-R01 | xe-0/0/7 | 10G SFP+ | 10000 | admin-down
OH-DC-016-AGG-R01 | xe-0/0/8 | 10G SFP+ | 10000 | admin-down
OH-DC-016-AGG-R01 | xe-0/0/9 | 10G SFP+ | 10000 | admin-down
OH-DC-016-AGG-R01 | xe-0/0/10 | 10G SFP+ | 10000 | admin-down
OH-DC-016-AGG-R01 | xe-0/0/11 | 10G SFP+ | 10000 | admin-down
OH-DC-016-AGG-R01 | xe-0/0/12 | 10G SFP+ | 10000 | admin-down
OH-DC-016-AGG-R01 | xe-0/0/13 | 10G SFP+ | 10000 | admin-down
OH-DC-016-AGG-R01 | xe-0/0/14 | 10G SFP+ | 10000 | admin-down
OH-DC-016-AGG-R01 | xe-0/0/15 | 10G SFP+ | 10000 | admin-down
OH-DC-016-AGG-R01 | et-0/1/0 | 100G QSFP28 | 100000 | up | Uplink to OH-DC-016-PE-T4-01 | QSFP28-100G-LR4
OH-DC-016-AGG-R01 | et-0/1/1 | 100G QSFP28 | 100000 | up | Uplink to OH-DC-016-PE-T4-02 | QSFP28-100G-LR4
OH-DC-016-AGG-R01 | et-0/1/2 | 100G QSFP28 | 100000 | up | Uplink to OH-DC-016-OLA-01 | QSFP28-100G-LR4
OH-DC-016-AGG-R01 | et-0/1/3 | 100G QSFP28 | 100000 | admin-down
OH-DC-016-AGG-R01 | et-0/1/4 | 100G QSFP28 | 100000 | admin-down
OH-DC-016-AGG-R01 | et-0/1/5 | 100G QSFP28 | 100000 | reserved
OH-DC-016-AGG-R01 | et-0/1/6 | 100G QSFP28 | 100000 | admin-down
OH-DC-016-AGG-R01 | et-0/1/7 | 100G QSFP28 | 100000 | admin-down
OH-DC-016-AGG-R02 | xe-0/0/0 | 10G SFP+ | 10000 | up | Uplink to OH-DC-016-FW-01 | SFP-10G-LR
OH-DC-016-AGG-R02 | xe-0/0/1 | 10G SFP+ | 10000 | up | Uplink to OH-DC-016-MMR-SW-01 | SFP-10G-LR
OH-DC-016-AGG-R02 | xe-0/0/2 | 10G SFP+ | 10000 | up | Uplink to OH-DC-016-MMR-SW-02 | SFP-10G-LR
OH-DC-016-AGG-R02 | xe-0/0/3 | 10G SFP+ | 10000 | up | Uplink to OH-DC-016-MMR-SW-03 | SFP-10G-LR
OH-DC-016-AGG-R02 | xe-0/0/4 | 10G SFP+ | 10000 | up | Uplink to OH-DC-016-MMR-SW-04 | SFP-10G-LR
OH-DC-016-AGG-R02 | xe-0/0/5 | 10G SFP+ | 10000 | up | Uplink to OH-DC-016-MMR-SW-05 | SFP-10G-LR
OH-DC-016-AGG-R02 | xe-0/0/6 | 10G SFP+ | 10000 | up | Uplink to OH-DC-016-MMR-SW-06 | SFP-10G-LR
OH-DC-016-AGG-R02 | xe-0/0/7 | 10G SFP+ | 10000 | admin-down
OH-DC-016-AGG-R02 | xe-0/0/8 | 10G SFP+ | 10000 | admin-down
OH-DC-016-AGG-R02 | xe-0/0/9 | 10G SFP+ | 10000 | admin-down
OH-DC-016-AGG-R02 | xe-0/0/10 | 10G SFP+ | 10000 | admin-down
OH-DC-016-AGG-R02 | xe-0/0/11 | 10G SFP+ | 10000 | reserved
OH-DC-016-AGG-R02 | xe-0/0/12 | 10G SFP+ | 10000 | reserved
OH-DC-016-AGG-R02 | xe-0/0/13 | 10G SFP+ | 10000 | admin-down
OH-DC-016-AGG-R02 | xe-0/0/14 | 10G SFP+ | 10000 | admin-down
OH-DC-016-AGG-R02 | xe-0/0/15 | 10G SFP+ | 10000 | admin-down
OH-DC-016-AGG-R02 | et-0/1/0 | 100G QSFP28 | 100000 | up | Uplink to OH-DC-016-PE-T4-02 | QSFP28-100G-LR4
OH-DC-016-AGG-R02 | et-0/1/1 | 100G QSFP28 | 100000 | up | Uplink to OH-DC-016-PE-T4-03 | QSFP28-100G-LR4
OH-DC-016-AGG-R02 | et-0/1/2 | 100G QSFP28 | 100000 | up | Uplink to OH-DC-016-OLA-02 | QSFP28-100G-LR4
OH-DC-016-AGG-R02 | et-0/1/3 | 100G QSFP28 | 100000 | admin-down
OH-DC-016-AGG-R02 | et-0/1/4 | 100G QSFP28 | 100000 | admin-down
OH-DC-016-AGG-R02 | et-0/1/5 | 100G QSFP28 | 100000 | admin-down
OH-DC-016-AGG-R02 | et-0/1/6 | 100G QSFP28 | 100000 | admin-down
OH-DC-016-AGG-R02 | et-0/1/7 | 100G QSFP28 | 100000 | admin-down
OH-DC-016-MMR-SW-01 | xe-0/0/0 | 10G SFP+ | 10000 | up | Access to OH-DC-016-TOR-001 | SFP-10G-LR
OH-DC-016-MMR-SW-01 | xe-0/0/1 | 10G SFP+ | 10000 | up | Server NIC
OH-DC-016-MMR-SW-01 | xe-0/0/2 | 10G SFP+ | 10000 | up | Server NIC
OH-DC-016-MMR-SW-01 | xe-0/0/3 | 10G SFP+ | 10000 | admin-down
OH-DC-016-MMR-SW-01 | xe-0/0/4 | 10G SFP+ | 10000 | up | Server NIC
OH-DC-016-MMR-SW-01 | xe-0/0/5 | 10G SFP+ | 10000 | up | Server NIC
OH-DC-016-MMR-SW-01 | xe-0/0/6 | 10G SFP+ | 10000 | up | Server NIC
OH-DC-016-MMR-SW-01 | xe-0/0/7 | 10G SFP+ | 10000 | up | Server NIC
OH-DC-016-MMR-SW-01 | xe-0/0/8 | 10G SFP+ | 10000 | admin-down
OH-DC-016-MMR-SW-01 | xe-0/0/9 | 10G SFP+ | 10000 | up | Server NIC
OH-DC-016-MMR-SW-01 | xe-0/0/10 | 10G SFP+ | 10000 | admin-down
OH-DC-016-MMR-SW-01 | xe-0/0/11 | 10G SFP+ | 10000 | up | Server NIC
OH-DC-016-MMR-SW-01 | xe-0/0/12 | 10G SFP+ | 10000 | admin-down
OH-DC-016-MMR-SW-01 | xe-0/0/13 | 10G SFP+ | 10000 | up | Server NIC
OH-DC-016-MMR-SW-01 | xe-0/0/14 | 10G SFP+ | 10000 | up | Server NIC
OH-DC-016-MMR-SW-01 | xe-0/0/15 | 10G SFP+ | 10000 | up | Server NIC
OH-DC-016-MMR-SW-01 | xe-0/0/16 | 10G SFP+ | 10000 | admin-down
OH-DC-016-MMR-SW-01 | xe-0/0/17 | 10G SFP+ | 10000 | up | Server NIC
OH-DC-016-MMR-SW-01 | xe-0/0/18 | 10G SFP+ | 10000 | admin-down
OH-DC-016-MMR-SW-01 | xe-0/0/19 | 10G SFP+ | 10000 | up | Server NIC
OH-DC-016-MMR-SW-01 | xe-0/0/20 | 10G SFP+ | 10000 | up | Server NIC
OH-DC-016-MMR-SW-01 | xe-0/0/21 | 10G SFP+ | 10000 | reserved
OH-DC-016-MMR-SW-01 | xe-0/0/22 | 10G SFP+ | 10000 | up | Server NIC
OH-DC-016-MMR-SW-01 | xe-0/0/23 | 10G SFP+ | 10000 | up | Server NIC
OH-DC-016-MMR-SW-01 | xe-0/0/24 | 10G SFP+ | 10000 | up | Server NIC
OH-DC-016-MMR-SW-01 | xe-0/0/25 | 10G SFP+ | 10000 | up | Server NIC
OH-DC-016-MMR-SW-01 | xe-0/0/26 | 10G SFP+ | 10000 | up | Server NIC
OH-DC-016-MMR-SW-01 | xe-0/0/27 | 10G SFP+ | 10000 | up | Server NIC
OH-DC-016-MMR-SW-01 | xe-0/0/28 | 10G SFP+ | 10000 | up | Server NIC
OH-DC-016-MMR-SW-01 | xe-0/0/29 | 10G SFP+ | 10000 | up | Server NIC
OH-DC-016-MMR-SW-01 | xe-0/0/30 | 10G SFP+ | 10000 | up | Server NIC
OH-DC-016-MMR-SW-01 | xe-0/0/31 | 10G SFP+ | 10000 | up | Server NIC
OH-DC-016-MMR-SW-01 | xe-0/0/32 | 10G SFP+ | 10000 | up | Server NIC
OH-DC-016-MMR-SW-01 | xe-0/0/33 | 10G SFP+ | 10000 | up | Server NIC
OH-DC-016-MMR-SW-01 | xe-0/0/34 | 10G SFP+ | 10000 | up | Server NIC
OH-DC-016-MMR-SW-01 | xe-0/0/35 | 10G SFP+ | 10000 | up | Server NIC
OH-DC-016-MMR-SW-01 | xe-0/0/36 | 10G SFP+ | 10000 | admin-down
OH-DC-016-MMR-SW-01 | xe-0/0/37 | 10G SFP+ | 10000 | up | Server NIC
OH-DC-016-MMR-SW-01 | xe-0/0/38 | 10G SFP+ | 10000 | up | Server NIC
OH-DC-016-MMR-SW-01 | xe-0/0/39 | 10G SFP+ | 10000 | up | Server NIC
OH-DC-016-MMR-SW-01 | xe-0/0/40 | 10G SFP+ | 10000 | up | Server NIC
OH-DC-016-MMR-SW-01 | xe-0/0/41 | 10G SFP+ | 10000 | admin-down
OH-DC-016-MMR-SW-01 | xe-0/0/42 | 10G SFP+ | 10000 | up | Server NIC
OH-DC-016-MMR-SW-01 | xe-0/0/43 | 10G SFP+ | 10000 | up | Server NIC
OH-DC-016-MMR-SW-01 | xe-0/0/44 | 10G SFP+ | 10000 | admin-down
OH-DC-016-MMR-SW-01 | xe-0/0/45 | 10G SFP+ | 10000 | admin-down
OH-DC-016-MMR-SW-01 | xe-0/0/46 | 10G SFP+ | 10000 | up | Server NIC
OH-DC-016-MMR-SW-01 | xe-0/0/47 | 10G SFP+ | 10000 | admin-down
OH-DC-016-MMR-SW-01 | et-0/1/0 | 100G QSFP28 | 100000 | up | Uplink to OH-DC-016-AGG-R01 | QSFP28-100G-LR4
OH-DC-016-MMR-SW-01 | et-0/1/1 | 100G QSFP28 | 100000 | up | Uplink to OH-DC-016-AGG-R02 | QSFP28-100G-LR4
OH-DC-016-MMR-SW-01 | et-0/1/2 | 100G QSFP28 | 100000 | admin-down
OH-DC-016-MMR-SW-01 | et-0/1/3 | 100G QSFP28 | 100000 | admin-down
OH-DC-016-MMR-SW-02 | Ethernet1 | 10G SFP+ | 10000 | up | Access to OH-DC-016-TOR-001 | SFP-10G-LR
OH-DC-016-MMR-SW-02 | Ethernet2 | 10G SFP+ | 10000 | up | Access to OH-DC-016-TOR-002 | SFP-10G-LR
OH-DC-016-MMR-SW-02 | Ethernet3 | 10G SFP+ | 10000 | up | Server NIC
OH-DC-016-MMR-SW-02 | Ethernet4 | 10G SFP+ | 10000 | up | Server NIC
OH-DC-016-MMR-SW-02 | Ethernet5 | 10G SFP+ | 10000 | up | Server NIC
OH-DC-016-MMR-SW-02 | Ethernet6 | 10G SFP+ | 10000 | up | Server NIC
OH-DC-016-MMR-SW-02 | Ethernet7 | 10G SFP+ | 10000 | up | Server NIC
OH-DC-016-MMR-SW-02 | Ethernet8 | 10G SFP+ | 10000 | up | Server NIC
OH-DC-016-MMR-SW-02 | Ethernet9 | 10G SFP+ | 10000 | admin-down
OH-DC-016-MMR-SW-02 | Ethernet10 | 10G SFP+ | 10000 | admin-down
OH-DC-016-MMR-SW-02 | Ethernet11 | 10G SFP+ | 10000 | up | Server NIC
OH-DC-016-MMR-SW-02 | Ethernet12 | 10G SFP+ | 10000 | up | Server NIC
OH-DC-016-MMR-SW-02 | Ethernet13 | 10G SFP+ | 10000 | admin-down
OH-DC-016-MMR-SW-02 | Ethernet14 | 10G SFP+ | 10000 | up | Server NIC
OH-DC-016-MMR-SW-02 | Ethernet15 | 10G SFP+ | 10000 | admin-down
OH-DC-016-MMR-SW-02 | Ethernet16 | 10G SFP+ | 10000 | admin-down
OH-DC-016-MMR-SW-02 | Ethernet17 | 10G SFP+ | 10000 | reserved
OH-DC-016-MMR-SW-02 | Ethernet18 | 10G SFP+ | 10000 | up | Server NIC
OH-DC-016-MMR-SW-02 | Ethernet19 | 10G SFP+ | 10000 | up | Server NIC
OH-DC-016-MMR-SW-02 | Ethernet20 | 10G SFP+ | 10000 | up | Server NIC
OH-DC-016-MMR-SW-02 | Ethernet21 | 10G SFP+ | 10000 | up | Server NIC
OH-DC-016-MMR-SW-02 | Ethernet22 | 10G SFP+ | 10000 | up | Server NIC
OH-DC-016-MMR-SW-02 | Ethernet23 | 10G SFP+ | 10000 | up | Server NIC
OH-DC-016-MMR-SW-02 | Ethernet24 | 10G SFP+ | 10000 | admin-down
OH-DC-016-MMR-SW-02 | Ethernet25 | 10G SFP+ | 10000 | up | Server NIC
OH-DC-016-MMR-SW-02 | Ethernet26 | 10G SFP+ | 10000 | admin-down
OH-DC-016-MMR-SW-02 | Ethernet27 | 10G SFP+ | 10000 | admin-down
OH-DC-016-MMR-SW-02 | Ethernet28 | 10G SFP+ | 10000 | up | Server NIC
OH-DC-016-MMR-SW-02 | Ethernet29 | 10G SFP+ | 10000 | admin-down
OH-DC-016-MMR-SW-02 | Ethernet30 | 10G SFP+ | 10000 | up | Server NIC
OH-DC-016-MMR-SW-02 | Ethernet31 | 10G SFP+ | 10000 | admin-down
OH-DC-016-MMR-SW-02 | Ethernet32 | 10G SFP+ | 10000 | up | Server NIC
OH-DC-016-MMR-SW-02 | Ethernet33 | 10G SFP+ | 10000 | admin-down
OH-DC-016-MMR-SW-02 | Ethernet34 | 10G SFP+ | 10000 | up | Server NIC
OH-DC-016-MMR-SW-02 | Ethernet35 | 10G SFP+ | 10000 | up | Server NIC
OH-DC-016-MMR-SW-02 | Ethernet36 | 10G SFP+ | 10000 | admin-down
OH-DC-016-MMR-SW-02 | Ethernet37 | 10G SFP+ | 10000 | admin-down
OH-DC-016-MMR-SW-02 | Ethernet38 | 10G SFP+ | 10000 | up | Server NIC
OH-DC-016-MMR-SW-02 | Ethernet39 | 10G SFP+ | 10000 | up | Server NIC
OH-DC-016-MMR-SW-02 | Ethernet40 | 10G SFP+ | 10000 | up | Server NIC
OH-DC-016-MMR-SW-02 | Ethernet41 | 10G SFP+ | 10000 | up | Server NIC
OH-DC-016-MMR-SW-02 | Ethernet42 | 10G SFP+ | 10000 | up | Server NIC
OH-DC-016-MMR-SW-02 | Ethernet43 | 10G SFP+ | 10000 | admin-down
OH-DC-016-MMR-SW-02 | Ethernet44 | 10G SFP+ | 10000 | admin-down
OH-DC-016-MMR-SW-02 | Ethernet45 | 10G SFP+ | 10000 | up | Server NIC
OH-DC-016-MMR-SW-02 | Ethernet46 | 10G SFP+ | 10000 | up | Server NIC
OH-DC-016-MMR-SW-02 | Ethernet47 | 10G SFP+ | 10000 | admin-down
OH-DC-016-MMR-SW-02 | Ethernet48 | 10G SFP+ | 10000 | admin-down
OH-DC-016-MMR-SW-02 | Ethernet49/1 | 100G QSFP28 | 100000 | up | Uplink to OH-DC-016-AGG-R02 | QSFP28-100G-LR4
OH-DC-016-MMR-SW-02 | Ethernet49/2 | 100G QSFP28 | 100000 | up | Uplink to OH-DC-016-AGG-R01 | QSFP28-100G-LR4
OH-DC-016-MMR-SW-02 | Ethernet49/3 | 100G QSFP28 | 100000 | admin-down
OH-DC-016-MMR-SW-02 | Ethernet49/4 | 100G QSFP28 | 100000 | admin-down
OH-DC-016-MMR-SW-03 | Ethernet1 | 10G SFP+ | 10000 | up | Access to OH-DC-016-TOR-002 | SFP-10G-LR
OH-DC-016-MMR-SW-03 | Ethernet2 | 10G SFP+ | 10000 | up | Access to OH-DC-016-TOR-003 | SFP-10G-LR
OH-DC-016-MMR-SW-03 | Ethernet3 | 10G SFP+ | 10000 | up | Server NIC
OH-DC-016-MMR-SW-03 | Ethernet4 | 10G SFP+ | 10000 | up | Server NIC
OH-DC-016-MMR-SW-03 | Ethernet5 | 10G SFP+ | 10000 | up | Server NIC
OH-DC-016-MMR-SW-03 | Ethernet6 | 10G SFP+ | 10000 | admin-down
OH-DC-016-MMR-SW-03 | Ethernet7 | 10G SFP+ | 10000 | admin-down
OH-DC-016-MMR-SW-03 | Ethernet8 | 10G SFP+ | 10000 | up | Server NIC
OH-DC-016-MMR-SW-03 | Ethernet9 | 10G SFP+ | 10000 | up | Server NIC
OH-DC-016-MMR-SW-03 | Ethernet10 | 10G SFP+ | 10000 | admin-down
OH-DC-016-MMR-SW-03 | Ethernet11 | 10G SFP+ | 10000 | up | Server NIC
OH-DC-016-MMR-SW-03 | Ethernet12 | 10G SFP+ | 10000 | up | Server NIC
OH-DC-016-MMR-SW-03 | Ethernet13 | 10G SFP+ | 10000 | up | Server NIC
OH-DC-016-MMR-SW-03 | Ethernet14 | 10G SFP+ | 10000 | up | Server NIC
OH-DC-016-MMR-SW-03 | Ethernet15 | 10G SFP+ | 10000 | reserved
OH-DC-016-MMR-SW-03 | Ethernet16 | 10G SFP+ | 10000 | up | Server NIC
OH-DC-016-MMR-SW-03 | Ethernet17 | 10G SFP+ | 10000 | up | Server NIC
OH-DC-016-MMR-SW-03 | Ethernet18 | 10G SFP+ | 10000 | admin-down
OH-DC-016-MMR-SW-03 | Ethernet19 | 10G SFP+ | 10000 | up | Server NIC
OH-DC-016-MMR-SW-03 | Ethernet20 | 10G SFP+ | 10000 | admin-down
OH-DC-016-MMR-SW-03 | Ethernet21 | 10G SFP+ | 10000 | admin-down
OH-DC-016-MMR-SW-03 | Ethernet22 | 10G SFP+ | 10000 | admin-down
OH-DC-016-MMR-SW-03 | Ethernet23 | 10G SFP+ | 10000 | admin-down
OH-DC-016-MMR-SW-03 | Ethernet24 | 10G SFP+ | 10000 | up | Server NIC
OH-DC-016-MMR-SW-03 | Ethernet25 | 10G SFP+ | 10000 | admin-down
OH-DC-016-MMR-SW-03 | Ethernet26 | 10G SFP+ | 10000 | admin-down
OH-DC-016-MMR-SW-03 | Ethernet27 | 10G SFP+ | 10000 | admin-down
OH-DC-016-MMR-SW-03 | Ethernet28 | 10G SFP+ | 10000 | up | Server NIC
OH-DC-016-MMR-SW-03 | Ethernet29 | 10G SFP+ | 10000 | admin-down
OH-DC-016-MMR-SW-03 | Ethernet30 | 10G SFP+ | 10000 | admin-down
OH-DC-016-MMR-SW-03 | Ethernet31 | 10G SFP+ | 10000 | up | Server NIC
OH-DC-016-MMR-SW-03 | Ethernet32 | 10G SFP+ | 10000 | up | Server NIC
OH-DC-016-MMR-SW-03 | Ethernet33 | 10G SFP+ | 10000 | up | Server NIC
OH-DC-016-MMR-SW-03 | Ethernet34 | 10G SFP+ | 10000 | up | Server NIC
OH-DC-016-MMR-SW-03 | Ethernet35 | 10G SFP+ | 10000 | admin-down
OH-DC-016-MMR-SW-03 | Ethernet36 | 10G SFP+ | 10000 | up | Server NIC
OH-DC-016-MMR-SW-03 | Ethernet37 | 10G SFP+ | 10000 | admin-down
OH-DC-016-MMR-SW-03 | Ethernet38 | 10G SFP+ | 10000 | admin-down
OH-DC-016-MMR-SW-03 | Ethernet39 | 10G SFP+ | 10000 | admin-down
OH-DC-016-MMR-SW-03 | Ethernet40 | 10G SFP+ | 10000 | up | Server NIC
OH-DC-016-MMR-SW-03 | Ethernet41 | 10G SFP+ | 10000 | up | Server NIC
OH-DC-016-MMR-SW-03 | Ethernet42 | 10G SFP+ | 10000 | up | Server NIC
OH-DC-016-MMR-SW-03 | Ethernet43 | 10G SFP+ | 10000 | up | Server NIC
OH-DC-016-MMR-SW-03 | Ethernet44 | 10G SFP+ | 10000 | up | Server NIC
OH-DC-016-MMR-SW-03 | Ethernet45 | 10G SFP+ | 10000 | up | Server NIC
OH-DC-016-MMR-SW-03 | Ethernet46 | 10G SFP+ | 10000 | up | Server NIC
OH-DC-016-MMR-SW-03 | Ethernet47 | 10G SFP+ | 10000 | up | Server NIC
OH-DC-016-MMR-SW-03 | Ethernet48 | 10G SFP+ | 10000 | up | Server NIC
OH-DC-016-MMR-SW-03 | Ethernet49/1 | 100G QSFP28 | 100000 | up | Uplink to OH-DC-016-AGG-R01 | QSFP28-100G-LR4
OH-DC-016-MMR-SW-03 | Ethernet49/2 | 100G QSFP28 | 100000 | up | Uplink to OH-DC-016-AGG-R02 | QSFP28-100G-LR4
OH-DC-016-MMR-SW-03 | Ethernet49/3 | 100G QSFP28 | 100000 | admin-down
OH-DC-016-MMR-SW-03 | Ethernet49/4 | 100G QSFP28 | 100000 | admin-down
OH-DC-016-MMR-SW-04 | Te0/0/0/0 | 10G SFP+ | 10000 | up | Access to OH-DC-016-TOR-003 | SFP-10G-LR
OH-DC-016-MMR-SW-04 | Te0/0/0/1 | 10G SFP+ | 10000 | up | Access to OH-DC-016-TOR-004 | SFP-10G-LR
OH-DC-016-MMR-SW-04 | Te0/0/0/2 | 10G SFP+ | 10000 | admin-down
OH-DC-016-MMR-SW-04 | Te0/0/0/3 | 10G SFP+ | 10000 | up | Server NIC
OH-DC-016-MMR-SW-04 | Te0/0/0/4 | 10G SFP+ | 10000 | up | Server NIC
OH-DC-016-MMR-SW-04 | Te0/0/0/5 | 10G SFP+ | 10000 | up | Server NIC
OH-DC-016-MMR-SW-04 | Te0/0/0/6 | 10G SFP+ | 10000 | up | Server NIC
OH-DC-016-MMR-SW-04 | Te0/0/0/7 | 10G SFP+ | 10000 | up | Server NIC
OH-DC-016-MMR-SW-04 | Te0/0/0/8 | 10G SFP+ | 10000 | admin-down
OH-DC-016-MMR-SW-04 | Te0/0/0/9 | 10G SFP+ | 10000 | up | Server NIC
OH-DC-016-MMR-SW-04 | Te0/0/0/10 | 10G SFP+ | 10000 | up | Server NIC
OH-DC-016-MMR-SW-04 | Te0/0/0/11 | 10G SFP+ | 10000 | up | Server NIC
OH-DC-016-MMR-SW-04 | Te0/0/0/12 | 10G SFP+ | 10000 | admin-down
OH-DC-016-MMR-SW-04 | Te0/0/0/13 | 10G SFP+ | 10000 | up | Server NIC
OH-DC-016-MMR-SW-04 | Te0/0/0/14 | 10G SFP+ | 10000 | up | Server NIC
OH-DC-016-MMR-SW-04 | Te0/0/0/15 | 10G SFP+ | 10000 | up | Server NIC
OH-DC-016-MMR-SW-04 | Te0/0/0/16 | 10G SFP+ | 10000 | up | Server NIC
OH-DC-016-MMR-SW-04 | Te0/0/0/17 | 10G SFP+ | 10000 | admin-down
OH-DC-016-MMR-SW-04 | Te0/0/0/18 | 10G SFP+ | 10000 | admin-down
OH-DC-016-MMR-SW-04 | Te0/0/0/19 | 10G SFP+ | 10000 | admin-down
OH-DC-016-MMR-SW-04 | Te0/0/0/20 | 10G SFP+ | 10000 | up | Server NIC
OH-DC-016-MMR-SW-04 | Te0/0/0/21 | 10G SFP+ | 10000 | admin-down
OH-DC-016-MMR-SW-04 | Te0/0/0/22 | 10G SFP+ | 10000 | admin-down
OH-DC-016-MMR-SW-04 | Te0/0/0/23 | 10G SFP+ | 10000 | admin-down
OH-DC-016-MMR-SW-04 | Te0/0/0/24 | 10G SFP+ | 10000 | up | Server NIC
OH-DC-016-MMR-SW-04 | Te0/0/0/25 | 10G SFP+ | 10000 | up | Server NIC
OH-DC-016-MMR-SW-04 | Te0/0/0/26 | 10G SFP+ | 10000 | up | Server NIC
OH-DC-016-MMR-SW-04 | Te0/0/0/27 | 10G SFP+ | 10000 | admin-down
OH-DC-016-MMR-SW-04 | Te0/0/0/28 | 10G SFP+ | 10000 | up | Server NIC
OH-DC-016-MMR-SW-04 | Te0/0/0/29 | 10G SFP+ | 10000 | up | Server NIC
OH-DC-016-MMR-SW-04 | Te0/0/0/30 | 10G SFP+ | 10000 | up | Server NIC
OH-DC-016-MMR-SW-04 | Te0/0/0/31 | 10G SFP+ | 10000 | up | Server NIC
OH-DC-016-MMR-SW-04 | Te0/0/0/32 | 10G SFP+ | 10000 | up | Server NIC
OH-DC-016-MMR-SW-04 | Te0/0/0/33 | 10G SFP+ | 10000 | up | Server NIC
OH-DC-016-MMR-SW-04 | Te0/0/0/34 | 10G SFP+ | 10000 | admin-down
OH-DC-016-MMR-SW-04 | Te0/0/0/35 | 10G SFP+ | 10000 | admin-down
OH-DC-016-MMR-SW-04 | Te0/0/0/36 | 10G SFP+ | 10000 | admin-down
OH-DC-016-MMR-SW-04 | Te0/0/0/37 | 10G SFP+ | 10000 | admin-down
OH-DC-016-MMR-SW-04 | Te0/0/0/38 | 10G SFP+ | 10000 | reserved
OH-DC-016-MMR-SW-04 | Te0/0/0/39 | 10G SFP+ | 10000 | up | Server NIC
OH-DC-016-MMR-SW-04 | Te0/0/0/40 | 10G SFP+ | 10000 | admin-down
OH-DC-016-MMR-SW-04 | Te0/0/0/41 | 10G SFP+ | 10000 | admin-down
OH-DC-016-MMR-SW-04 | Te0/0/0/42 | 10G SFP+ | 10000 | up | Server NIC
OH-DC-016-MMR-SW-04 | Te0/0/0/43 | 10G SFP+ | 10000 | up | Server NIC
OH-DC-016-MMR-SW-04 | Te0/0/0/44 | 10G SFP+ | 10000 | up | Server NIC
OH-DC-016-MMR-SW-04 | Te0/0/0/45 | 10G SFP+ | 10000 | up | Server NIC
OH-DC-016-MMR-SW-04 | Te0/0/0/46 | 10G SFP+ | 10000 | admin-down
OH-DC-016-MMR-SW-04 | Te0/0/0/47 | 10G SFP+ | 10000 | up | Server NIC
OH-DC-016-MMR-SW-04 | Hu0/0/1/0 | 100G QSFP28 | 100000 | up | Uplink to OH-DC-016-AGG-R02 | QSFP28-100G-LR4
OH-DC-016-MMR-SW-04 | Hu0/0/1/1 | 100G QSFP28 | 100000 | up | Uplink to OH-DC-016-AGG-R01 | QSFP28-100G-LR4
OH-DC-016-MMR-SW-04 | Hu0/0/1/2 | 100G QSFP28 | 100000 | admin-down
OH-DC-016-MMR-SW-04 | Hu0/0/1/3 | 100G QSFP28 | 100000 | admin-down
OH-DC-016-MMR-SW-05 | xe-0/0/0 | 10G SFP+ | 10000 | up | Access to OH-DC-016-TOR-004 | SFP-10G-LR
OH-DC-016-MMR-SW-05 | xe-0/0/1 | 10G SFP+ | 10000 | up | Access to OH-DC-016-TOR-005 | SFP-10G-LR
OH-DC-016-MMR-SW-05 | xe-0/0/2 | 10G SFP+ | 10000 | up | Server NIC
OH-DC-016-MMR-SW-05 | xe-0/0/3 | 10G SFP+ | 10000 | up | Server NIC
OH-DC-016-MMR-SW-05 | xe-0/0/4 | 10G SFP+ | 10000 | up | Server NIC
OH-DC-016-MMR-SW-05 | xe-0/0/5 | 10G SFP+ | 10000 | up | Server NIC
OH-DC-016-MMR-SW-05 | xe-0/0/6 | 10G SFP+ | 10000 | up | Server NIC
OH-DC-016-MMR-SW-05 | xe-0/0/7 | 10G SFP+ | 10000 | admin-down
OH-DC-016-MMR-SW-05 | xe-0/0/8 | 10G SFP+ | 10000 | up | Server NIC
OH-DC-016-MMR-SW-05 | xe-0/0/9 | 10G SFP+ | 10000 | admin-down
OH-DC-016-MMR-SW-05 | xe-0/0/10 | 10G SFP+ | 10000 | admin-down
OH-DC-016-MMR-SW-05 | xe-0/0/11 | 10G SFP+ | 10000 | up | Server NIC
OH-DC-016-MMR-SW-05 | xe-0/0/12 | 10G SFP+ | 10000 | up | Server NIC
OH-DC-016-MMR-SW-05 | xe-0/0/13 | 10G SFP+ | 10000 | up | Server NIC
OH-DC-016-MMR-SW-05 | xe-0/0/14 | 10G SFP+ | 10000 | up | Server NIC
OH-DC-016-MMR-SW-05 | xe-0/0/15 | 10G SFP+ | 10000 | admin-down
OH-DC-016-MMR-SW-05 | xe-0/0/16 | 10G SFP+ | 10000 | up | Server NIC
OH-DC-016-MMR-SW-05 | xe-0/0/17 | 10G SFP+ | 10000 | up | Server NIC
OH-DC-016-MMR-SW-05 | xe-0/0/18 | 10G SFP+ | 10000 | up | Server NIC
OH-DC-016-MMR-SW-05 | xe-0/0/19 | 10G SFP+ | 10000 | up | Server NIC
OH-DC-016-MMR-SW-05 | xe-0/0/20 | 10G SFP+ | 10000 | up | Server NIC
OH-DC-016-MMR-SW-05 | xe-0/0/21 | 10G SFP+ | 10000 | admin-down
OH-DC-016-MMR-SW-05 | xe-0/0/22 | 10G SFP+ | 10000 | up | Server NIC
OH-DC-016-MMR-SW-05 | xe-0/0/23 | 10G SFP+ | 10000 | up | Server NIC
OH-DC-016-MMR-SW-05 | xe-0/0/24 | 10G SFP+ | 10000 | admin-down
OH-DC-016-MMR-SW-05 | xe-0/0/25 | 10G SFP+ | 10000 | up | Server NIC
OH-DC-016-MMR-SW-05 | xe-0/0/26 | 10G SFP+ | 10000 | admin-down
OH-DC-016-MMR-SW-05 | xe-0/0/27 | 10G SFP+ | 10000 | admin-down
OH-DC-016-MMR-SW-05 | xe-0/0/28 | 10G SFP+ | 10000 | up | Server NIC
OH-DC-016-MMR-SW-05 | xe-0/0/29 | 10G SFP+ | 10000 | up | Server NIC
OH-DC-016-MMR-SW-05 | xe-0/0/30 | 10G SFP+ | 10000 | up | Server NIC
OH-DC-016-MMR-SW-05 | xe-0/0/31 | 10G SFP+ | 10000 | up | Server NIC
OH-DC-016-MMR-SW-05 | xe-0/0/32 | 10G SFP+ | 10000 | up | Server NIC
OH-DC-016-MMR-SW-05 | xe-0/0/33 | 10G SFP+ | 10000 | up | Server NIC
OH-DC-016-MMR-SW-05 | xe-0/0/34 | 10G SFP+ | 10000 | admin-down
OH-DC-016-MMR-SW-05 | xe-0/0/35 | 10G SFP+ | 10000 | up | Server NIC
OH-DC-016-MMR-SW-05 | xe-0/0/36 | 10G SFP+ | 10000 | reserved
OH-DC-016-MMR-SW-05 | xe-0/0/37 | 10G SFP+ | 10000 | up | Server NIC
OH-DC-016-MMR-SW-05 | xe-0/0/38 | 10G SFP+ | 10000 | admin-down
OH-DC-016-MMR-SW-05 | xe-0/0/39 | 10G SFP+ | 10000 | up | Server NIC
OH-DC-016-MMR-SW-05 | xe-0/0/40 | 10G SFP+ | 10000 | up | Server NIC
OH-DC-016-MMR-SW-05 | xe-0/0/41 | 10G SFP+ | 10000 | admin-down
OH-DC-016-MMR-SW-05 | xe-0/0/42 | 10G SFP+ | 10000 | up | Server NIC
OH-DC-016-MMR-SW-05 | xe-0/0/43 | 10G SFP+ | 10000 | up | Server NIC
OH-DC-016-MMR-SW-05 | xe-0/0/44 | 10G SFP+ | 10000 | up | Server NIC
OH-DC-016-MMR-SW-05 | xe-0/0/45 | 10G SFP+ | 10000 | up | Server NIC
OH-DC-016-MMR-SW-05 | xe-0/0/46 | 10G SFP+ | 10000 | up | Server NIC
OH-DC-016-MMR-SW-05 | xe-0/0/47 | 10G SFP+ | 10000 | up | Server NIC
OH-DC-016-MMR-SW-05 | et-0/1/0 | 100G QSFP28 | 100000 | up | Uplink to OH-DC-016-AGG-R01 | QSFP28-100G-LR4
OH-DC-016-MMR-SW-05 | et-0/1/1 | 100G QSFP28 | 100000 | up | Uplink to OH-DC-016-AGG-R02 | QSFP28-100G-LR4
OH-DC-016-MMR-SW-05 | et-0/1/2 | 100G QSFP28 | 100000 | admin-down
OH-DC-016-MMR-SW-05 | et-0/1/3 | 100G QSFP28 | 100000 | admin-down
OH-DC-016-MMR-SW-06 | xe-0/0/0 | 10G SFP+ | 10000 | up | Access to OH-DC-016-TOR-005 | SFP-10G-LR
OH-DC-016-MMR-SW-06 | xe-0/0/1 | 10G SFP+ | 10000 | up | Server NIC
OH-DC-016-MMR-SW-06 | xe-0/0/2 | 10G SFP+ | 10000 | up | Server NIC
OH-DC-016-MMR-SW-06 | xe-0/0/3 | 10G SFP+ | 10000 | up | Server NIC
OH-DC-016-MMR-SW-06 | xe-0/0/4 | 10G SFP+ | 10000 | admin-down
OH-DC-016-MMR-SW-06 | xe-0/0/5 | 10G SFP+ | 10000 | up | Server NIC
OH-DC-016-MMR-SW-06 | xe-0/0/6 | 10G SFP+ | 10000 | up | Server NIC
OH-DC-016-MMR-SW-06 | xe-0/0/7 | 10G SFP+ | 10000 | reserved
OH-DC-016-MMR-SW-06 | xe-0/0/8 | 10G SFP+ | 10000 | up | Server NIC
OH-DC-016-MMR-SW-06 | xe-0/0/9 | 10G SFP+ | 10000 | admin-down
OH-DC-016-MMR-SW-06 | xe-0/0/10 | 10G SFP+ | 10000 | admin-down
OH-DC-016-MMR-SW-06 | xe-0/0/11 | 10G SFP+ | 10000 | admin-down
OH-DC-016-MMR-SW-06 | xe-0/0/12 | 10G SFP+ | 10000 | admin-down
OH-DC-016-MMR-SW-06 | xe-0/0/13 | 10G SFP+ | 10000 | admin-down
OH-DC-016-MMR-SW-06 | xe-0/0/14 | 10G SFP+ | 10000 | admin-down
OH-DC-016-MMR-SW-06 | xe-0/0/15 | 10G SFP+ | 10000 | admin-down
OH-DC-016-MMR-SW-06 | xe-0/0/16 | 10G SFP+ | 10000 | admin-down
OH-DC-016-MMR-SW-06 | xe-0/0/17 | 10G SFP+ | 10000 | up | Server NIC
OH-DC-016-MMR-SW-06 | xe-0/0/18 | 10G SFP+ | 10000 | up | Server NIC
OH-DC-016-MMR-SW-06 | xe-0/0/19 | 10G SFP+ | 10000 | admin-down
OH-DC-016-MMR-SW-06 | xe-0/0/20 | 10G SFP+ | 10000 | admin-down
OH-DC-016-MMR-SW-06 | xe-0/0/21 | 10G SFP+ | 10000 | up | Server NIC
OH-DC-016-MMR-SW-06 | xe-0/0/22 | 10G SFP+ | 10000 | up | Server NIC
OH-DC-016-MMR-SW-06 | xe-0/0/23 | 10G SFP+ | 10000 | up | Server NIC
OH-DC-016-MMR-SW-06 | xe-0/0/24 | 10G SFP+ | 10000 | admin-down
OH-DC-016-MMR-SW-06 | xe-0/0/25 | 10G SFP+ | 10000 | admin-down
OH-DC-016-MMR-SW-06 | xe-0/0/26 | 10G SFP+ | 10000 | up | Server NIC
OH-DC-016-MMR-SW-06 | xe-0/0/27 | 10G SFP+ | 10000 | up | Server NIC
OH-DC-016-MMR-SW-06 | xe-0/0/28 | 10G SFP+ | 10000 | up | Server NIC
OH-DC-016-MMR-SW-06 | xe-0/0/29 | 10G SFP+ | 10000 | up | Server NIC
OH-DC-016-MMR-SW-06 | xe-0/0/30 | 10G SFP+ | 10000 | admin-down
OH-DC-016-MMR-SW-06 | xe-0/0/31 | 10G SFP+ | 10000 | admin-down
OH-DC-016-MMR-SW-06 | xe-0/0/32 | 10G SFP+ | 10000 | up | Server NIC
OH-DC-016-MMR-SW-06 | xe-0/0/33 | 10G SFP+ | 10000 | up | Server NIC
OH-DC-016-MMR-SW-06 | xe-0/0/34 | 10G SFP+ | 10000 | up | Server NIC
OH-DC-016-MMR-SW-06 | xe-0/0/35 | 10G SFP+ | 10000 | up | Server NIC
OH-DC-016-MMR-SW-06 | xe-0/0/36 | 10G SFP+ | 10000 | up | Server NIC
OH-DC-016-MMR-SW-06 | xe-0/0/37 | 10G SFP+ | 10000 | admin-down
OH-DC-016-MMR-SW-06 | xe-0/0/38 | 10G SFP+ | 10000 | admin-down
OH-DC-016-MMR-SW-06 | xe-0/0/39 | 10G SFP+ | 10000 | up | Server NIC
OH-DC-016-MMR-SW-06 | xe-0/0/40 | 10G SFP+ | 10000 | up | Server NIC
OH-DC-016-MMR-SW-06 | xe-0/0/41 | 10G SFP+ | 10000 | up | Server NIC
OH-DC-016-MMR-SW-06 | xe-0/0/42 | 10G SFP+ | 10000 | up | Server NIC
OH-DC-016-MMR-SW-06 | xe-0/0/43 | 10G SFP+ | 10000 | admin-down
OH-DC-016-MMR-SW-06 | xe-0/0/44 | 10G SFP+ | 10000 | up | Server NIC
OH-DC-016-MMR-SW-06 | xe-0/0/45 | 10G SFP+ | 10000 | up | Server NIC
OH-DC-016-MMR-SW-06 | xe-0/0/46 | 10G SFP+ | 10000 | up | Server NIC
OH-DC-016-MMR-SW-06 | xe-0/0/47 | 10G SFP+ | 10000 | up | Server NIC
OH-DC-016-MMR-SW-06 | et-0/1/0 | 100G QSFP28 | 100000 | up | Uplink to OH-DC-016-AGG-R02 | QSFP28-100G-LR4
OH-DC-016-MMR-SW-06 | et-0/1/1 | 100G QSFP28 | 100000 | up | Uplink to OH-DC-016-AGG-R01 | QSFP28-100G-LR4
OH-DC-016-MMR-SW-06 | et-0/1/2 | 100G QSFP28 | 100000 | admin-down
OH-DC-016-MMR-SW-06 | et-0/1/3 | 100G QSFP28 | 100000 | admin-down
OH-DC-016-TOR-001 | Ethernet1 | 10G SFP+ | 10000 | up | Access to OH-DC-016-MMR-SW-01 | SFP-10G-LR
OH-DC-016-TOR-001 | Ethernet2 | 10G SFP+ | 10000 | up | Access to OH-DC-016-MMR-SW-02 | SFP-10G-LR
OH-DC-016-TOR-001 | Ethernet3 | 10G SFP+ | 10000 | up | Server NIC
OH-DC-016-TOR-001 | Ethernet4 | 10G SFP+ | 10000 | up | Server NIC
OH-DC-016-TOR-001 | Ethernet5 | 10G SFP+ | 10000 | up | Server NIC
OH-DC-016-TOR-001 | Ethernet6 | 10G SFP+ | 10000 | admin-down
OH-DC-016-TOR-001 | Ethernet7 | 10G SFP+ | 10000 | admin-down
OH-DC-016-TOR-001 | Ethernet8 | 10G SFP+ | 10000 | admin-down
OH-DC-016-TOR-001 | Ethernet9 | 10G SFP+ | 10000 | up | Server NIC
OH-DC-016-TOR-001 | Ethernet10 | 10G SFP+ | 10000 | up | Server NIC
OH-DC-016-TOR-001 | Ethernet11 | 10G SFP+ | 10000 | up | Server NIC
OH-DC-016-TOR-001 | Ethernet12 | 10G SFP+ | 10000 | up | Server NIC
OH-DC-016-TOR-001 | Ethernet13 | 10G SFP+ | 10000 | admin-down
OH-DC-016-TOR-001 | Ethernet14 | 10G SFP+ | 10000 | up | Server NIC
OH-DC-016-TOR-001 | Ethernet15 | 10G SFP+ | 10000 | admin-down
OH-DC-016-TOR-001 | Ethernet16 | 10G SFP+ | 10000 | admin-down
OH-DC-016-TOR-001 | Ethernet17 | 10G SFP+ | 10000 | admin-down
OH-DC-016-TOR-001 | Ethernet18 | 10G SFP+ | 10000 | up | Server NIC
OH-DC-016-TOR-001 | Ethernet19 | 10G SFP+ | 10000 | up | Server NIC
OH-DC-016-TOR-001 | Ethernet20 | 10G SFP+ | 10000 | up | Server NIC
OH-DC-016-TOR-001 | Ethernet21 | 10G SFP+ | 10000 | up | Server NIC
OH-DC-016-TOR-001 | Ethernet22 | 10G SFP+ | 10000 | admin-down
OH-DC-016-TOR-001 | Ethernet23 | 10G SFP+ | 10000 | up | Server NIC
OH-DC-016-TOR-001 | Ethernet24 | 10G SFP+ | 10000 | up | Server NIC
OH-DC-016-TOR-001 | Ethernet49/1 | 100G QSFP28 | 100000 | admin-down
OH-DC-016-TOR-001 | Ethernet49/2 | 100G QSFP28 | 100000 | admin-down
OH-DC-016-TOR-002 | Te0/0/0/0 | 10G SFP+ | 10000 | up | Access to OH-DC-016-MMR-SW-02 | SFP-10G-LR
OH-DC-016-TOR-002 | Te0/0/0/1 | 10G SFP+ | 10000 | up | Access to OH-DC-016-MMR-SW-03 | SFP-10G-LR
OH-DC-016-TOR-002 | Te0/0/0/2 | 10G SFP+ | 10000 | admin-down
OH-DC-016-TOR-002 | Te0/0/0/3 | 10G SFP+ | 10000 | up | Server NIC
OH-DC-016-TOR-002 | Te0/0/0/4 | 10G SFP+ | 10000 | up | Server NIC
OH-DC-016-TOR-002 | Te0/0/0/5 | 10G SFP+ | 10000 | admin-down
OH-DC-016-TOR-002 | Te0/0/0/6 | 10G SFP+ | 10000 | admin-down
OH-DC-016-TOR-002 | Te0/0/0/7 | 10G SFP+ | 10000 | admin-down
OH-DC-016-TOR-002 | Te0/0/0/8 | 10G SFP+ | 10000 | admin-down
OH-DC-016-TOR-002 | Te0/0/0/9 | 10G SFP+ | 10000 | admin-down
OH-DC-016-TOR-002 | Te0/0/0/10 | 10G SFP+ | 10000 | up | Server NIC
OH-DC-016-TOR-002 | Te0/0/0/11 | 10G SFP+ | 10000 | up | Server NIC
OH-DC-016-TOR-002 | Te0/0/0/12 | 10G SFP+ | 10000 | up | Server NIC
OH-DC-016-TOR-002 | Te0/0/0/13 | 10G SFP+ | 10000 | up | Server NIC
OH-DC-016-TOR-002 | Te0/0/0/14 | 10G SFP+ | 10000 | up | Server NIC
OH-DC-016-TOR-002 | Te0/0/0/15 | 10G SFP+ | 10000 | admin-down
OH-DC-016-TOR-002 | Te0/0/0/16 | 10G SFP+ | 10000 | admin-down
OH-DC-016-TOR-002 | Te0/0/0/17 | 10G SFP+ | 10000 | reserved
OH-DC-016-TOR-002 | Te0/0/0/18 | 10G SFP+ | 10000 | up | Server NIC
OH-DC-016-TOR-002 | Te0/0/0/19 | 10G SFP+ | 10000 | admin-down
OH-DC-016-TOR-002 | Te0/0/0/20 | 10G SFP+ | 10000 | admin-down
OH-DC-016-TOR-002 | Te0/0/0/21 | 10G SFP+ | 10000 | admin-down
OH-DC-016-TOR-002 | Te0/0/0/22 | 10G SFP+ | 10000 | up | Server NIC
OH-DC-016-TOR-002 | Te0/0/0/23 | 10G SFP+ | 10000 | up | Server NIC
OH-DC-016-TOR-002 | Hu0/0/1/0 | 100G QSFP28 | 100000 | admin-down
OH-DC-016-TOR-002 | Hu0/0/1/1 | 100G QSFP28 | 100000 | admin-down
OH-DC-016-TOR-003 | Te0/0/0/0 | 10G SFP+ | 10000 | up | Access to OH-DC-016-MMR-SW-03 | SFP-10G-LR
OH-DC-016-TOR-003 | Te0/0/0/1 | 10G SFP+ | 10000 | up | Access to OH-DC-016-MMR-SW-04 | SFP-10G-LR
OH-DC-016-TOR-003 | Te0/0/0/2 | 10G SFP+ | 10000 | up | Server NIC
OH-DC-016-TOR-003 | Te0/0/0/3 | 10G SFP+ | 10000 | admin-down
OH-DC-016-TOR-003 | Te0/0/0/4 | 10G SFP+ | 10000 | up | Server NIC
OH-DC-016-TOR-003 | Te0/0/0/5 | 10G SFP+ | 10000 | up | Server NIC
OH-DC-016-TOR-003 | Te0/0/0/6 | 10G SFP+ | 10000 | up | Server NIC
OH-DC-016-TOR-003 | Te0/0/0/7 | 10G SFP+ | 10000 | up | Server NIC
OH-DC-016-TOR-003 | Te0/0/0/8 | 10G SFP+ | 10000 | up | Server NIC
OH-DC-016-TOR-003 | Te0/0/0/9 | 10G SFP+ | 10000 | admin-down
OH-DC-016-TOR-003 | Te0/0/0/10 | 10G SFP+ | 10000 | up | Server NIC
OH-DC-016-TOR-003 | Te0/0/0/11 | 10G SFP+ | 10000 | admin-down
OH-DC-016-TOR-003 | Te0/0/0/12 | 10G SFP+ | 10000 | up | Server NIC
OH-DC-016-TOR-003 | Te0/0/0/13 | 10G SFP+ | 10000 | up | Server NIC
OH-DC-016-TOR-003 | Te0/0/0/14 | 10G SFP+ | 10000 | up | Server NIC
OH-DC-016-TOR-003 | Te0/0/0/15 | 10G SFP+ | 10000 | up | Server NIC
OH-DC-016-TOR-003 | Te0/0/0/16 | 10G SFP+ | 10000 | up | Server NIC
OH-DC-016-TOR-003 | Te0/0/0/17 | 10G SFP+ | 10000 | up | Server NIC
OH-DC-016-TOR-003 | Te0/0/0/18 | 10G SFP+ | 10000 | admin-down
OH-DC-016-TOR-003 | Te0/0/0/19 | 10G SFP+ | 10000 | up | Server NIC
OH-DC-016-TOR-003 | Te0/0/0/20 | 10G SFP+ | 10000 | up | Server NIC
OH-DC-016-TOR-003 | Te0/0/0/21 | 10G SFP+ | 10000 | reserved
OH-DC-016-TOR-003 | Te0/0/0/22 | 10G SFP+ | 10000 | up | Server NIC
OH-DC-016-TOR-003 | Te0/0/0/23 | 10G SFP+ | 10000 | admin-down
OH-DC-016-TOR-003 | Hu0/0/1/0 | 100G QSFP28 | 100000 | admin-down
OH-DC-016-TOR-003 | Hu0/0/1/1 | 100G QSFP28 | 100000 | admin-down
OH-DC-016-TOR-004 | xe-0/0/0 | 10G SFP+ | 10000 | up | Access to OH-DC-016-MMR-SW-04 | SFP-10G-LR
OH-DC-016-TOR-004 | xe-0/0/1 | 10G SFP+ | 10000 | up | Access to OH-DC-016-MMR-SW-05 | SFP-10G-LR
OH-DC-016-TOR-004 | xe-0/0/2 | 10G SFP+ | 10000 | up | Server NIC
OH-DC-016-TOR-004 | xe-0/0/3 | 10G SFP+ | 10000 | up | Server NIC
OH-DC-016-TOR-004 | xe-0/0/4 | 10G SFP+ | 10000 | up | Server NIC
OH-DC-016-TOR-004 | xe-0/0/5 | 10G SFP+ | 10000 | admin-down
OH-DC-016-TOR-004 | xe-0/0/6 | 10G SFP+ | 10000 | admin-down
OH-DC-016-TOR-004 | xe-0/0/7 | 10G SFP+ | 10000 | admin-down
OH-DC-016-TOR-004 | xe-0/0/8 | 10G SFP+ | 10000 | up | Server NIC
OH-DC-016-TOR-004 | xe-0/0/9 | 10G SFP+ | 10000 | up | Server NIC
OH-DC-016-TOR-004 | xe-0/0/10 | 10G SFP+ | 10000 | admin-down
OH-DC-016-TOR-004 | xe-0/0/11 | 10G SFP+ | 10000 | up | Server NIC
OH-DC-016-TOR-004 | xe-0/0/12 | 10G SFP+ | 10000 | up | Server NIC
OH-DC-016-TOR-004 | xe-0/0/13 | 10G SFP+ | 10000 | up | Server NIC
OH-DC-016-TOR-004 | xe-0/0/14 | 10G SFP+ | 10000 | up | Server NIC
OH-DC-016-TOR-004 | xe-0/0/15 | 10G SFP+ | 10000 | admin-down
OH-DC-016-TOR-004 | xe-0/0/16 | 10G SFP+ | 10000 | up | Server NIC
OH-DC-016-TOR-004 | xe-0/0/17 | 10G SFP+ | 10000 | admin-down
OH-DC-016-TOR-004 | xe-0/0/18 | 10G SFP+ | 10000 | up | Server NIC
OH-DC-016-TOR-004 | xe-0/0/19 | 10G SFP+ | 10000 | up | Server NIC
OH-DC-016-TOR-004 | xe-0/0/20 | 10G SFP+ | 10000 | admin-down
OH-DC-016-TOR-004 | xe-0/0/21 | 10G SFP+ | 10000 | up | Server NIC
OH-DC-016-TOR-004 | xe-0/0/22 | 10G SFP+ | 10000 | admin-down
OH-DC-016-TOR-004 | xe-0/0/23 | 10G SFP+ | 10000 | up | Server NIC
OH-DC-016-TOR-004 | et-0/1/0 | 100G QSFP28 | 100000 | admin-down
OH-DC-016-TOR-004 | et-0/1/1 | 100G QSFP28 | 100000 | admin-down
OH-DC-016-TOR-005 | Te0/0/0/0 | 10G SFP+ | 10000 | up | Access to OH-DC-016-MMR-SW-05 | SFP-10G-LR
OH-DC-016-TOR-005 | Te0/0/0/1 | 10G SFP+ | 10000 | up | Access to OH-DC-016-MMR-SW-06 | SFP-10G-LR
OH-DC-016-TOR-005 | Te0/0/0/2 | 10G SFP+ | 10000 | up | Server NIC
OH-DC-016-TOR-005 | Te0/0/0/3 | 10G SFP+ | 10000 | admin-down
OH-DC-016-TOR-005 | Te0/0/0/4 | 10G SFP+ | 10000 | up | Server NIC
OH-DC-016-TOR-005 | Te0/0/0/5 | 10G SFP+ | 10000 | up | Server NIC
OH-DC-016-TOR-005 | Te0/0/0/6 | 10G SFP+ | 10000 | up | Server NIC
OH-DC-016-TOR-005 | Te0/0/0/7 | 10G SFP+ | 10000 | up | Server NIC
OH-DC-016-TOR-005 | Te0/0/0/8 | 10G SFP+ | 10000 | admin-down
OH-DC-016-TOR-005 | Te0/0/0/9 | 10G SFP+ | 10000 | up | Server NIC
OH-DC-016-TOR-005 | Te0/0/0/10 | 10G SFP+ | 10000 | admin-down
OH-DC-016-TOR-005 | Te0/0/0/11 | 10G SFP+ | 10000 | up | Server NIC
OH-DC-016-TOR-005 | Te0/0/0/12 | 10G SFP+ | 10000 | up | Server NIC
OH-DC-016-TOR-005 | Te0/0/0/13 | 10G SFP+ | 10000 | up | Server NIC
OH-DC-016-TOR-005 | Te0/0/0/14 | 10G SFP+ | 10000 | up | Server NIC
OH-DC-016-TOR-005 | Te0/0/0/15 | 10G SFP+ | 10000 | admin-down
OH-DC-016-TOR-005 | Te0/0/0/16 | 10G SFP+ | 10000 | admin-down
OH-DC-016-TOR-005 | Te0/0/0/17 | 10G SFP+ | 10000 | up | Server NIC
OH-DC-016-TOR-005 | Te0/0/0/18 | 10G SFP+ | 10000 | admin-down
OH-DC-016-TOR-005 | Te0/0/0/19 | 10G SFP+ | 10000 | up | Server NIC
OH-DC-016-TOR-005 | Te0/0/0/20 | 10G SFP+ | 10000 | admin-down
OH-DC-016-TOR-005 | Te0/0/0/21 | 10G SFP+ | 10000 | up | Server NIC
OH-DC-016-TOR-005 | Te0/0/0/22 | 10G SFP+ | 10000 | up | Server NIC
OH-DC-016-TOR-005 | Te0/0/0/23 | 10G SFP+ | 10000 | up | Server NIC
OH-DC-016-TOR-005 | Hu0/0/1/0 | 100G QSFP28 | 100000 | admin-down
OH-DC-016-TOR-005 | Hu0/0/1/1 | 100G QSFP28 | 100000 | admin-down
OH-DC-017-PE-T4-01 | xe-0/0/0 | 10G SFP+ | 10000 | reserved
OH-DC-017-PE-T4-01 | xe-0/0/1 | 10G SFP+ | 10000 | up | Backhaul to TX-DC-005 | SFP-10G-LR
OH-DC-017-PE-T4-01 | xe-0/0/2 | 10G SFP+ | 10000 | up | Backhaul to NJ-DC-012 | SFP-10G-LR
OH-DC-017-PE-T4-01 | xe-0/0/3 | 10G SFP+ | 10000 | up | Backhaul to FL-DC-018 | SFP-10G-LR
OH-DC-017-PE-T4-01 | xe-0/0/4 | 10G SFP+ | 10000 | up | Backhaul to VA-DC-004 | SFP-10G-LR
OH-DC-017-PE-T4-01 | xe-0/0/5 | 10G SFP+ | 10000 | up | Backhaul to NC-DC-023 | SFP-10G-LR
OH-DC-017-PE-T4-01 | xe-0/0/6 | 10G SFP+ | 10000 | up | Uplink to OH-DC-017-AGG-R01 | SFP-10G-LR
OH-DC-017-PE-T4-01 | xe-0/0/7 | 10G SFP+ | 10000 | admin-down
OH-DC-017-PE-T4-01 | xe-0/0/8 | 10G SFP+ | 10000 | admin-down
OH-DC-017-PE-T4-01 | xe-0/0/9 | 10G SFP+ | 10000 | admin-down
OH-DC-017-PE-T4-01 | xe-0/0/10 | 10G SFP+ | 10000 | admin-down
OH-DC-017-PE-T4-01 | xe-0/0/11 | 10G SFP+ | 10000 | admin-down
OH-DC-017-PE-T4-01 | et-0/1/0 | 100G QSFP28 | 100000 | up | Fabric to OH-DC-017-PE-T4-02 | QSFP28-100G-LR4
OH-DC-017-PE-T4-01 | et-0/1/1 | 100G QSFP28 | 100000 | up | Fabric to OH-DC-017-PE-T4-03 | QSFP28-100G-LR4
OH-DC-017-PE-T4-01 | et-0/1/2 | 100G QSFP28 | 100000 | up | Fabric to OH-DC-017-PE-T4-04 | QSFP28-100G-LR4
OH-DC-017-PE-T4-01 | et-0/1/3 | 100G QSFP28 | 100000 | reserved
OH-DC-017-PE-T4-01 | ge-0/2/0 | 1G copper | 1000 | admin-down
OH-DC-017-PE-T4-01 | ge-0/2/1 | 1G copper | 1000 | admin-down
OH-DC-017-PE-T4-01 | ge-0/2/2 | 1G copper | 1000 | admin-down
OH-DC-017-PE-T4-01 | ge-0/2/3 | 1G copper | 1000 | admin-down
OH-DC-017-PE-T4-01 | ge-0/2/4 | 1G copper | 1000 | admin-down
OH-DC-017-PE-T4-01 | ge-0/2/5 | 1G copper | 1000 | admin-down
OH-DC-017-PE-T4-01 | ge-0/2/6 | 1G copper | 1000 | admin-down
OH-DC-017-PE-T4-01 | ge-0/2/7 | 1G copper | 1000 | admin-down
OH-DC-017-PE-T4-01 | ge-0/2/8 | 1G copper | 1000 | admin-down
OH-DC-017-PE-T4-01 | ge-0/2/9 | 1G copper | 1000 | admin-down
OH-DC-017-PE-T4-01 | ge-0/2/10 | 1G copper | 1000 | admin-down
OH-DC-017-PE-T4-01 | ge-0/2/11 | 1G copper | 1000 | admin-down
OH-DC-017-PE-T4-01 | ge-0/2/12 | 1G copper | 1000 | admin-down
OH-DC-017-PE-T4-01 | ge-0/2/13 | 1G copper | 1000 | admin-down
OH-DC-017-PE-T4-01 | ge-0/2/14 | 1G copper | 1000 | admin-down
OH-DC-017-PE-T4-01 | ge-0/2/15 | 1G copper | 1000 | admin-down
OH-DC-017-PE-T4-02 | xe-0/0/0 | 10G SFP+ | 10000 | admin-down
OH-DC-017-PE-T4-02 | xe-0/0/1 | 10G SFP+ | 10000 | up | Backhaul to OR-DC-014 | SFP-10G-LR
OH-DC-017-PE-T4-02 | xe-0/0/2 | 10G SFP+ | 10000 | up | Backhaul to TX-DC-022 | SFP-10G-LR
OH-DC-017-PE-T4-02 | xe-0/0/3 | 10G SFP+ | 10000 | up | Backhaul to NC-DC-023 | SFP-10G-LR
OH-DC-017-PE-T4-02 | xe-0/0/4 | 10G SFP+ | 10000 | up | Backhaul to WA-DC-024 | SFP-10G-LR
OH-DC-017-PE-T4-02 | xe-0/0/5 | 10G SFP+ | 10000 | up | Backhaul to VA-DC-003 | SFP-10G-LR
OH-DC-017-PE-T4-02 | xe-0/0/6 | 10G SFP+ | 10000 | up | Uplink to OH-DC-017-AGG-R01 | SFP-10G-LR
OH-DC-017-PE-T4-02 | xe-0/0/7 | 10G SFP+ | 10000 | up | Uplink to OH-DC-017-AGG-R02 | SFP-10G-LR
OH-DC-017-PE-T4-02 | xe-0/0/8 | 10G SFP+ | 10000 | admin-down
OH-DC-017-PE-T4-02 | xe-0/0/9 | 10G SFP+ | 10000 | admin-down
OH-DC-017-PE-T4-02 | xe-0/0/10 | 10G SFP+ | 10000 | admin-down
OH-DC-017-PE-T4-02 | xe-0/0/11 | 10G SFP+ | 10000 | admin-down
OH-DC-017-PE-T4-02 | et-0/1/0 | 100G QSFP28 | 100000 | up | Fabric to OH-DC-017-PE-T4-01 | QSFP28-100G-LR4
OH-DC-017-PE-T4-02 | et-0/1/1 | 100G QSFP28 | 100000 | up | Fabric to OH-DC-017-PE-T4-03 | QSFP28-100G-LR4
OH-DC-017-PE-T4-02 | et-0/1/2 | 100G QSFP28 | 100000 | up | Fabric to OH-DC-017-PE-T4-04 | QSFP28-100G-LR4
OH-DC-017-PE-T4-02 | et-0/1/3 | 100G QSFP28 | 100000 | admin-down
OH-DC-017-PE-T4-02 | ge-0/2/0 | 1G copper | 1000 | admin-down
OH-DC-017-PE-T4-02 | ge-0/2/1 | 1G copper | 1000 | admin-down
OH-DC-017-PE-T4-02 | ge-0/2/2 | 1G copper | 1000 | admin-down
OH-DC-017-PE-T4-02 | ge-0/2/3 | 1G copper | 1000 | admin-down
OH-DC-017-PE-T4-02 | ge-0/2/4 | 1G copper | 1000 | admin-down
OH-DC-017-PE-T4-02 | ge-0/2/5 | 1G copper | 1000 | admin-down
OH-DC-017-PE-T4-02 | ge-0/2/6 | 1G copper | 1000 | admin-down
OH-DC-017-PE-T4-02 | ge-0/2/7 | 1G copper | 1000 | admin-down
OH-DC-017-PE-T4-02 | ge-0/2/8 | 1G copper | 1000 | admin-down
OH-DC-017-PE-T4-02 | ge-0/2/9 | 1G copper | 1000 | admin-down
OH-DC-017-PE-T4-02 | ge-0/2/10 | 1G copper | 1000 | admin-down
OH-DC-017-PE-T4-02 | ge-0/2/11 | 1G copper | 1000 | admin-down
OH-DC-017-PE-T4-02 | ge-0/2/12 | 1G copper | 1000 | admin-down
OH-DC-017-PE-T4-02 | ge-0/2/13 | 1G copper | 1000 | admin-down
OH-DC-017-PE-T4-02 | ge-0/2/14 | 1G copper | 1000 | admin-down
OH-DC-017-PE-T4-02 | ge-0/2/15 | 1G copper | 1000 | admin-down
OH-DC-017-PE-T4-03 | xe-0/0/0 | 10G SFP+ | 10000 | admin-down
OH-DC-017-PE-T4-03 | xe-0/0/1 | 10G SFP+ | 10000 | up | Backhaul to GA-DC-011 | SFP-10G-LR
OH-DC-017-PE-T4-03 | xe-0/0/2 | 10G SFP+ | 10000 | up | Backhaul to IL-DC-009 | SFP-10G-LR
OH-DC-017-PE-T4-03 | xe-0/0/3 | 10G SFP+ | 10000 | up | Backhaul to VA-DC-003 | SFP-10G-LR
OH-DC-017-PE-T4-03 | xe-0/0/4 | 10G SFP+ | 10000 | up | Backhaul to TX-DC-006 | SFP-10G-LR
OH-DC-017-PE-T4-03 | xe-0/0/5 | 10G SFP+ | 10000 | up | Backhaul to TX-DC-005 | SFP-10G-LR
OH-DC-017-PE-T4-03 | xe-0/0/6 | 10G SFP+ | 10000 | up | Uplink to OH-DC-017-AGG-R02 | SFP-10G-LR
OH-DC-017-PE-T4-03 | xe-0/0/7 | 10G SFP+ | 10000 | admin-down
OH-DC-017-PE-T4-03 | xe-0/0/8 | 10G SFP+ | 10000 | admin-down
OH-DC-017-PE-T4-03 | xe-0/0/9 | 10G SFP+ | 10000 | admin-down
OH-DC-017-PE-T4-03 | xe-0/0/10 | 10G SFP+ | 10000 | admin-down
OH-DC-017-PE-T4-03 | xe-0/0/11 | 10G SFP+ | 10000 | admin-down
OH-DC-017-PE-T4-03 | et-0/1/0 | 100G QSFP28 | 100000 | up | Fabric to OH-DC-017-PE-T4-01 | QSFP28-100G-LR4
OH-DC-017-PE-T4-03 | et-0/1/1 | 100G QSFP28 | 100000 | up | Fabric to OH-DC-017-PE-T4-02 | QSFP28-100G-LR4
OH-DC-017-PE-T4-03 | et-0/1/2 | 100G QSFP28 | 100000 | up | Fabric to OH-DC-017-PE-T4-04 | QSFP28-100G-LR4
OH-DC-017-PE-T4-03 | et-0/1/3 | 100G QSFP28 | 100000 | admin-down
OH-DC-017-PE-T4-03 | ge-0/2/0 | 1G copper | 1000 | admin-down
OH-DC-017-PE-T4-03 | ge-0/2/1 | 1G copper | 1000 | admin-down
OH-DC-017-PE-T4-03 | ge-0/2/2 | 1G copper | 1000 | admin-down
OH-DC-017-PE-T4-03 | ge-0/2/3 | 1G copper | 1000 | admin-down
OH-DC-017-PE-T4-03 | ge-0/2/4 | 1G copper | 1000 | admin-down
OH-DC-017-PE-T4-03 | ge-0/2/5 | 1G copper | 1000 | reserved
OH-DC-017-PE-T4-03 | ge-0/2/6 | 1G copper | 1000 | admin-down
OH-DC-017-PE-T4-03 | ge-0/2/7 | 1G copper | 1000 | admin-down
OH-DC-017-PE-T4-03 | ge-0/2/8 | 1G copper | 1000 | admin-down
OH-DC-017-PE-T4-03 | ge-0/2/9 | 1G copper | 1000 | admin-down
OH-DC-017-PE-T4-03 | ge-0/2/10 | 1G copper | 1000 | admin-down
OH-DC-017-PE-T4-03 | ge-0/2/11 | 1G copper | 1000 | admin-down
OH-DC-017-PE-T4-03 | ge-0/2/12 | 1G copper | 1000 | admin-down
OH-DC-017-PE-T4-03 | ge-0/2/13 | 1G copper | 1000 | admin-down
OH-DC-017-PE-T4-03 | ge-0/2/14 | 1G copper | 1000 | admin-down
OH-DC-017-PE-T4-03 | ge-0/2/15 | 1G copper | 1000 | admin-down
OH-DC-017-PE-T4-04 | xe-0/0/0 | 10G SFP+ | 10000 | admin-down
OH-DC-017-PE-T4-04 | xe-0/0/1 | 10G SFP+ | 10000 | up | Backhaul to CO-DC-015 | SFP-10G-LR
OH-DC-017-PE-T4-04 | xe-0/0/2 | 10G SFP+ | 10000 | up | Backhaul to CA-DC-008 | SFP-10G-LR
OH-DC-017-PE-T4-04 | xe-0/0/3 | 10G SFP+ | 10000 | up | Backhaul to UT-DC-019 | SFP-10G-LR
OH-DC-017-PE-T4-04 | xe-0/0/4 | 10G SFP+ | 10000 | up | Backhaul to NJ-DC-012 | SFP-10G-LR
OH-DC-017-PE-T4-04 | xe-0/0/5 | 10G SFP+ | 10000 | up | Backhaul to NC-DC-023 | SFP-10G-LR
OH-DC-017-PE-T4-04 | xe-0/0/6 | 10G SFP+ | 10000 | admin-down
OH-DC-017-PE-T4-04 | xe-0/0/7 | 10G SFP+ | 10000 | admin-down
OH-DC-017-PE-T4-04 | xe-0/0/8 | 10G SFP+ | 10000 | admin-down
OH-DC-017-PE-T4-04 | xe-0/0/9 | 10G SFP+ | 10000 | admin-down
OH-DC-017-PE-T4-04 | xe-0/0/10 | 10G SFP+ | 10000 | admin-down
OH-DC-017-PE-T4-04 | xe-0/0/11 | 10G SFP+ | 10000 | admin-down
OH-DC-017-PE-T4-04 | et-0/1/0 | 100G QSFP28 | 100000 | up | Fabric to OH-DC-017-PE-T4-01 | QSFP28-100G-LR4
OH-DC-017-PE-T4-04 | et-0/1/1 | 100G QSFP28 | 100000 | up | Fabric to OH-DC-017-PE-T4-02 | QSFP28-100G-LR4
OH-DC-017-PE-T4-04 | et-0/1/2 | 100G QSFP28 | 100000 | up | Fabric to OH-DC-017-PE-T4-03 | QSFP28-100G-LR4
OH-DC-017-PE-T4-04 | et-0/1/3 | 100G QSFP28 | 100000 | admin-down
OH-DC-017-PE-T4-04 | ge-0/2/0 | 1G copper | 1000 | admin-down
OH-DC-017-PE-T4-04 | ge-0/2/1 | 1G copper | 1000 | admin-down
OH-DC-017-PE-T4-04 | ge-0/2/2 | 1G copper | 1000 | admin-down
OH-DC-017-PE-T4-04 | ge-0/2/3 | 1G copper | 1000 | admin-down
OH-DC-017-PE-T4-04 | ge-0/2/4 | 1G copper | 1000 | admin-down
OH-DC-017-PE-T4-04 | ge-0/2/5 | 1G copper | 1000 | admin-down
OH-DC-017-PE-T4-04 | ge-0/2/6 | 1G copper | 1000 | admin-down
OH-DC-017-PE-T4-04 | ge-0/2/7 | 1G copper | 1000 | admin-down
OH-DC-017-PE-T4-04 | ge-0/2/8 | 1G copper | 1000 | admin-down
OH-DC-017-PE-T4-04 | ge-0/2/9 | 1G copper | 1000 | admin-down
OH-DC-017-PE-T4-04 | ge-0/2/10 | 1G copper | 1000 | admin-down
OH-DC-017-PE-T4-04 | ge-0/2/11 | 1G copper | 1000 | admin-down
OH-DC-017-PE-T4-04 | ge-0/2/12 | 1G copper | 1000 | admin-down
OH-DC-017-PE-T4-04 | ge-0/2/13 | 1G copper | 1000 | admin-down
OH-DC-017-PE-T4-04 | ge-0/2/14 | 1G copper | 1000 | admin-down
OH-DC-017-PE-T4-04 | ge-0/2/15 | 1G copper | 1000 | admin-down
OH-DC-017-FW-01 | port1 | 10G SFP+ | 10000 | up | Uplink to OH-DC-017-AGG-R01 | SFP-10G-LR
OH-DC-017-FW-01 | port2 | 10G SFP+ | 10000 | up | Uplink to OH-DC-017-AGG-R02 | SFP-10G-LR
OH-DC-017-FW-01 | port3 | 10G SFP+ | 10000 | admin-down
OH-DC-017-FW-01 | port4 | 10G SFP+ | 10000 | admin-down
OH-DC-017-FW-01 | port5 | 10G SFP+ | 10000 | admin-down
OH-DC-017-FW-01 | port6 | 10G SFP+ | 10000 | admin-down
OH-DC-017-FW-01 | port7 | 10G SFP+ | 10000 | admin-down
OH-DC-017-FW-01 | port8 | 10G SFP+ | 10000 | admin-down
OH-DC-017-OLA-01 | 1/2/c1 | 100G QSFP28 | 100000 | up | Uplink to OH-DC-017-AGG-R01 | QSFP28-100G-LR4
OH-DC-017-OLA-01 | 1/2/c2 | 100G QSFP28 | 100000 | admin-down
OH-DC-017-OLA-01 | 1/2/c3 | 100G QSFP28 | 100000 | admin-down
OH-DC-017-OLA-01 | 1/2/c4 | 100G QSFP28 | 100000 | admin-down
OH-DC-017-OLA-01 | 1/2/c5 | 100G QSFP28 | 100000 | admin-down
OH-DC-017-OLA-01 | 1/2/c6 | 100G QSFP28 | 100000 | reserved
OH-DC-017-OLA-01 | 1/2/c7 | 100G QSFP28 | 100000 | admin-down
OH-DC-017-OLA-01 | 1/2/c8 | 100G QSFP28 | 100000 | admin-down
OH-DC-017-AGG-R01 | xe-0/0/0 | 10G SFP+ | 10000 | up | Uplink to OH-DC-017-FW-01 | SFP-10G-LR
OH-DC-017-AGG-R01 | xe-0/0/1 | 10G SFP+ | 10000 | up | Uplink to OH-DC-017-MMR-SW-01 | SFP-10G-LR
OH-DC-017-AGG-R01 | xe-0/0/2 | 10G SFP+ | 10000 | up | Uplink to OH-DC-017-MMR-SW-02 | SFP-10G-LR
OH-DC-017-AGG-R01 | xe-0/0/3 | 10G SFP+ | 10000 | up | Uplink to OH-DC-017-MMR-SW-03 | SFP-10G-LR
OH-DC-017-AGG-R01 | xe-0/0/4 | 10G SFP+ | 10000 | up | Uplink to OH-DC-017-MMR-SW-04 | SFP-10G-LR
OH-DC-017-AGG-R01 | xe-0/0/5 | 10G SFP+ | 10000 | admin-down
OH-DC-017-AGG-R01 | xe-0/0/6 | 10G SFP+ | 10000 | admin-down
OH-DC-017-AGG-R01 | xe-0/0/7 | 10G SFP+ | 10000 | admin-down
OH-DC-017-AGG-R01 | xe-0/0/8 | 10G SFP+ | 10000 | admin-down
OH-DC-017-AGG-R01 | xe-0/0/9 | 10G SFP+ | 10000 | admin-down
OH-DC-017-AGG-R01 | xe-0/0/10 | 10G SFP+ | 10000 | admin-down
OH-DC-017-AGG-R01 | xe-0/0/11 | 10G SFP+ | 10000 | admin-down
OH-DC-017-AGG-R01 | xe-0/0/12 | 10G SFP+ | 10000 | admin-down
OH-DC-017-AGG-R01 | xe-0/0/13 | 10G SFP+ | 10000 | admin-down
OH-DC-017-AGG-R01 | xe-0/0/14 | 10G SFP+ | 10000 | admin-down
OH-DC-017-AGG-R01 | xe-0/0/15 | 10G SFP+ | 10000 | admin-down
OH-DC-017-AGG-R01 | et-0/1/0 | 100G QSFP28 | 100000 | up | Uplink to OH-DC-017-PE-T4-01 | QSFP28-100G-LR4
OH-DC-017-AGG-R01 | et-0/1/1 | 100G QSFP28 | 100000 | up | Uplink to OH-DC-017-PE-T4-02 | QSFP28-100G-LR4
OH-DC-017-AGG-R01 | et-0/1/2 | 100G QSFP28 | 100000 | up | Uplink to OH-DC-017-OLA-01 | QSFP28-100G-LR4
OH-DC-017-AGG-R01 | et-0/1/3 | 100G QSFP28 | 100000 | admin-down
OH-DC-017-AGG-R01 | et-0/1/4 | 100G QSFP28 | 100000 | admin-down
OH-DC-017-AGG-R01 | et-0/1/5 | 100G QSFP28 | 100000 | reserved
OH-DC-017-AGG-R01 | et-0/1/6 | 100G QSFP28 | 100000 | admin-down
OH-DC-017-AGG-R01 | et-0/1/7 | 100G QSFP28 | 100000 | admin-down
OH-DC-017-AGG-R02 | xe-0/0/0 | 10G SFP+ | 10000 | up | Uplink to OH-DC-017-FW-01 | SFP-10G-LR
OH-DC-017-AGG-R02 | xe-0/0/1 | 10G SFP+ | 10000 | up | Uplink to OH-DC-017-MMR-SW-01 | SFP-10G-LR
OH-DC-017-AGG-R02 | xe-0/0/2 | 10G SFP+ | 10000 | up | Uplink to OH-DC-017-MMR-SW-02 | SFP-10G-LR
OH-DC-017-AGG-R02 | xe-0/0/3 | 10G SFP+ | 10000 | up | Uplink to OH-DC-017-MMR-SW-03 | SFP-10G-LR
OH-DC-017-AGG-R02 | xe-0/0/4 | 10G SFP+ | 10000 | up | Uplink to OH-DC-017-MMR-SW-04 | SFP-10G-LR
OH-DC-017-AGG-R02 | xe-0/0/5 | 10G SFP+ | 10000 | admin-down
OH-DC-017-AGG-R02 | xe-0/0/6 | 10G SFP+ | 10000 | reserved
OH-DC-017-AGG-R02 | xe-0/0/7 | 10G SFP+ | 10000 | admin-down
OH-DC-017-AGG-R02 | xe-0/0/8 | 10G SFP+ | 10000 | admin-down
OH-DC-017-AGG-R02 | xe-0/0/9 | 10G SFP+ | 10000 | admin-down
OH-DC-017-AGG-R02 | xe-0/0/10 | 10G SFP+ | 10000 | admin-down
OH-DC-017-AGG-R02 | xe-0/0/11 | 10G SFP+ | 10000 | admin-down
OH-DC-017-AGG-R02 | xe-0/0/12 | 10G SFP+ | 10000 | admin-down
OH-DC-017-AGG-R02 | xe-0/0/13 | 10G SFP+ | 10000 | admin-down
OH-DC-017-AGG-R02 | xe-0/0/14 | 10G SFP+ | 10000 | admin-down
OH-DC-017-AGG-R02 | xe-0/0/15 | 10G SFP+ | 10000 | admin-down
OH-DC-017-AGG-R02 | et-0/1/0 | 100G QSFP28 | 100000 | up | Uplink to OH-DC-017-PE-T4-02 | QSFP28-100G-LR4
OH-DC-017-AGG-R02 | et-0/1/1 | 100G QSFP28 | 100000 | up | Uplink to OH-DC-017-PE-T4-03 | QSFP28-100G-LR4
OH-DC-017-AGG-R02 | et-0/1/2 | 100G QSFP28 | 100000 | admin-down
OH-DC-017-AGG-R02 | et-0/1/3 | 100G QSFP28 | 100000 | admin-down
OH-DC-017-AGG-R02 | et-0/1/4 | 100G QSFP28 | 100000 | admin-down
OH-DC-017-AGG-R02 | et-0/1/5 | 100G QSFP28 | 100000 | admin-down
OH-DC-017-AGG-R02 | et-0/1/6 | 100G QSFP28 | 100000 | admin-down
OH-DC-017-AGG-R02 | et-0/1/7 | 100G QSFP28 | 100000 | admin-down
OH-DC-017-MMR-SW-01 | Te0/0/0/0 | 10G SFP+ | 10000 | up | Access to OH-DC-017-TOR-001 | SFP-10G-LR
OH-DC-017-MMR-SW-01 | Te0/0/0/1 | 10G SFP+ | 10000 | up | Server NIC
OH-DC-017-MMR-SW-01 | Te0/0/0/2 | 10G SFP+ | 10000 | admin-down
OH-DC-017-MMR-SW-01 | Te0/0/0/3 | 10G SFP+ | 10000 | up | Server NIC
OH-DC-017-MMR-SW-01 | Te0/0/0/4 | 10G SFP+ | 10000 | up | Server NIC
OH-DC-017-MMR-SW-01 | Te0/0/0/5 | 10G SFP+ | 10000 | up | Server NIC
OH-DC-017-MMR-SW-01 | Te0/0/0/6 | 10G SFP+ | 10000 | up | Server NIC
OH-DC-017-MMR-SW-01 | Te0/0/0/7 | 10G SFP+ | 10000 | reserved
OH-DC-017-MMR-SW-01 | Te0/0/0/8 | 10G SFP+ | 10000 | up | Server NIC
OH-DC-017-MMR-SW-01 | Te0/0/0/9 | 10G SFP+ | 10000 | admin-down
OH-DC-017-MMR-SW-01 | Te0/0/0/10 | 10G SFP+ | 10000 | up | Server NIC
OH-DC-017-MMR-SW-01 | Te0/0/0/11 | 10G SFP+ | 10000 | up | Server NIC
OH-DC-017-MMR-SW-01 | Te0/0/0/12 | 10G SFP+ | 10000 | up | Server NIC
OH-DC-017-MMR-SW-01 | Te0/0/0/13 | 10G SFP+ | 10000 | up | Server NIC
OH-DC-017-MMR-SW-01 | Te0/0/0/14 | 10G SFP+ | 10000 | up | Server NIC
OH-DC-017-MMR-SW-01 | Te0/0/0/15 | 10G SFP+ | 10000 | up | Server NIC
OH-DC-017-MMR-SW-01 | Te0/0/0/16 | 10G SFP+ | 10000 | up | Server NIC
OH-DC-017-MMR-SW-01 | Te0/0/0/17 | 10G SFP+ | 10000 | reserved
OH-DC-017-MMR-SW-01 | Te0/0/0/18 | 10G SFP+ | 10000 | admin-down
OH-DC-017-MMR-SW-01 | Te0/0/0/19 | 10G SFP+ | 10000 | up | Server NIC
OH-DC-017-MMR-SW-01 | Te0/0/0/20 | 10G SFP+ | 10000 | up | Server NIC
OH-DC-017-MMR-SW-01 | Te0/0/0/21 | 10G SFP+ | 10000 | up | Server NIC
OH-DC-017-MMR-SW-01 | Te0/0/0/22 | 10G SFP+ | 10000 | up | Server NIC
OH-DC-017-MMR-SW-01 | Te0/0/0/23 | 10G SFP+ | 10000 | up | Server NIC
OH-DC-017-MMR-SW-01 | Te0/0/0/24 | 10G SFP+ | 10000 | up | Server NIC
OH-DC-017-MMR-SW-01 | Te0/0/0/25 | 10G SFP+ | 10000 | admin-down
OH-DC-017-MMR-SW-01 | Te0/0/0/26 | 10G SFP+ | 10000 | admin-down
OH-DC-017-MMR-SW-01 | Te0/0/0/27 | 10G SFP+ | 10000 | up | Server NIC
OH-DC-017-MMR-SW-01 | Te0/0/0/28 | 10G SFP+ | 10000 | up | Server NIC
OH-DC-017-MMR-SW-01 | Te0/0/0/29 | 10G SFP+ | 10000 | up | Server NIC
OH-DC-017-MMR-SW-01 | Te0/0/0/30 | 10G SFP+ | 10000 | up | Server NIC
OH-DC-017-MMR-SW-01 | Te0/0/0/31 | 10G SFP+ | 10000 | up | Server NIC
OH-DC-017-MMR-SW-01 | Te0/0/0/32 | 10G SFP+ | 10000 | up | Server NIC
OH-DC-017-MMR-SW-01 | Te0/0/0/33 | 10G SFP+ | 10000 | admin-down
OH-DC-017-MMR-SW-01 | Te0/0/0/34 | 10G SFP+ | 10000 | up | Server NIC
OH-DC-017-MMR-SW-01 | Te0/0/0/35 | 10G SFP+ | 10000 | up | Server NIC
OH-DC-017-MMR-SW-01 | Te0/0/0/36 | 10G SFP+ | 10000 | up | Server NIC
OH-DC-017-MMR-SW-01 | Te0/0/0/37 | 10G SFP+ | 10000 | admin-down
OH-DC-017-MMR-SW-01 | Te0/0/0/38 | 10G SFP+ | 10000 | admin-down
OH-DC-017-MMR-SW-01 | Te0/0/0/39 | 10G SFP+ | 10000 | admin-down
OH-DC-017-MMR-SW-01 | Te0/0/0/40 | 10G SFP+ | 10000 | admin-down
OH-DC-017-MMR-SW-01 | Te0/0/0/41 | 10G SFP+ | 10000 | up | Server NIC
OH-DC-017-MMR-SW-01 | Te0/0/0/42 | 10G SFP+ | 10000 | up | Server NIC
OH-DC-017-MMR-SW-01 | Te0/0/0/43 | 10G SFP+ | 10000 | up | Server NIC
OH-DC-017-MMR-SW-01 | Te0/0/0/44 | 10G SFP+ | 10000 | up | Server NIC
OH-DC-017-MMR-SW-01 | Te0/0/0/45 | 10G SFP+ | 10000 | up | Server NIC
OH-DC-017-MMR-SW-01 | Te0/0/0/46 | 10G SFP+ | 10000 | up | Server NIC
OH-DC-017-MMR-SW-01 | Te0/0/0/47 | 10G SFP+ | 10000 | up | Server NIC
OH-DC-017-MMR-SW-01 | Hu0/0/1/0 | 100G QSFP28 | 100000 | up | Uplink to OH-DC-017-AGG-R01 | QSFP28-100G-LR4
OH-DC-017-MMR-SW-01 | Hu0/0/1/1 | 100G QSFP28 | 100000 | up | Uplink to OH-DC-017-AGG-R02 | QSFP28-100G-LR4
OH-DC-017-MMR-SW-01 | Hu0/0/1/2 | 100G QSFP28 | 100000 | admin-down
OH-DC-017-MMR-SW-01 | Hu0/0/1/3 | 100G QSFP28 | 100000 | admin-down
OH-DC-017-MMR-SW-02 | xe-0/0/0 | 10G SFP+ | 10000 | up | Access to OH-DC-017-TOR-001 | SFP-10G-LR
OH-DC-017-MMR-SW-02 | xe-0/0/1 | 10G SFP+ | 10000 | up | Access to OH-DC-017-TOR-002 | SFP-10G-LR
OH-DC-017-MMR-SW-02 | xe-0/0/2 | 10G SFP+ | 10000 | admin-down
OH-DC-017-MMR-SW-02 | xe-0/0/3 | 10G SFP+ | 10000 | admin-down
OH-DC-017-MMR-SW-02 | xe-0/0/4 | 10G SFP+ | 10000 | up | Server NIC
OH-DC-017-MMR-SW-02 | xe-0/0/5 | 10G SFP+ | 10000 | up | Server NIC
OH-DC-017-MMR-SW-02 | xe-0/0/6 | 10G SFP+ | 10000 | admin-down
OH-DC-017-MMR-SW-02 | xe-0/0/7 | 10G SFP+ | 10000 | up | Server NIC
OH-DC-017-MMR-SW-02 | xe-0/0/8 | 10G SFP+ | 10000 | up | Server NIC
OH-DC-017-MMR-SW-02 | xe-0/0/9 | 10G SFP+ | 10000 | admin-down
OH-DC-017-MMR-SW-02 | xe-0/0/10 | 10G SFP+ | 10000 | up | Server NIC
OH-DC-017-MMR-SW-02 | xe-0/0/11 | 10G SFP+ | 10000 | admin-down
OH-DC-017-MMR-SW-02 | xe-0/0/12 | 10G SFP+ | 10000 | up | Server NIC
OH-DC-017-MMR-SW-02 | xe-0/0/13 | 10G SFP+ | 10000 | admin-down
OH-DC-017-MMR-SW-02 | xe-0/0/14 | 10G SFP+ | 10000 | up | Server NIC
OH-DC-017-MMR-SW-02 | xe-0/0/15 | 10G SFP+ | 10000 | admin-down
OH-DC-017-MMR-SW-02 | xe-0/0/16 | 10G SFP+ | 10000 | admin-down
OH-DC-017-MMR-SW-02 | xe-0/0/17 | 10G SFP+ | 10000 | admin-down
OH-DC-017-MMR-SW-02 | xe-0/0/18 | 10G SFP+ | 10000 | admin-down
OH-DC-017-MMR-SW-02 | xe-0/0/19 | 10G SFP+ | 10000 | admin-down
OH-DC-017-MMR-SW-02 | xe-0/0/20 | 10G SFP+ | 10000 | admin-down
OH-DC-017-MMR-SW-02 | xe-0/0/21 | 10G SFP+ | 10000 | up | Server NIC
OH-DC-017-MMR-SW-02 | xe-0/0/22 | 10G SFP+ | 10000 | up | Server NIC
OH-DC-017-MMR-SW-02 | xe-0/0/23 | 10G SFP+ | 10000 | up | Server NIC
OH-DC-017-MMR-SW-02 | xe-0/0/24 | 10G SFP+ | 10000 | up | Server NIC
OH-DC-017-MMR-SW-02 | xe-0/0/25 | 10G SFP+ | 10000 | admin-down
OH-DC-017-MMR-SW-02 | xe-0/0/26 | 10G SFP+ | 10000 | up | Server NIC
OH-DC-017-MMR-SW-02 | xe-0/0/27 | 10G SFP+ | 10000 | up | Server NIC
OH-DC-017-MMR-SW-02 | xe-0/0/28 | 10G SFP+ | 10000 | admin-down
OH-DC-017-MMR-SW-02 | xe-0/0/29 | 10G SFP+ | 10000 | up | Server NIC
OH-DC-017-MMR-SW-02 | xe-0/0/30 | 10G SFP+ | 10000 | up | Server NIC
OH-DC-017-MMR-SW-02 | xe-0/0/31 | 10G SFP+ | 10000 | up | Server NIC
OH-DC-017-MMR-SW-02 | xe-0/0/32 | 10G SFP+ | 10000 | up | Server NIC
OH-DC-017-MMR-SW-02 | xe-0/0/33 | 10G SFP+ | 10000 | up | Server NIC
OH-DC-017-MMR-SW-02 | xe-0/0/34 | 10G SFP+ | 10000 | up | Server NIC
OH-DC-017-MMR-SW-02 | xe-0/0/35 | 10G SFP+ | 10000 | admin-down
OH-DC-017-MMR-SW-02 | xe-0/0/36 | 10G SFP+ | 10000 | up | Server NIC
OH-DC-017-MMR-SW-02 | xe-0/0/37 | 10G SFP+ | 10000 | admin-down
OH-DC-017-MMR-SW-02 | xe-0/0/38 | 10G SFP+ | 10000 | admin-down
OH-DC-017-MMR-SW-02 | xe-0/0/39 | 10G SFP+ | 10000 | up | Server NIC
OH-DC-017-MMR-SW-02 | xe-0/0/40 | 10G SFP+ | 10000 | admin-down
OH-DC-017-MMR-SW-02 | xe-0/0/41 | 10G SFP+ | 10000 | up | Server NIC
OH-DC-017-MMR-SW-02 | xe-0/0/42 | 10G SFP+ | 10000 | up | Server NIC
OH-DC-017-MMR-SW-02 | xe-0/0/43 | 10G SFP+ | 10000 | admin-down
OH-DC-017-MMR-SW-02 | xe-0/0/44 | 10G SFP+ | 10000 | up | Server NIC
OH-DC-017-MMR-SW-02 | xe-0/0/45 | 10G SFP+ | 10000 | up | Server NIC
OH-DC-017-MMR-SW-02 | xe-0/0/46 | 10G SFP+ | 10000 | up | Server NIC
OH-DC-017-MMR-SW-02 | xe-0/0/47 | 10G SFP+ | 10000 | up | Server NIC
OH-DC-017-MMR-SW-02 | et-0/1/0 | 100G QSFP28 | 100000 | up | Uplink to OH-DC-017-AGG-R02 | QSFP28-100G-LR4
OH-DC-017-MMR-SW-02 | et-0/1/1 | 100G QSFP28 | 100000 | up | Uplink to OH-DC-017-AGG-R01 | QSFP28-100G-LR4
OH-DC-017-MMR-SW-02 | et-0/1/2 | 100G QSFP28 | 100000 | admin-down
OH-DC-017-MMR-SW-02 | et-0/1/3 | 100G QSFP28 | 100000 | admin-down
OH-DC-017-MMR-SW-03 | xe-0/0/0 | 10G SFP+ | 10000 | up | Access to OH-DC-017-TOR-002 | SFP-10G-LR
OH-DC-017-MMR-SW-03 | xe-0/0/1 | 10G SFP+ | 10000 | up | Access to OH-DC-017-TOR-003 | SFP-10G-LR
OH-DC-017-MMR-SW-03 | xe-0/0/2 | 10G SFP+ | 10000 | up | Server NIC
OH-DC-017-MMR-SW-03 | xe-0/0/3 | 10G SFP+ | 10000 | up | Server NIC
OH-DC-017-MMR-SW-03 | xe-0/0/4 | 10G SFP+ | 10000 | up | Server NIC
OH-DC-017-MMR-SW-03 | xe-0/0/5 | 10G SFP+ | 10000 | up | Server NIC
OH-DC-017-MMR-SW-03 | xe-0/0/6 | 10G SFP+ | 10000 | up | Server NIC
OH-DC-017-MMR-SW-03 | xe-0/0/7 | 10G SFP+ | 10000 | up | Server NIC
OH-DC-017-MMR-SW-03 | xe-0/0/8 | 10G SFP+ | 10000 | admin-down
OH-DC-017-MMR-SW-03 | xe-0/0/9 | 10G SFP+ | 10000 | reserved
OH-DC-017-MMR-SW-03 | xe-0/0/10 | 10G SFP+ | 10000 | up | Server NIC
OH-DC-017-MMR-SW-03 | xe-0/0/11 | 10G SFP+ | 10000 | up | Server NIC
OH-DC-017-MMR-SW-03 | xe-0/0/12 | 10G SFP+ | 10000 | admin-down
OH-DC-017-MMR-SW-03 | xe-0/0/13 | 10G SFP+ | 10000 | admin-down
OH-DC-017-MMR-SW-03 | xe-0/0/14 | 10G SFP+ | 10000 | up | Server NIC
OH-DC-017-MMR-SW-03 | xe-0/0/15 | 10G SFP+ | 10000 | up | Server NIC
OH-DC-017-MMR-SW-03 | xe-0/0/16 | 10G SFP+ | 10000 | up | Server NIC
OH-DC-017-MMR-SW-03 | xe-0/0/17 | 10G SFP+ | 10000 | admin-down
OH-DC-017-MMR-SW-03 | xe-0/0/18 | 10G SFP+ | 10000 | up | Server NIC
OH-DC-017-MMR-SW-03 | xe-0/0/19 | 10G SFP+ | 10000 | up | Server NIC
OH-DC-017-MMR-SW-03 | xe-0/0/20 | 10G SFP+ | 10000 | up | Server NIC
OH-DC-017-MMR-SW-03 | xe-0/0/21 | 10G SFP+ | 10000 | up | Server NIC
OH-DC-017-MMR-SW-03 | xe-0/0/22 | 10G SFP+ | 10000 | admin-down
OH-DC-017-MMR-SW-03 | xe-0/0/23 | 10G SFP+ | 10000 | up | Server NIC
OH-DC-017-MMR-SW-03 | xe-0/0/24 | 10G SFP+ | 10000 | up | Server NIC
OH-DC-017-MMR-SW-03 | xe-0/0/25 | 10G SFP+ | 10000 | up | Server NIC
OH-DC-017-MMR-SW-03 | xe-0/0/26 | 10G SFP+ | 10000 | up | Server NIC
OH-DC-017-MMR-SW-03 | xe-0/0/27 | 10G SFP+ | 10000 | up | Server NIC
OH-DC-017-MMR-SW-03 | xe-0/0/28 | 10G SFP+ | 10000 | admin-down
OH-DC-017-MMR-SW-03 | xe-0/0/29 | 10G SFP+ | 10000 | up | Server NIC
OH-DC-017-MMR-SW-03 | xe-0/0/30 | 10G SFP+ | 10000 | up | Server NIC
OH-DC-017-MMR-SW-03 | xe-0/0/31 | 10G SFP+ | 10000 | admin-down
OH-DC-017-MMR-SW-03 | xe-0/0/32 | 10G SFP+ | 10000 | admin-down
OH-DC-017-MMR-SW-03 | xe-0/0/33 | 10G SFP+ | 10000 | up | Server NIC
OH-DC-017-MMR-SW-03 | xe-0/0/34 | 10G SFP+ | 10000 | admin-down
OH-DC-017-MMR-SW-03 | xe-0/0/35 | 10G SFP+ | 10000 | admin-down
OH-DC-017-MMR-SW-03 | xe-0/0/36 | 10G SFP+ | 10000 | up | Server NIC
OH-DC-017-MMR-SW-03 | xe-0/0/37 | 10G SFP+ | 10000 | admin-down
OH-DC-017-MMR-SW-03 | xe-0/0/38 | 10G SFP+ | 10000 | admin-down
OH-DC-017-MMR-SW-03 | xe-0/0/39 | 10G SFP+ | 10000 | admin-down
OH-DC-017-MMR-SW-03 | xe-0/0/40 | 10G SFP+ | 10000 | up | Server NIC
OH-DC-017-MMR-SW-03 | xe-0/0/41 | 10G SFP+ | 10000 | up | Server NIC
OH-DC-017-MMR-SW-03 | xe-0/0/42 | 10G SFP+ | 10000 | up | Server NIC
OH-DC-017-MMR-SW-03 | xe-0/0/43 | 10G SFP+ | 10000 | up | Server NIC
OH-DC-017-MMR-SW-03 | xe-0/0/44 | 10G SFP+ | 10000 | up | Server NIC
OH-DC-017-MMR-SW-03 | xe-0/0/45 | 10G SFP+ | 10000 | admin-down
OH-DC-017-MMR-SW-03 | xe-0/0/46 | 10G SFP+ | 10000 | admin-down
OH-DC-017-MMR-SW-03 | xe-0/0/47 | 10G SFP+ | 10000 | admin-down
OH-DC-017-MMR-SW-03 | et-0/1/0 | 100G QSFP28 | 100000 | up | Uplink to OH-DC-017-AGG-R01 | QSFP28-100G-LR4
OH-DC-017-MMR-SW-03 | et-0/1/1 | 100G QSFP28 | 100000 | up | Uplink to OH-DC-017-AGG-R02 | QSFP28-100G-LR4
OH-DC-017-MMR-SW-03 | et-0/1/2 | 100G QSFP28 | 100000 | admin-down
OH-DC-017-MMR-SW-03 | et-0/1/3 | 100G QSFP28 | 100000 | admin-down
OH-DC-017-MMR-SW-04 | Te0/0/0/0 | 10G SFP+ | 10000 | up | Access to OH-DC-017-TOR-003 | SFP-10G-LR
OH-DC-017-MMR-SW-04 | Te0/0/0/1 | 10G SFP+ | 10000 | admin-down
OH-DC-017-MMR-SW-04 | Te0/0/0/2 | 10G SFP+ | 10000 | reserved
OH-DC-017-MMR-SW-04 | Te0/0/0/3 | 10G SFP+ | 10000 | admin-down
OH-DC-017-MMR-SW-04 | Te0/0/0/4 | 10G SFP+ | 10000 | admin-down
OH-DC-017-MMR-SW-04 | Te0/0/0/5 | 10G SFP+ | 10000 | admin-down
OH-DC-017-MMR-SW-04 | Te0/0/0/6 | 10G SFP+ | 10000 | admin-down
OH-DC-017-MMR-SW-04 | Te0/0/0/7 | 10G SFP+ | 10000 | admin-down
OH-DC-017-MMR-SW-04 | Te0/0/0/8 | 10G SFP+ | 10000 | admin-down
OH-DC-017-MMR-SW-04 | Te0/0/0/9 | 10G SFP+ | 10000 | admin-down
OH-DC-017-MMR-SW-04 | Te0/0/0/10 | 10G SFP+ | 10000 | admin-down
OH-DC-017-MMR-SW-04 | Te0/0/0/11 | 10G SFP+ | 10000 | up | Server NIC
OH-DC-017-MMR-SW-04 | Te0/0/0/12 | 10G SFP+ | 10000 | up | Server NIC
OH-DC-017-MMR-SW-04 | Te0/0/0/13 | 10G SFP+ | 10000 | up | Server NIC
OH-DC-017-MMR-SW-04 | Te0/0/0/14 | 10G SFP+ | 10000 | up | Server NIC
OH-DC-017-MMR-SW-04 | Te0/0/0/15 | 10G SFP+ | 10000 | up | Server NIC
OH-DC-017-MMR-SW-04 | Te0/0/0/16 | 10G SFP+ | 10000 | up | Server NIC
OH-DC-017-MMR-SW-04 | Te0/0/0/17 | 10G SFP+ | 10000 | up | Server NIC
OH-DC-017-MMR-SW-04 | Te0/0/0/18 | 10G SFP+ | 10000 | admin-down
OH-DC-017-MMR-SW-04 | Te0/0/0/19 | 10G SFP+ | 10000 | up | Server NIC
OH-DC-017-MMR-SW-04 | Te0/0/0/20 | 10G SFP+ | 10000 | up | Server NIC
OH-DC-017-MMR-SW-04 | Te0/0/0/21 | 10G SFP+ | 10000 | up | Server NIC
OH-DC-017-MMR-SW-04 | Te0/0/0/22 | 10G SFP+ | 10000 | up | Server NIC
OH-DC-017-MMR-SW-04 | Te0/0/0/23 | 10G SFP+ | 10000 | up | Server NIC
OH-DC-017-MMR-SW-04 | Te0/0/0/24 | 10G SFP+ | 10000 | up | Server NIC
OH-DC-017-MMR-SW-04 | Te0/0/0/25 | 10G SFP+ | 10000 | up | Server NIC
OH-DC-017-MMR-SW-04 | Te0/0/0/26 | 10G SFP+ | 10000 | up | Server NIC
OH-DC-017-MMR-SW-04 | Te0/0/0/27 | 10G SFP+ | 10000 | admin-down
OH-DC-017-MMR-SW-04 | Te0/0/0/28 | 10G SFP+ | 10000 | up | Server NIC
OH-DC-017-MMR-SW-04 | Te0/0/0/29 | 10G SFP+ | 10000 | up | Server NIC
OH-DC-017-MMR-SW-04 | Te0/0/0/30 | 10G SFP+ | 10000 | up | Server NIC
OH-DC-017-MMR-SW-04 | Te0/0/0/31 | 10G SFP+ | 10000 | admin-down
OH-DC-017-MMR-SW-04 | Te0/0/0/32 | 10G SFP+ | 10000 | up | Server NIC
OH-DC-017-MMR-SW-04 | Te0/0/0/33 | 10G SFP+ | 10000 | up | Server NIC
OH-DC-017-MMR-SW-04 | Te0/0/0/34 | 10G SFP+ | 10000 | up | Server NIC
OH-DC-017-MMR-SW-04 | Te0/0/0/35 | 10G SFP+ | 10000 | up | Server NIC
OH-DC-017-MMR-SW-04 | Te0/0/0/36 | 10G SFP+ | 10000 | up | Server NIC
OH-DC-017-MMR-SW-04 | Te0/0/0/37 | 10G SFP+ | 10000 | up | Server NIC
OH-DC-017-MMR-SW-04 | Te0/0/0/38 | 10G SFP+ | 10000 | up | Server NIC
OH-DC-017-MMR-SW-04 | Te0/0/0/39 | 10G SFP+ | 10000 | up | Server NIC
OH-DC-017-MMR-SW-04 | Te0/0/0/40 | 10G SFP+ | 10000 | admin-down
OH-DC-017-MMR-SW-04 | Te0/0/0/41 | 10G SFP+ | 10000 | admin-down
OH-DC-017-MMR-SW-04 | Te0/0/0/42 | 10G SFP+ | 10000 | admin-down
OH-DC-017-MMR-SW-04 | Te0/0/0/43 | 10G SFP+ | 10000 | admin-down
OH-DC-017-MMR-SW-04 | Te0/0/0/44 | 10G SFP+ | 10000 | admin-down
OH-DC-017-MMR-SW-04 | Te0/0/0/45 | 10G SFP+ | 10000 | reserved
OH-DC-017-MMR-SW-04 | Te0/0/0/46 | 10G SFP+ | 10000 | up | Server NIC
OH-DC-017-MMR-SW-04 | Te0/0/0/47 | 10G SFP+ | 10000 | up | Server NIC
OH-DC-017-MMR-SW-04 | Hu0/0/1/0 | 100G QSFP28 | 100000 | up | Uplink to OH-DC-017-AGG-R02 | QSFP28-100G-LR4
OH-DC-017-MMR-SW-04 | Hu0/0/1/1 | 100G QSFP28 | 100000 | up | Uplink to OH-DC-017-AGG-R01 | QSFP28-100G-LR4
OH-DC-017-MMR-SW-04 | Hu0/0/1/2 | 100G QSFP28 | 100000 | admin-down
OH-DC-017-MMR-SW-04 | Hu0/0/1/3 | 100G QSFP28 | 100000 | admin-down
OH-DC-017-TOR-001 | Te0/0/0/0 | 10G SFP+ | 10000 | up | Access to OH-DC-017-MMR-SW-01 | SFP-10G-LR
OH-DC-017-TOR-001 | Te0/0/0/1 | 10G SFP+ | 10000 | up | Access to OH-DC-017-MMR-SW-02 | SFP-10G-LR
OH-DC-017-TOR-001 | Te0/0/0/2 | 10G SFP+ | 10000 | admin-down
OH-DC-017-TOR-001 | Te0/0/0/3 | 10G SFP+ | 10000 | up | Server NIC
OH-DC-017-TOR-001 | Te0/0/0/4 | 10G SFP+ | 10000 | admin-down
OH-DC-017-TOR-001 | Te0/0/0/5 | 10G SFP+ | 10000 | up | Server NIC
OH-DC-017-TOR-001 | Te0/0/0/6 | 10G SFP+ | 10000 | up | Server NIC
OH-DC-017-TOR-001 | Te0/0/0/7 | 10G SFP+ | 10000 | up | Server NIC
OH-DC-017-TOR-001 | Te0/0/0/8 | 10G SFP+ | 10000 | up | Server NIC
OH-DC-017-TOR-001 | Te0/0/0/9 | 10G SFP+ | 10000 | admin-down
OH-DC-017-TOR-001 | Te0/0/0/10 | 10G SFP+ | 10000 | up | Server NIC
OH-DC-017-TOR-001 | Te0/0/0/11 | 10G SFP+ | 10000 | up | Server NIC
OH-DC-017-TOR-001 | Te0/0/0/12 | 10G SFP+ | 10000 | admin-down
OH-DC-017-TOR-001 | Te0/0/0/13 | 10G SFP+ | 10000 | up | Server NIC
OH-DC-017-TOR-001 | Te0/0/0/14 | 10G SFP+ | 10000 | up | Server NIC
OH-DC-017-TOR-001 | Te0/0/0/15 | 10G SFP+ | 10000 | up | Server NIC
OH-DC-017-TOR-001 | Te0/0/0/16 | 10G SFP+ | 10000 | admin-down
OH-DC-017-TOR-001 | Te0/0/0/17 | 10G SFP+ | 10000 | up | Server NIC
OH-DC-017-TOR-001 | Te0/0/0/18 | 10G SFP+ | 10000 | reserved
OH-DC-017-TOR-001 | Te0/0/0/19 | 10G SFP+ | 10000 | up | Server NIC
OH-DC-017-TOR-001 | Te0/0/0/20 | 10G SFP+ | 10000 | up | Server NIC
OH-DC-017-TOR-001 | Te0/0/0/21 | 10G SFP+ | 10000 | reserved
OH-DC-017-TOR-001 | Te0/0/0/22 | 10G SFP+ | 10000 | up | Server NIC
OH-DC-017-TOR-001 | Te0/0/0/23 | 10G SFP+ | 10000 | admin-down
OH-DC-017-TOR-001 | Hu0/0/1/0 | 100G QSFP28 | 100000 | admin-down
OH-DC-017-TOR-001 | Hu0/0/1/1 | 100G QSFP28 | 100000 | admin-down
OH-DC-017-TOR-002 | xe-0/0/0 | 10G SFP+ | 10000 | up | Access to OH-DC-017-MMR-SW-02 | SFP-10G-LR
OH-DC-017-TOR-002 | xe-0/0/1 | 10G SFP+ | 10000 | up | Access to OH-DC-017-MMR-SW-03 | SFP-10G-LR
OH-DC-017-TOR-002 | xe-0/0/2 | 10G SFP+ | 10000 | admin-down
OH-DC-017-TOR-002 | xe-0/0/3 | 10G SFP+ | 10000 | admin-down
OH-DC-017-TOR-002 | xe-0/0/4 | 10G SFP+ | 10000 | admin-down
OH-DC-017-TOR-002 | xe-0/0/5 | 10G SFP+ | 10000 | up | Server NIC
OH-DC-017-TOR-002 | xe-0/0/6 | 10G SFP+ | 10000 | up | Server NIC
OH-DC-017-TOR-002 | xe-0/0/7 | 10G SFP+ | 10000 | admin-down
OH-DC-017-TOR-002 | xe-0/0/8 | 10G SFP+ | 10000 | admin-down
OH-DC-017-TOR-002 | xe-0/0/9 | 10G SFP+ | 10000 | up | Server NIC
OH-DC-017-TOR-002 | xe-0/0/10 | 10G SFP+ | 10000 | up | Server NIC
OH-DC-017-TOR-002 | xe-0/0/11 | 10G SFP+ | 10000 | up | Server NIC
OH-DC-017-TOR-002 | xe-0/0/12 | 10G SFP+ | 10000 | admin-down
OH-DC-017-TOR-002 | xe-0/0/13 | 10G SFP+ | 10000 | up | Server NIC
OH-DC-017-TOR-002 | xe-0/0/14 | 10G SFP+ | 10000 | admin-down
OH-DC-017-TOR-002 | xe-0/0/15 | 10G SFP+ | 10000 | admin-down
OH-DC-017-TOR-002 | xe-0/0/16 | 10G SFP+ | 10000 | up | Server NIC
OH-DC-017-TOR-002 | xe-0/0/17 | 10G SFP+ | 10000 | up | Server NIC
OH-DC-017-TOR-002 | xe-0/0/18 | 10G SFP+ | 10000 | up | Server NIC
OH-DC-017-TOR-002 | xe-0/0/19 | 10G SFP+ | 10000 | up | Server NIC
OH-DC-017-TOR-002 | xe-0/0/20 | 10G SFP+ | 10000 | up | Server NIC
OH-DC-017-TOR-002 | xe-0/0/21 | 10G SFP+ | 10000 | admin-down
OH-DC-017-TOR-002 | xe-0/0/22 | 10G SFP+ | 10000 | admin-down
OH-DC-017-TOR-002 | xe-0/0/23 | 10G SFP+ | 10000 | up | Server NIC
OH-DC-017-TOR-002 | et-0/1/0 | 100G QSFP28 | 100000 | admin-down
OH-DC-017-TOR-002 | et-0/1/1 | 100G QSFP28 | 100000 | admin-down
OH-DC-017-TOR-003 | Ethernet1 | 10G SFP+ | 10000 | up | Access to OH-DC-017-MMR-SW-03 | SFP-10G-LR
OH-DC-017-TOR-003 | Ethernet2 | 10G SFP+ | 10000 | up | Access to OH-DC-017-MMR-SW-04 | SFP-10G-LR
OH-DC-017-TOR-003 | Ethernet3 | 10G SFP+ | 10000 | up | Server NIC
OH-DC-017-TOR-003 | Ethernet4 | 10G SFP+ | 10000 | admin-down
OH-DC-017-TOR-003 | Ethernet5 | 10G SFP+ | 10000 | up | Server NIC
OH-DC-017-TOR-003 | Ethernet6 | 10G SFP+ | 10000 | up | Server NIC
OH-DC-017-TOR-003 | Ethernet7 | 10G SFP+ | 10000 | up | Server NIC
OH-DC-017-TOR-003 | Ethernet8 | 10G SFP+ | 10000 | up | Server NIC
OH-DC-017-TOR-003 | Ethernet9 | 10G SFP+ | 10000 | reserved
OH-DC-017-TOR-003 | Ethernet10 | 10G SFP+ | 10000 | up | Server NIC
OH-DC-017-TOR-003 | Ethernet11 | 10G SFP+ | 10000 | up | Server NIC
OH-DC-017-TOR-003 | Ethernet12 | 10G SFP+ | 10000 | admin-down
OH-DC-017-TOR-003 | Ethernet13 | 10G SFP+ | 10000 | up | Server NIC
OH-DC-017-TOR-003 | Ethernet14 | 10G SFP+ | 10000 | admin-down
OH-DC-017-TOR-003 | Ethernet15 | 10G SFP+ | 10000 | reserved
OH-DC-017-TOR-003 | Ethernet16 | 10G SFP+ | 10000 | admin-down
OH-DC-017-TOR-003 | Ethernet17 | 10G SFP+ | 10000 | up | Server NIC
OH-DC-017-TOR-003 | Ethernet18 | 10G SFP+ | 10000 | up | Server NIC
OH-DC-017-TOR-003 | Ethernet19 | 10G SFP+ | 10000 | up | Server NIC
OH-DC-017-TOR-003 | Ethernet20 | 10G SFP+ | 10000 | admin-down
OH-DC-017-TOR-003 | Ethernet21 | 10G SFP+ | 10000 | up | Server NIC
OH-DC-017-TOR-003 | Ethernet22 | 10G SFP+ | 10000 | up | Server NIC
OH-DC-017-TOR-003 | Ethernet23 | 10G SFP+ | 10000 | up | Server NIC
OH-DC-017-TOR-003 | Ethernet24 | 10G SFP+ | 10000 | up | Server NIC
OH-DC-017-TOR-003 | Ethernet49/1 | 100G QSFP28 | 100000 | admin-down
OH-DC-017-TOR-003 | Ethernet49/2 | 100G QSFP28 | 100000 | admin-down
FL-DC-018-PE-T4-01 | xe-0/0/0 | 10G SFP+ | 10000 | admin-down
FL-DC-018-PE-T4-01 | xe-0/0/1 | 10G SFP+ | 10000 | up | Backhaul to UT-DC-019 | SFP-10G-LR
FL-DC-018-PE-T4-01 | xe-0/0/2 | 10G SFP+ | 10000 | up | Backhaul to CA-DC-008 | SFP-10G-LR
FL-DC-018-PE-T4-01 | xe-0/0/3 | 10G SFP+ | 10000 | up | Backhaul to AZ-DC-010 | SFP-10G-LR
FL-DC-018-PE-T4-01 | xe-0/0/4 | 10G SFP+ | 10000 | up | Backhaul to CA-DC-020 | SFP-10G-LR
FL-DC-018-PE-T4-01 | xe-0/0/5 | 10G SFP+ | 10000 | up | Backhaul to OH-DC-016 | SFP-10G-LR
FL-DC-018-PE-T4-01 | xe-0/0/6 | 10G SFP+ | 10000 | up | Uplink to FL-DC-018-AGG-R01 | SFP-10G-LR
FL-DC-018-PE-T4-01 | xe-0/0/7 | 10G SFP+ | 10000 | admin-down
FL-DC-018-PE-T4-01 | xe-0/0/8 | 10G SFP+ | 10000 | admin-down
FL-DC-018-PE-T4-01 | xe-0/0/9 | 10G SFP+ | 10000 | admin-down
FL-DC-018-PE-T4-01 | xe-0/0/10 | 10G SFP+ | 10000 | admin-down
FL-DC-018-PE-T4-01 | xe-0/0/11 | 10G SFP+ | 10000 | admin-down
FL-DC-018-PE-T4-01 | et-0/1/0 | 100G QSFP28 | 100000 | up | Fabric to FL-DC-018-PE-T4-02 | QSFP28-100G-LR4
FL-DC-018-PE-T4-01 | et-0/1/1 | 100G QSFP28 | 100000 | up | Fabric to FL-DC-018-PE-T4-03 | QSFP28-100G-LR4
FL-DC-018-PE-T4-01 | et-0/1/2 | 100G QSFP28 | 100000 | up | Fabric to FL-DC-018-PE-T4-04 | QSFP28-100G-LR4
FL-DC-018-PE-T4-01 | et-0/1/3 | 100G QSFP28 | 100000 | admin-down
FL-DC-018-PE-T4-01 | ge-0/2/0 | 1G copper | 1000 | admin-down
FL-DC-018-PE-T4-01 | ge-0/2/1 | 1G copper | 1000 | admin-down
FL-DC-018-PE-T4-01 | ge-0/2/2 | 1G copper | 1000 | reserved
FL-DC-018-PE-T4-01 | ge-0/2/3 | 1G copper | 1000 | admin-down
FL-DC-018-PE-T4-01 | ge-0/2/4 | 1G copper | 1000 | admin-down
FL-DC-018-PE-T4-01 | ge-0/2/5 | 1G copper | 1000 | reserved
FL-DC-018-PE-T4-01 | ge-0/2/6 | 1G copper | 1000 | admin-down
FL-DC-018-PE-T4-01 | ge-0/2/7 | 1G copper | 1000 | admin-down
FL-DC-018-PE-T4-01 | ge-0/2/8 | 1G copper | 1000 | admin-down
FL-DC-018-PE-T4-01 | ge-0/2/9 | 1G copper | 1000 | admin-down
FL-DC-018-PE-T4-01 | ge-0/2/10 | 1G copper | 1000 | admin-down
FL-DC-018-PE-T4-01 | ge-0/2/11 | 1G copper | 1000 | admin-down
FL-DC-018-PE-T4-01 | ge-0/2/12 | 1G copper | 1000 | admin-down
FL-DC-018-PE-T4-01 | ge-0/2/13 | 1G copper | 1000 | admin-down
FL-DC-018-PE-T4-01 | ge-0/2/14 | 1G copper | 1000 | admin-down
FL-DC-018-PE-T4-01 | ge-0/2/15 | 1G copper | 1000 | admin-down
FL-DC-018-PE-T4-02 | xe-0/0/0 | 10G SFP+ | 10000 | admin-down
FL-DC-018-PE-T4-02 | xe-0/0/1 | 10G SFP+ | 10000 | up | Backhaul to OH-DC-017 | SFP-10G-LR
FL-DC-018-PE-T4-02 | xe-0/0/2 | 10G SFP+ | 10000 | up | Backhaul to CA-DC-020 | SFP-10G-LR
FL-DC-018-PE-T4-02 | xe-0/0/3 | 10G SFP+ | 10000 | up | Backhaul to VA-DC-002 | SFP-10G-LR
FL-DC-018-PE-T4-02 | xe-0/0/4 | 10G SFP+ | 10000 | up | Backhaul to GA-DC-011 | SFP-10G-LR
FL-DC-018-PE-T4-02 | xe-0/0/5 | 10G SFP+ | 10000 | up | Backhaul to IL-DC-009 | SFP-10G-LR
FL-DC-018-PE-T4-02 | xe-0/0/6 | 10G SFP+ | 10000 | up | Uplink to FL-DC-018-AGG-R01 | SFP-10G-LR
FL-DC-018-PE-T4-02 | xe-0/0/7 | 10G SFP+ | 10000 | up | Uplink to FL-DC-018-AGG-R02 | SFP-10G-LR
FL-DC-018-PE-T4-02 | xe-0/0/8 | 10G SFP+ | 10000 | admin-down
FL-DC-018-PE-T4-02 | xe-0/0/9 | 10G SFP+ | 10000 | admin-down
FL-DC-018-PE-T4-02 | xe-0/0/10 | 10G SFP+ | 10000 | admin-down
FL-DC-018-PE-T4-02 | xe-0/0/11 | 10G SFP+ | 10000 | admin-down
FL-DC-018-PE-T4-02 | et-0/1/0 | 100G QSFP28 | 100000 | up | Fabric to FL-DC-018-PE-T4-01 | QSFP28-100G-LR4
FL-DC-018-PE-T4-02 | et-0/1/1 | 100G QSFP28 | 100000 | up | Fabric to FL-DC-018-PE-T4-03 | QSFP28-100G-LR4
FL-DC-018-PE-T4-02 | et-0/1/2 | 100G QSFP28 | 100000 | up | Fabric to FL-DC-018-PE-T4-04 | QSFP28-100G-LR4
FL-DC-018-PE-T4-02 | et-0/1/3 | 100G QSFP28 | 100000 | admin-down
FL-DC-018-PE-T4-02 | ge-0/2/0 | 1G copper | 1000 | admin-down
FL-DC-018-PE-T4-02 | ge-0/2/1 | 1G copper | 1000 | admin-down
FL-DC-018-PE-T4-02 | ge-0/2/2 | 1G copper | 1000 | admin-down
FL-DC-018-PE-T4-02 | ge-0/2/3 | 1G copper | 1000 | admin-down
FL-DC-018-PE-T4-02 | ge-0/2/4 | 1G copper | 1000 | reserved
FL-DC-018-PE-T4-02 | ge-0/2/5 | 1G copper | 1000 | admin-down
FL-DC-018-PE-T4-02 | ge-0/2/6 | 1G copper | 1000 | admin-down
FL-DC-018-PE-T4-02 | ge-0/2/7 | 1G copper | 1000 | admin-down
FL-DC-018-PE-T4-02 | ge-0/2/8 | 1G copper | 1000 | admin-down
FL-DC-018-PE-T4-02 | ge-0/2/9 | 1G copper | 1000 | admin-down
FL-DC-018-PE-T4-02 | ge-0/2/10 | 1G copper | 1000 | admin-down
FL-DC-018-PE-T4-02 | ge-0/2/11 | 1G copper | 1000 | admin-down
FL-DC-018-PE-T4-02 | ge-0/2/12 | 1G copper | 1000 | admin-down
FL-DC-018-PE-T4-02 | ge-0/2/13 | 1G copper | 1000 | admin-down
FL-DC-018-PE-T4-02 | ge-0/2/14 | 1G copper | 1000 | reserved
FL-DC-018-PE-T4-02 | ge-0/2/15 | 1G copper | 1000 | admin-down
FL-DC-018-PE-T4-03 | xe-0/0/0 | 10G SFP+ | 10000 | admin-down
FL-DC-018-PE-T4-03 | xe-0/0/1 | 10G SFP+ | 10000 | up | Backhaul to GA-DC-011 | SFP-10G-LR
FL-DC-018-PE-T4-03 | xe-0/0/2 | 10G SFP+ | 10000 | up | Backhaul to CA-DC-020 | SFP-10G-LR
FL-DC-018-PE-T4-03 | xe-0/0/3 | 10G SFP+ | 10000 | up | Backhaul to CA-DC-008 | SFP-10G-LR
FL-DC-018-PE-T4-03 | xe-0/0/4 | 10G SFP+ | 10000 | up | Backhaul to NC-DC-023 | SFP-10G-LR
FL-DC-018-PE-T4-03 | xe-0/0/5 | 10G SFP+ | 10000 | up | Backhaul to VA-DC-002 | SFP-10G-LR
FL-DC-018-PE-T4-03 | xe-0/0/6 | 10G SFP+ | 10000 | up | Uplink to FL-DC-018-AGG-R02 | SFP-10G-LR
FL-DC-018-PE-T4-03 | xe-0/0/7 | 10G SFP+ | 10000 | admin-down
FL-DC-018-PE-T4-03 | xe-0/0/8 | 10G SFP+ | 10000 | admin-down
FL-DC-018-PE-T4-03 | xe-0/0/9 | 10G SFP+ | 10000 | admin-down
FL-DC-018-PE-T4-03 | xe-0/0/10 | 10G SFP+ | 10000 | admin-down
FL-DC-018-PE-T4-03 | xe-0/0/11 | 10G SFP+ | 10000 | admin-down
FL-DC-018-PE-T4-03 | et-0/1/0 | 100G QSFP28 | 100000 | up | Fabric to FL-DC-018-PE-T4-01 | QSFP28-100G-LR4
FL-DC-018-PE-T4-03 | et-0/1/1 | 100G QSFP28 | 100000 | up | Fabric to FL-DC-018-PE-T4-02 | QSFP28-100G-LR4
FL-DC-018-PE-T4-03 | et-0/1/2 | 100G QSFP28 | 100000 | up | Fabric to FL-DC-018-PE-T4-04 | QSFP28-100G-LR4
FL-DC-018-PE-T4-03 | et-0/1/3 | 100G QSFP28 | 100000 | admin-down
FL-DC-018-PE-T4-03 | ge-0/2/0 | 1G copper | 1000 | admin-down
FL-DC-018-PE-T4-03 | ge-0/2/1 | 1G copper | 1000 | admin-down
FL-DC-018-PE-T4-03 | ge-0/2/2 | 1G copper | 1000 | admin-down
FL-DC-018-PE-T4-03 | ge-0/2/3 | 1G copper | 1000 | admin-down
FL-DC-018-PE-T4-03 | ge-0/2/4 | 1G copper | 1000 | admin-down
FL-DC-018-PE-T4-03 | ge-0/2/5 | 1G copper | 1000 | admin-down
FL-DC-018-PE-T4-03 | ge-0/2/6 | 1G copper | 1000 | admin-down
FL-DC-018-PE-T4-03 | ge-0/2/7 | 1G copper | 1000 | admin-down
FL-DC-018-PE-T4-03 | ge-0/2/8 | 1G copper | 1000 | admin-down
FL-DC-018-PE-T4-03 | ge-0/2/9 | 1G copper | 1000 | admin-down
FL-DC-018-PE-T4-03 | ge-0/2/10 | 1G copper | 1000 | admin-down
FL-DC-018-PE-T4-03 | ge-0/2/11 | 1G copper | 1000 | admin-down
FL-DC-018-PE-T4-03 | ge-0/2/12 | 1G copper | 1000 | admin-down
FL-DC-018-PE-T4-03 | ge-0/2/13 | 1G copper | 1000 | reserved
FL-DC-018-PE-T4-03 | ge-0/2/14 | 1G copper | 1000 | admin-down
FL-DC-018-PE-T4-03 | ge-0/2/15 | 1G copper | 1000 | admin-down
FL-DC-018-PE-T4-04 | xe-0/0/0 | 10G SFP+ | 10000 | admin-down
FL-DC-018-PE-T4-04 | xe-0/0/1 | 10G SFP+ | 10000 | up | Backhaul to OR-DC-014 | SFP-10G-LR
FL-DC-018-PE-T4-04 | xe-0/0/2 | 10G SFP+ | 10000 | up | Backhaul to IL-DC-009 | SFP-10G-LR
FL-DC-018-PE-T4-04 | xe-0/0/3 | 10G SFP+ | 10000 | up | Backhaul to TX-DC-007 | SFP-10G-LR
FL-DC-018-PE-T4-04 | xe-0/0/4 | 10G SFP+ | 10000 | up | Backhaul to GA-DC-011 | SFP-10G-LR
FL-DC-018-PE-T4-04 | xe-0/0/5 | 10G SFP+ | 10000 | up | Backhaul to CO-DC-015 | SFP-10G-LR
FL-DC-018-PE-T4-04 | xe-0/0/6 | 10G SFP+ | 10000 | admin-down
FL-DC-018-PE-T4-04 | xe-0/0/7 | 10G SFP+ | 10000 | admin-down
FL-DC-018-PE-T4-04 | xe-0/0/8 | 10G SFP+ | 10000 | admin-down
FL-DC-018-PE-T4-04 | xe-0/0/9 | 10G SFP+ | 10000 | admin-down
FL-DC-018-PE-T4-04 | xe-0/0/10 | 10G SFP+ | 10000 | reserved
FL-DC-018-PE-T4-04 | xe-0/0/11 | 10G SFP+ | 10000 | admin-down
FL-DC-018-PE-T4-04 | et-0/1/0 | 100G QSFP28 | 100000 | up | Fabric to FL-DC-018-PE-T4-01 | QSFP28-100G-LR4
FL-DC-018-PE-T4-04 | et-0/1/1 | 100G QSFP28 | 100000 | up | Fabric to FL-DC-018-PE-T4-02 | QSFP28-100G-LR4
FL-DC-018-PE-T4-04 | et-0/1/2 | 100G QSFP28 | 100000 | up | Fabric to FL-DC-018-PE-T4-03 | QSFP28-100G-LR4
FL-DC-018-PE-T4-04 | et-0/1/3 | 100G QSFP28 | 100000 | admin-down
FL-DC-018-PE-T4-04 | ge-0/2/0 | 1G copper | 1000 | admin-down
FL-DC-018-PE-T4-04 | ge-0/2/1 | 1G copper | 1000 | admin-down
FL-DC-018-PE-T4-04 | ge-0/2/2 | 1G copper | 1000 | reserved
FL-DC-018-PE-T4-04 | ge-0/2/3 | 1G copper | 1000 | admin-down
FL-DC-018-PE-T4-04 | ge-0/2/4 | 1G copper | 1000 | admin-down
FL-DC-018-PE-T4-04 | ge-0/2/5 | 1G copper | 1000 | admin-down
FL-DC-018-PE-T4-04 | ge-0/2/6 | 1G copper | 1000 | admin-down
FL-DC-018-PE-T4-04 | ge-0/2/7 | 1G copper | 1000 | admin-down
FL-DC-018-PE-T4-04 | ge-0/2/8 | 1G copper | 1000 | reserved
FL-DC-018-PE-T4-04 | ge-0/2/9 | 1G copper | 1000 | admin-down
FL-DC-018-PE-T4-04 | ge-0/2/10 | 1G copper | 1000 | admin-down
FL-DC-018-PE-T4-04 | ge-0/2/11 | 1G copper | 1000 | admin-down
FL-DC-018-PE-T4-04 | ge-0/2/12 | 1G copper | 1000 | admin-down
FL-DC-018-PE-T4-04 | ge-0/2/13 | 1G copper | 1000 | admin-down
FL-DC-018-PE-T4-04 | ge-0/2/14 | 1G copper | 1000 | admin-down
FL-DC-018-PE-T4-04 | ge-0/2/15 | 1G copper | 1000 | admin-down
FL-DC-018-FW-01 | port1 | 10G SFP+ | 10000 | up | Uplink to FL-DC-018-AGG-R01 | SFP-10G-LR
FL-DC-018-FW-01 | port2 | 10G SFP+ | 10000 | up | Uplink to FL-DC-018-AGG-R02 | SFP-10G-LR
FL-DC-018-FW-01 | port3 | 10G SFP+ | 10000 | admin-down
FL-DC-018-FW-01 | port4 | 10G SFP+ | 10000 | admin-down
FL-DC-018-FW-01 | port5 | 10G SFP+ | 10000 | admin-down
FL-DC-018-FW-01 | port6 | 10G SFP+ | 10000 | admin-down
FL-DC-018-FW-01 | port7 | 10G SFP+ | 10000 | admin-down
FL-DC-018-FW-01 | port8 | 10G SFP+ | 10000 | admin-down
FL-DC-018-OLA-01 | 1/2/c1 | 100G QSFP28 | 100000 | up | Uplink to FL-DC-018-AGG-R01 | QSFP28-100G-LR4
FL-DC-018-OLA-01 | 1/2/c2 | 100G QSFP28 | 100000 | admin-down
FL-DC-018-OLA-01 | 1/2/c3 | 100G QSFP28 | 100000 | admin-down
FL-DC-018-OLA-01 | 1/2/c4 | 100G QSFP28 | 100000 | admin-down
FL-DC-018-OLA-01 | 1/2/c5 | 100G QSFP28 | 100000 | admin-down
FL-DC-018-OLA-01 | 1/2/c6 | 100G QSFP28 | 100000 | admin-down
FL-DC-018-OLA-01 | 1/2/c7 | 100G QSFP28 | 100000 | admin-down
FL-DC-018-OLA-01 | 1/2/c8 | 100G QSFP28 | 100000 | admin-down
FL-DC-018-AGG-R01 | xe-0/0/0 | 10G SFP+ | 10000 | up | Uplink to FL-DC-018-FW-01 | SFP-10G-LR
FL-DC-018-AGG-R01 | xe-0/0/1 | 10G SFP+ | 10000 | up | Uplink to FL-DC-018-MMR-SW-01 | SFP-10G-LR
FL-DC-018-AGG-R01 | xe-0/0/2 | 10G SFP+ | 10000 | up | Uplink to FL-DC-018-MMR-SW-02 | SFP-10G-LR
FL-DC-018-AGG-R01 | xe-0/0/3 | 10G SFP+ | 10000 | up | Uplink to FL-DC-018-MMR-SW-03 | SFP-10G-LR
FL-DC-018-AGG-R01 | xe-0/0/4 | 10G SFP+ | 10000 | up | Uplink to FL-DC-018-MMR-SW-04 | SFP-10G-LR
FL-DC-018-AGG-R01 | xe-0/0/5 | 10G SFP+ | 10000 | admin-down
FL-DC-018-AGG-R01 | xe-0/0/6 | 10G SFP+ | 10000 | admin-down
FL-DC-018-AGG-R01 | xe-0/0/7 | 10G SFP+ | 10000 | admin-down
FL-DC-018-AGG-R01 | xe-0/0/8 | 10G SFP+ | 10000 | admin-down
FL-DC-018-AGG-R01 | xe-0/0/9 | 10G SFP+ | 10000 | admin-down
FL-DC-018-AGG-R01 | xe-0/0/10 | 10G SFP+ | 10000 | admin-down
FL-DC-018-AGG-R01 | xe-0/0/11 | 10G SFP+ | 10000 | admin-down
FL-DC-018-AGG-R01 | xe-0/0/12 | 10G SFP+ | 10000 | admin-down
FL-DC-018-AGG-R01 | xe-0/0/13 | 10G SFP+ | 10000 | admin-down
FL-DC-018-AGG-R01 | xe-0/0/14 | 10G SFP+ | 10000 | admin-down
FL-DC-018-AGG-R01 | xe-0/0/15 | 10G SFP+ | 10000 | admin-down
FL-DC-018-AGG-R01 | et-0/1/0 | 100G QSFP28 | 100000 | up | Uplink to FL-DC-018-PE-T4-01 | QSFP28-100G-LR4
FL-DC-018-AGG-R01 | et-0/1/1 | 100G QSFP28 | 100000 | up | Uplink to FL-DC-018-PE-T4-02 | QSFP28-100G-LR4
FL-DC-018-AGG-R01 | et-0/1/2 | 100G QSFP28 | 100000 | up | Uplink to FL-DC-018-OLA-01 | QSFP28-100G-LR4
FL-DC-018-AGG-R01 | et-0/1/3 | 100G QSFP28 | 100000 | reserved
FL-DC-018-AGG-R01 | et-0/1/4 | 100G QSFP28 | 100000 | admin-down
FL-DC-018-AGG-R01 | et-0/1/5 | 100G QSFP28 | 100000 | admin-down
FL-DC-018-AGG-R01 | et-0/1/6 | 100G QSFP28 | 100000 | admin-down
FL-DC-018-AGG-R01 | et-0/1/7 | 100G QSFP28 | 100000 | admin-down
FL-DC-018-AGG-R02 | xe-0/0/0 | 10G SFP+ | 10000 | up | Uplink to FL-DC-018-FW-01 | SFP-10G-LR
FL-DC-018-AGG-R02 | xe-0/0/1 | 10G SFP+ | 10000 | up | Uplink to FL-DC-018-MMR-SW-01 | SFP-10G-LR
FL-DC-018-AGG-R02 | xe-0/0/2 | 10G SFP+ | 10000 | up | Uplink to FL-DC-018-MMR-SW-02 | SFP-10G-LR
FL-DC-018-AGG-R02 | xe-0/0/3 | 10G SFP+ | 10000 | up | Uplink to FL-DC-018-MMR-SW-03 | SFP-10G-LR
FL-DC-018-AGG-R02 | xe-0/0/4 | 10G SFP+ | 10000 | up | Uplink to FL-DC-018-MMR-SW-04 | SFP-10G-LR
FL-DC-018-AGG-R02 | xe-0/0/5 | 10G SFP+ | 10000 | admin-down
FL-DC-018-AGG-R02 | xe-0/0/6 | 10G SFP+ | 10000 | admin-down
FL-DC-018-AGG-R02 | xe-0/0/7 | 10G SFP+ | 10000 | admin-down
FL-DC-018-AGG-R02 | xe-0/0/8 | 10G SFP+ | 10000 | admin-down
FL-DC-018-AGG-R02 | xe-0/0/9 | 10G SFP+ | 10000 | reserved
FL-DC-018-AGG-R02 | xe-0/0/10 | 10G SFP+ | 10000 | admin-down
FL-DC-018-AGG-R02 | xe-0/0/11 | 10G SFP+ | 10000 | admin-down
FL-DC-018-AGG-R02 | xe-0/0/12 | 10G SFP+ | 10000 | admin-down
FL-DC-018-AGG-R02 | xe-0/0/13 | 10G SFP+ | 10000 | admin-down
FL-DC-018-AGG-R02 | xe-0/0/14 | 10G SFP+ | 10000 | admin-down
FL-DC-018-AGG-R02 | xe-0/0/15 | 10G SFP+ | 10000 | admin-down
FL-DC-018-AGG-R02 | et-0/1/0 | 100G QSFP28 | 100000 | up | Uplink to FL-DC-018-PE-T4-02 | QSFP28-100G-LR4
FL-DC-018-AGG-R02 | et-0/1/1 | 100G QSFP28 | 100000 | up | Uplink to FL-DC-018-PE-T4-03 | QSFP28-100G-LR4
FL-DC-018-AGG-R02 | et-0/1/2 | 100G QSFP28 | 100000 | admin-down
FL-DC-018-AGG-R02 | et-0/1/3 | 100G QSFP28 | 100000 | admin-down
FL-DC-018-AGG-R02 | et-0/1/4 | 100G QSFP28 | 100000 | reserved
FL-DC-018-AGG-R02 | et-0/1/5 | 100G QSFP28 | 100000 | admin-down
FL-DC-018-AGG-R02 | et-0/1/6 | 100G QSFP28 | 100000 | admin-down
FL-DC-018-AGG-R02 | et-0/1/7 | 100G QSFP28 | 100000 | admin-down
FL-DC-018-MMR-SW-01 | Ethernet1 | 10G SFP+ | 10000 | up | Access to FL-DC-018-TOR-001 | SFP-10G-LR
FL-DC-018-MMR-SW-01 | Ethernet2 | 10G SFP+ | 10000 | admin-down
FL-DC-018-MMR-SW-01 | Ethernet3 | 10G SFP+ | 10000 | up | Server NIC
FL-DC-018-MMR-SW-01 | Ethernet4 | 10G SFP+ | 10000 | admin-down
FL-DC-018-MMR-SW-01 | Ethernet5 | 10G SFP+ | 10000 | up | Server NIC
FL-DC-018-MMR-SW-01 | Ethernet6 | 10G SFP+ | 10000 | up | Server NIC
FL-DC-018-MMR-SW-01 | Ethernet7 | 10G SFP+ | 10000 | up | Server NIC
FL-DC-018-MMR-SW-01 | Ethernet8 | 10G SFP+ | 10000 | admin-down
FL-DC-018-MMR-SW-01 | Ethernet9 | 10G SFP+ | 10000 | up | Server NIC
FL-DC-018-MMR-SW-01 | Ethernet10 | 10G SFP+ | 10000 | up | Server NIC
FL-DC-018-MMR-SW-01 | Ethernet11 | 10G SFP+ | 10000 | admin-down
FL-DC-018-MMR-SW-01 | Ethernet12 | 10G SFP+ | 10000 | up | Server NIC
FL-DC-018-MMR-SW-01 | Ethernet13 | 10G SFP+ | 10000 | admin-down
FL-DC-018-MMR-SW-01 | Ethernet14 | 10G SFP+ | 10000 | admin-down
FL-DC-018-MMR-SW-01 | Ethernet15 | 10G SFP+ | 10000 | up | Server NIC
FL-DC-018-MMR-SW-01 | Ethernet16 | 10G SFP+ | 10000 | up | Server NIC
FL-DC-018-MMR-SW-01 | Ethernet17 | 10G SFP+ | 10000 | admin-down
FL-DC-018-MMR-SW-01 | Ethernet18 | 10G SFP+ | 10000 | up | Server NIC
FL-DC-018-MMR-SW-01 | Ethernet19 | 10G SFP+ | 10000 | up | Server NIC
FL-DC-018-MMR-SW-01 | Ethernet20 | 10G SFP+ | 10000 | admin-down
FL-DC-018-MMR-SW-01 | Ethernet21 | 10G SFP+ | 10000 | up | Server NIC
FL-DC-018-MMR-SW-01 | Ethernet22 | 10G SFP+ | 10000 | up | Server NIC
FL-DC-018-MMR-SW-01 | Ethernet23 | 10G SFP+ | 10000 | up | Server NIC
FL-DC-018-MMR-SW-01 | Ethernet24 | 10G SFP+ | 10000 | up | Server NIC
FL-DC-018-MMR-SW-01 | Ethernet25 | 10G SFP+ | 10000 | admin-down
FL-DC-018-MMR-SW-01 | Ethernet26 | 10G SFP+ | 10000 | admin-down
FL-DC-018-MMR-SW-01 | Ethernet27 | 10G SFP+ | 10000 | admin-down
FL-DC-018-MMR-SW-01 | Ethernet28 | 10G SFP+ | 10000 | up | Server NIC
FL-DC-018-MMR-SW-01 | Ethernet29 | 10G SFP+ | 10000 | up | Server NIC
FL-DC-018-MMR-SW-01 | Ethernet30 | 10G SFP+ | 10000 | admin-down
FL-DC-018-MMR-SW-01 | Ethernet31 | 10G SFP+ | 10000 | admin-down
FL-DC-018-MMR-SW-01 | Ethernet32 | 10G SFP+ | 10000 | up | Server NIC
FL-DC-018-MMR-SW-01 | Ethernet33 | 10G SFP+ | 10000 | admin-down
FL-DC-018-MMR-SW-01 | Ethernet34 | 10G SFP+ | 10000 | up | Server NIC
FL-DC-018-MMR-SW-01 | Ethernet35 | 10G SFP+ | 10000 | up | Server NIC
FL-DC-018-MMR-SW-01 | Ethernet36 | 10G SFP+ | 10000 | up | Server NIC
FL-DC-018-MMR-SW-01 | Ethernet37 | 10G SFP+ | 10000 | up | Server NIC
FL-DC-018-MMR-SW-01 | Ethernet38 | 10G SFP+ | 10000 | admin-down
FL-DC-018-MMR-SW-01 | Ethernet39 | 10G SFP+ | 10000 | admin-down
FL-DC-018-MMR-SW-01 | Ethernet40 | 10G SFP+ | 10000 | up | Server NIC
FL-DC-018-MMR-SW-01 | Ethernet41 | 10G SFP+ | 10000 | admin-down
FL-DC-018-MMR-SW-01 | Ethernet42 | 10G SFP+ | 10000 | admin-down
FL-DC-018-MMR-SW-01 | Ethernet43 | 10G SFP+ | 10000 | up | Server NIC
FL-DC-018-MMR-SW-01 | Ethernet44 | 10G SFP+ | 10000 | up | Server NIC
FL-DC-018-MMR-SW-01 | Ethernet45 | 10G SFP+ | 10000 | admin-down
FL-DC-018-MMR-SW-01 | Ethernet46 | 10G SFP+ | 10000 | up | Server NIC
FL-DC-018-MMR-SW-01 | Ethernet47 | 10G SFP+ | 10000 | reserved
FL-DC-018-MMR-SW-01 | Ethernet48 | 10G SFP+ | 10000 | up | Server NIC
FL-DC-018-MMR-SW-01 | Ethernet49/1 | 100G QSFP28 | 100000 | up | Uplink to FL-DC-018-AGG-R01 | QSFP28-100G-LR4
FL-DC-018-MMR-SW-01 | Ethernet49/2 | 100G QSFP28 | 100000 | up | Uplink to FL-DC-018-AGG-R02 | QSFP28-100G-LR4
FL-DC-018-MMR-SW-01 | Ethernet49/3 | 100G QSFP28 | 100000 | admin-down
FL-DC-018-MMR-SW-01 | Ethernet49/4 | 100G QSFP28 | 100000 | admin-down
FL-DC-018-MMR-SW-02 | Ethernet1 | 10G SFP+ | 10000 | up | Access to FL-DC-018-TOR-001 | SFP-10G-LR
FL-DC-018-MMR-SW-02 | Ethernet2 | 10G SFP+ | 10000 | up | Access to FL-DC-018-TOR-002 | SFP-10G-LR
FL-DC-018-MMR-SW-02 | Ethernet3 | 10G SFP+ | 10000 | up | Server NIC
FL-DC-018-MMR-SW-02 | Ethernet4 | 10G SFP+ | 10000 | up | Server NIC
FL-DC-018-MMR-SW-02 | Ethernet5 | 10G SFP+ | 10000 | up | Server NIC
FL-DC-018-MMR-SW-02 | Ethernet6 | 10G SFP+ | 10000 | admin-down
FL-DC-018-MMR-SW-02 | Ethernet7 | 10G SFP+ | 10000 | reserved
FL-DC-018-MMR-SW-02 | Ethernet8 | 10G SFP+ | 10000 | admin-down
FL-DC-018-MMR-SW-02 | Ethernet9 | 10G SFP+ | 10000 | up | Server NIC
FL-DC-018-MMR-SW-02 | Ethernet10 | 10G SFP+ | 10000 | up | Server NIC
FL-DC-018-MMR-SW-02 | Ethernet11 | 10G SFP+ | 10000 | admin-down
FL-DC-018-MMR-SW-02 | Ethernet12 | 10G SFP+ | 10000 | up | Server NIC
FL-DC-018-MMR-SW-02 | Ethernet13 | 10G SFP+ | 10000 | up | Server NIC
FL-DC-018-MMR-SW-02 | Ethernet14 | 10G SFP+ | 10000 | up | Server NIC
FL-DC-018-MMR-SW-02 | Ethernet15 | 10G SFP+ | 10000 | admin-down
FL-DC-018-MMR-SW-02 | Ethernet16 | 10G SFP+ | 10000 | up | Server NIC
FL-DC-018-MMR-SW-02 | Ethernet17 | 10G SFP+ | 10000 | admin-down
FL-DC-018-MMR-SW-02 | Ethernet18 | 10G SFP+ | 10000 | up | Server NIC
FL-DC-018-MMR-SW-02 | Ethernet19 | 10G SFP+ | 10000 | admin-down
FL-DC-018-MMR-SW-02 | Ethernet20 | 10G SFP+ | 10000 | admin-down
FL-DC-018-MMR-SW-02 | Ethernet21 | 10G SFP+ | 10000 | admin-down
FL-DC-018-MMR-SW-02 | Ethernet22 | 10G SFP+ | 10000 | admin-down
FL-DC-018-MMR-SW-02 | Ethernet23 | 10G SFP+ | 10000 | admin-down
FL-DC-018-MMR-SW-02 | Ethernet24 | 10G SFP+ | 10000 | up | Server NIC
FL-DC-018-MMR-SW-02 | Ethernet25 | 10G SFP+ | 10000 | admin-down
FL-DC-018-MMR-SW-02 | Ethernet26 | 10G SFP+ | 10000 | up | Server NIC
FL-DC-018-MMR-SW-02 | Ethernet27 | 10G SFP+ | 10000 | up | Server NIC
FL-DC-018-MMR-SW-02 | Ethernet28 | 10G SFP+ | 10000 | admin-down
FL-DC-018-MMR-SW-02 | Ethernet29 | 10G SFP+ | 10000 | up | Server NIC
FL-DC-018-MMR-SW-02 | Ethernet30 | 10G SFP+ | 10000 | admin-down
FL-DC-018-MMR-SW-02 | Ethernet31 | 10G SFP+ | 10000 | up | Server NIC
FL-DC-018-MMR-SW-02 | Ethernet32 | 10G SFP+ | 10000 | up | Server NIC
FL-DC-018-MMR-SW-02 | Ethernet33 | 10G SFP+ | 10000 | admin-down
FL-DC-018-MMR-SW-02 | Ethernet34 | 10G SFP+ | 10000 | up | Server NIC
FL-DC-018-MMR-SW-02 | Ethernet35 | 10G SFP+ | 10000 | up | Server NIC
FL-DC-018-MMR-SW-02 | Ethernet36 | 10G SFP+ | 10000 | admin-down
FL-DC-018-MMR-SW-02 | Ethernet37 | 10G SFP+ | 10000 | up | Server NIC
FL-DC-018-MMR-SW-02 | Ethernet38 | 10G SFP+ | 10000 | admin-down
FL-DC-018-MMR-SW-02 | Ethernet39 | 10G SFP+ | 10000 | up | Server NIC
FL-DC-018-MMR-SW-02 | Ethernet40 | 10G SFP+ | 10000 | admin-down
FL-DC-018-MMR-SW-02 | Ethernet41 | 10G SFP+ | 10000 | up | Server NIC
FL-DC-018-MMR-SW-02 | Ethernet42 | 10G SFP+ | 10000 | admin-down
FL-DC-018-MMR-SW-02 | Ethernet43 | 10G SFP+ | 10000 | admin-down
FL-DC-018-MMR-SW-02 | Ethernet44 | 10G SFP+ | 10000 | admin-down
FL-DC-018-MMR-SW-02 | Ethernet45 | 10G SFP+ | 10000 | up | Server NIC
FL-DC-018-MMR-SW-02 | Ethernet46 | 10G SFP+ | 10000 | up | Server NIC
FL-DC-018-MMR-SW-02 | Ethernet47 | 10G SFP+ | 10000 | up | Server NIC
FL-DC-018-MMR-SW-02 | Ethernet48 | 10G SFP+ | 10000 | up | Server NIC
FL-DC-018-MMR-SW-02 | Ethernet49/1 | 100G QSFP28 | 100000 | up | Uplink to FL-DC-018-AGG-R02 | QSFP28-100G-LR4
FL-DC-018-MMR-SW-02 | Ethernet49/2 | 100G QSFP28 | 100000 | up | Uplink to FL-DC-018-AGG-R01 | QSFP28-100G-LR4
FL-DC-018-MMR-SW-02 | Ethernet49/3 | 100G QSFP28 | 100000 | admin-down
FL-DC-018-MMR-SW-02 | Ethernet49/4 | 100G QSFP28 | 100000 | admin-down
FL-DC-018-MMR-SW-03 | Ethernet1 | 10G SFP+ | 10000 | up | Access to FL-DC-018-TOR-002 | SFP-10G-LR
FL-DC-018-MMR-SW-03 | Ethernet2 | 10G SFP+ | 10000 | up | Server NIC
FL-DC-018-MMR-SW-03 | Ethernet3 | 10G SFP+ | 10000 | up | Server NIC
FL-DC-018-MMR-SW-03 | Ethernet4 | 10G SFP+ | 10000 | up | Server NIC
FL-DC-018-MMR-SW-03 | Ethernet5 | 10G SFP+ | 10000 | up | Server NIC
FL-DC-018-MMR-SW-03 | Ethernet6 | 10G SFP+ | 10000 | up | Server NIC
FL-DC-018-MMR-SW-03 | Ethernet7 | 10G SFP+ | 10000 | up | Server NIC
FL-DC-018-MMR-SW-03 | Ethernet8 | 10G SFP+ | 10000 | up | Server NIC
FL-DC-018-MMR-SW-03 | Ethernet9 | 10G SFP+ | 10000 | admin-down
FL-DC-018-MMR-SW-03 | Ethernet10 | 10G SFP+ | 10000 | up | Server NIC
FL-DC-018-MMR-SW-03 | Ethernet11 | 10G SFP+ | 10000 | admin-down
FL-DC-018-MMR-SW-03 | Ethernet12 | 10G SFP+ | 10000 | up | Server NIC
FL-DC-018-MMR-SW-03 | Ethernet13 | 10G SFP+ | 10000 | admin-down
FL-DC-018-MMR-SW-03 | Ethernet14 | 10G SFP+ | 10000 | up | Server NIC
FL-DC-018-MMR-SW-03 | Ethernet15 | 10G SFP+ | 10000 | up | Server NIC
FL-DC-018-MMR-SW-03 | Ethernet16 | 10G SFP+ | 10000 | admin-down
FL-DC-018-MMR-SW-03 | Ethernet17 | 10G SFP+ | 10000 | up | Server NIC
FL-DC-018-MMR-SW-03 | Ethernet18 | 10G SFP+ | 10000 | up | Server NIC
FL-DC-018-MMR-SW-03 | Ethernet19 | 10G SFP+ | 10000 | admin-down
FL-DC-018-MMR-SW-03 | Ethernet20 | 10G SFP+ | 10000 | up | Server NIC
FL-DC-018-MMR-SW-03 | Ethernet21 | 10G SFP+ | 10000 | admin-down
FL-DC-018-MMR-SW-03 | Ethernet22 | 10G SFP+ | 10000 | admin-down
FL-DC-018-MMR-SW-03 | Ethernet23 | 10G SFP+ | 10000 | up | Server NIC
FL-DC-018-MMR-SW-03 | Ethernet24 | 10G SFP+ | 10000 | admin-down
FL-DC-018-MMR-SW-03 | Ethernet25 | 10G SFP+ | 10000 | up | Server NIC
FL-DC-018-MMR-SW-03 | Ethernet26 | 10G SFP+ | 10000 | reserved
FL-DC-018-MMR-SW-03 | Ethernet27 | 10G SFP+ | 10000 | up | Server NIC
FL-DC-018-MMR-SW-03 | Ethernet28 | 10G SFP+ | 10000 | admin-down
FL-DC-018-MMR-SW-03 | Ethernet29 | 10G SFP+ | 10000 | up | Server NIC
FL-DC-018-MMR-SW-03 | Ethernet30 | 10G SFP+ | 10000 | up | Server NIC
FL-DC-018-MMR-SW-03 | Ethernet31 | 10G SFP+ | 10000 | admin-down
FL-DC-018-MMR-SW-03 | Ethernet32 | 10G SFP+ | 10000 | up | Server NIC
FL-DC-018-MMR-SW-03 | Ethernet33 | 10G SFP+ | 10000 | up | Server NIC
FL-DC-018-MMR-SW-03 | Ethernet34 | 10G SFP+ | 10000 | up | Server NIC
FL-DC-018-MMR-SW-03 | Ethernet35 | 10G SFP+ | 10000 | admin-down
FL-DC-018-MMR-SW-03 | Ethernet36 | 10G SFP+ | 10000 | up | Server NIC
FL-DC-018-MMR-SW-03 | Ethernet37 | 10G SFP+ | 10000 | up | Server NIC
FL-DC-018-MMR-SW-03 | Ethernet38 | 10G SFP+ | 10000 | admin-down
FL-DC-018-MMR-SW-03 | Ethernet39 | 10G SFP+ | 10000 | up | Server NIC
FL-DC-018-MMR-SW-03 | Ethernet40 | 10G SFP+ | 10000 | admin-down
FL-DC-018-MMR-SW-03 | Ethernet41 | 10G SFP+ | 10000 | admin-down
FL-DC-018-MMR-SW-03 | Ethernet42 | 10G SFP+ | 10000 | up | Server NIC
FL-DC-018-MMR-SW-03 | Ethernet43 | 10G SFP+ | 10000 | up | Server NIC
FL-DC-018-MMR-SW-03 | Ethernet44 | 10G SFP+ | 10000 | admin-down
FL-DC-018-MMR-SW-03 | Ethernet45 | 10G SFP+ | 10000 | up | Server NIC
FL-DC-018-MMR-SW-03 | Ethernet46 | 10G SFP+ | 10000 | admin-down
FL-DC-018-MMR-SW-03 | Ethernet47 | 10G SFP+ | 10000 | admin-down
FL-DC-018-MMR-SW-03 | Ethernet48 | 10G SFP+ | 10000 | up | Server NIC
FL-DC-018-MMR-SW-03 | Ethernet49/1 | 100G QSFP28 | 100000 | up | Uplink to FL-DC-018-AGG-R01 | QSFP28-100G-LR4
FL-DC-018-MMR-SW-03 | Ethernet49/2 | 100G QSFP28 | 100000 | up | Uplink to FL-DC-018-AGG-R02 | QSFP28-100G-LR4
FL-DC-018-MMR-SW-03 | Ethernet49/3 | 100G QSFP28 | 100000 | admin-down
FL-DC-018-MMR-SW-03 | Ethernet49/4 | 100G QSFP28 | 100000 | admin-down
FL-DC-018-MMR-SW-04 | Te0/0/0/0 | 10G SFP+ | 10000 | admin-down
FL-DC-018-MMR-SW-04 | Te0/0/0/1 | 10G SFP+ | 10000 | admin-down
FL-DC-018-MMR-SW-04 | Te0/0/0/2 | 10G SFP+ | 10000 | admin-down
FL-DC-018-MMR-SW-04 | Te0/0/0/3 | 10G SFP+ | 10000 | up | Server NIC
FL-DC-018-MMR-SW-04 | Te0/0/0/4 | 10G SFP+ | 10000 | admin-down
FL-DC-018-MMR-SW-04 | Te0/0/0/5 | 10G SFP+ | 10000 | admin-down
FL-DC-018-MMR-SW-04 | Te0/0/0/6 | 10G SFP+ | 10000 | admin-down
FL-DC-018-MMR-SW-04 | Te0/0/0/7 | 10G SFP+ | 10000 | up | Server NIC
FL-DC-018-MMR-SW-04 | Te0/0/0/8 | 10G SFP+ | 10000 | up | Server NIC
FL-DC-018-MMR-SW-04 | Te0/0/0/9 | 10G SFP+ | 10000 | admin-down
FL-DC-018-MMR-SW-04 | Te0/0/0/10 | 10G SFP+ | 10000 | admin-down
FL-DC-018-MMR-SW-04 | Te0/0/0/11 | 10G SFP+ | 10000 | admin-down
FL-DC-018-MMR-SW-04 | Te0/0/0/12 | 10G SFP+ | 10000 | up | Server NIC
FL-DC-018-MMR-SW-04 | Te0/0/0/13 | 10G SFP+ | 10000 | up | Server NIC
FL-DC-018-MMR-SW-04 | Te0/0/0/14 | 10G SFP+ | 10000 | admin-down
FL-DC-018-MMR-SW-04 | Te0/0/0/15 | 10G SFP+ | 10000 | up | Server NIC
FL-DC-018-MMR-SW-04 | Te0/0/0/16 | 10G SFP+ | 10000 | up | Server NIC
FL-DC-018-MMR-SW-04 | Te0/0/0/17 | 10G SFP+ | 10000 | up | Server NIC
FL-DC-018-MMR-SW-04 | Te0/0/0/18 | 10G SFP+ | 10000 | up | Server NIC
FL-DC-018-MMR-SW-04 | Te0/0/0/19 | 10G SFP+ | 10000 | admin-down
FL-DC-018-MMR-SW-04 | Te0/0/0/20 | 10G SFP+ | 10000 | up | Server NIC
FL-DC-018-MMR-SW-04 | Te0/0/0/21 | 10G SFP+ | 10000 | up | Server NIC
FL-DC-018-MMR-SW-04 | Te0/0/0/22 | 10G SFP+ | 10000 | up | Server NIC
FL-DC-018-MMR-SW-04 | Te0/0/0/23 | 10G SFP+ | 10000 | up | Server NIC
FL-DC-018-MMR-SW-04 | Te0/0/0/24 | 10G SFP+ | 10000 | up | Server NIC
FL-DC-018-MMR-SW-04 | Te0/0/0/25 | 10G SFP+ | 10000 | admin-down
FL-DC-018-MMR-SW-04 | Te0/0/0/26 | 10G SFP+ | 10000 | up | Server NIC
FL-DC-018-MMR-SW-04 | Te0/0/0/27 | 10G SFP+ | 10000 | up | Server NIC
FL-DC-018-MMR-SW-04 | Te0/0/0/28 | 10G SFP+ | 10000 | up | Server NIC
FL-DC-018-MMR-SW-04 | Te0/0/0/29 | 10G SFP+ | 10000 | up | Server NIC
FL-DC-018-MMR-SW-04 | Te0/0/0/30 | 10G SFP+ | 10000 | up | Server NIC
FL-DC-018-MMR-SW-04 | Te0/0/0/31 | 10G SFP+ | 10000 | up | Server NIC
FL-DC-018-MMR-SW-04 | Te0/0/0/32 | 10G SFP+ | 10000 | up | Server NIC
FL-DC-018-MMR-SW-04 | Te0/0/0/33 | 10G SFP+ | 10000 | up | Server NIC
FL-DC-018-MMR-SW-04 | Te0/0/0/34 | 10G SFP+ | 10000 | admin-down
FL-DC-018-MMR-SW-04 | Te0/0/0/35 | 10G SFP+ | 10000 | up | Server NIC
FL-DC-018-MMR-SW-04 | Te0/0/0/36 | 10G SFP+ | 10000 | admin-down
FL-DC-018-MMR-SW-04 | Te0/0/0/37 | 10G SFP+ | 10000 | admin-down
FL-DC-018-MMR-SW-04 | Te0/0/0/38 | 10G SFP+ | 10000 | up | Server NIC
FL-DC-018-MMR-SW-04 | Te0/0/0/39 | 10G SFP+ | 10000 | admin-down
FL-DC-018-MMR-SW-04 | Te0/0/0/40 | 10G SFP+ | 10000 | up | Server NIC
FL-DC-018-MMR-SW-04 | Te0/0/0/41 | 10G SFP+ | 10000 | up | Server NIC
FL-DC-018-MMR-SW-04 | Te0/0/0/42 | 10G SFP+ | 10000 | up | Server NIC
FL-DC-018-MMR-SW-04 | Te0/0/0/43 | 10G SFP+ | 10000 | up | Server NIC
FL-DC-018-MMR-SW-04 | Te0/0/0/44 | 10G SFP+ | 10000 | admin-down
FL-DC-018-MMR-SW-04 | Te0/0/0/45 | 10G SFP+ | 10000 | up | Server NIC
FL-DC-018-MMR-SW-04 | Te0/0/0/46 | 10G SFP+ | 10000 | admin-down
FL-DC-018-MMR-SW-04 | Te0/0/0/47 | 10G SFP+ | 10000 | admin-down
FL-DC-018-MMR-SW-04 | Hu0/0/1/0 | 100G QSFP28 | 100000 | up | Uplink to FL-DC-018-AGG-R02 | QSFP28-100G-LR4
FL-DC-018-MMR-SW-04 | Hu0/0/1/1 | 100G QSFP28 | 100000 | up | Uplink to FL-DC-018-AGG-R01 | QSFP28-100G-LR4
FL-DC-018-MMR-SW-04 | Hu0/0/1/2 | 100G QSFP28 | 100000 | admin-down
FL-DC-018-MMR-SW-04 | Hu0/0/1/3 | 100G QSFP28 | 100000 | admin-down
FL-DC-018-TOR-001 | Te0/0/0/0 | 10G SFP+ | 10000 | up | Access to FL-DC-018-MMR-SW-01 | SFP-10G-LR
FL-DC-018-TOR-001 | Te0/0/0/1 | 10G SFP+ | 10000 | up | Access to FL-DC-018-MMR-SW-02 | SFP-10G-LR
FL-DC-018-TOR-001 | Te0/0/0/2 | 10G SFP+ | 10000 | up | Server NIC
FL-DC-018-TOR-001 | Te0/0/0/3 | 10G SFP+ | 10000 | admin-down
FL-DC-018-TOR-001 | Te0/0/0/4 | 10G SFP+ | 10000 | up | Server NIC
FL-DC-018-TOR-001 | Te0/0/0/5 | 10G SFP+ | 10000 | up | Server NIC
FL-DC-018-TOR-001 | Te0/0/0/6 | 10G SFP+ | 10000 | up | Server NIC
FL-DC-018-TOR-001 | Te0/0/0/7 | 10G SFP+ | 10000 | admin-down
FL-DC-018-TOR-001 | Te0/0/0/8 | 10G SFP+ | 10000 | up | Server NIC
FL-DC-018-TOR-001 | Te0/0/0/9 | 10G SFP+ | 10000 | up | Server NIC
FL-DC-018-TOR-001 | Te0/0/0/10 | 10G SFP+ | 10000 | up | Server NIC
FL-DC-018-TOR-001 | Te0/0/0/11 | 10G SFP+ | 10000 | up | Server NIC
FL-DC-018-TOR-001 | Te0/0/0/12 | 10G SFP+ | 10000 | up | Server NIC
FL-DC-018-TOR-001 | Te0/0/0/13 | 10G SFP+ | 10000 | up | Server NIC
FL-DC-018-TOR-001 | Te0/0/0/14 | 10G SFP+ | 10000 | up | Server NIC
FL-DC-018-TOR-001 | Te0/0/0/15 | 10G SFP+ | 10000 | up | Server NIC
FL-DC-018-TOR-001 | Te0/0/0/16 | 10G SFP+ | 10000 | admin-down
FL-DC-018-TOR-001 | Te0/0/0/17 | 10G SFP+ | 10000 | up | Server NIC
FL-DC-018-TOR-001 | Te0/0/0/18 | 10G SFP+ | 10000 | admin-down
FL-DC-018-TOR-001 | Te0/0/0/19 | 10G SFP+ | 10000 | up | Server NIC
FL-DC-018-TOR-001 | Te0/0/0/20 | 10G SFP+ | 10000 | up | Server NIC
FL-DC-018-TOR-001 | Te0/0/0/21 | 10G SFP+ | 10000 | up | Server NIC
FL-DC-018-TOR-001 | Te0/0/0/22 | 10G SFP+ | 10000 | up | Server NIC
FL-DC-018-TOR-001 | Te0/0/0/23 | 10G SFP+ | 10000 | up | Server NIC
FL-DC-018-TOR-001 | Hu0/0/1/0 | 100G QSFP28 | 100000 | admin-down
FL-DC-018-TOR-001 | Hu0/0/1/1 | 100G QSFP28 | 100000 | reserved
FL-DC-018-TOR-002 | xe-0/0/0 | 10G SFP+ | 10000 | up | Access to FL-DC-018-MMR-SW-02 | SFP-10G-LR
FL-DC-018-TOR-002 | xe-0/0/1 | 10G SFP+ | 10000 | up | Access to FL-DC-018-MMR-SW-03 | SFP-10G-LR
FL-DC-018-TOR-002 | xe-0/0/2 | 10G SFP+ | 10000 | up | Server NIC
FL-DC-018-TOR-002 | xe-0/0/3 | 10G SFP+ | 10000 | up | Server NIC
FL-DC-018-TOR-002 | xe-0/0/4 | 10G SFP+ | 10000 | up | Server NIC
FL-DC-018-TOR-002 | xe-0/0/5 | 10G SFP+ | 10000 | up | Server NIC
FL-DC-018-TOR-002 | xe-0/0/6 | 10G SFP+ | 10000 | up | Server NIC
FL-DC-018-TOR-002 | xe-0/0/7 | 10G SFP+ | 10000 | admin-down
FL-DC-018-TOR-002 | xe-0/0/8 | 10G SFP+ | 10000 | admin-down
FL-DC-018-TOR-002 | xe-0/0/9 | 10G SFP+ | 10000 | admin-down
FL-DC-018-TOR-002 | xe-0/0/10 | 10G SFP+ | 10000 | admin-down
FL-DC-018-TOR-002 | xe-0/0/11 | 10G SFP+ | 10000 | up | Server NIC
FL-DC-018-TOR-002 | xe-0/0/12 | 10G SFP+ | 10000 | reserved
FL-DC-018-TOR-002 | xe-0/0/13 | 10G SFP+ | 10000 | up | Server NIC
FL-DC-018-TOR-002 | xe-0/0/14 | 10G SFP+ | 10000 | up | Server NIC
FL-DC-018-TOR-002 | xe-0/0/15 | 10G SFP+ | 10000 | admin-down
FL-DC-018-TOR-002 | xe-0/0/16 | 10G SFP+ | 10000 | admin-down
FL-DC-018-TOR-002 | xe-0/0/17 | 10G SFP+ | 10000 | up | Server NIC
FL-DC-018-TOR-002 | xe-0/0/18 | 10G SFP+ | 10000 | up | Server NIC
FL-DC-018-TOR-002 | xe-0/0/19 | 10G SFP+ | 10000 | admin-down
FL-DC-018-TOR-002 | xe-0/0/20 | 10G SFP+ | 10000 | up | Server NIC
FL-DC-018-TOR-002 | xe-0/0/21 | 10G SFP+ | 10000 | admin-down
FL-DC-018-TOR-002 | xe-0/0/22 | 10G SFP+ | 10000 | admin-down
FL-DC-018-TOR-002 | xe-0/0/23 | 10G SFP+ | 10000 | up | Server NIC
FL-DC-018-TOR-002 | et-0/1/0 | 100G QSFP28 | 100000 | admin-down
FL-DC-018-TOR-002 | et-0/1/1 | 100G QSFP28 | 100000 | admin-down
UT-DC-019-PE-T4-01 | xe-0/0/0 | 10G SFP+ | 10000 | admin-down
UT-DC-019-PE-T4-01 | xe-0/0/1 | 10G SFP+ | 10000 | up | Backhaul to VA-DC-001 | SFP-10G-LR
UT-DC-019-PE-T4-01 | xe-0/0/2 | 10G SFP+ | 10000 | up | Backhaul to CA-DC-021 | SFP-10G-LR
UT-DC-019-PE-T4-01 | xe-0/0/3 | 10G SFP+ | 10000 | up | Backhaul to CA-DC-021 | SFP-10G-LR
UT-DC-019-PE-T4-01 | xe-0/0/4 | 10G SFP+ | 10000 | up | Backhaul to VA-DC-001 | SFP-10G-LR
UT-DC-019-PE-T4-01 | xe-0/0/5 | 10G SFP+ | 10000 | up | Backhaul to CO-DC-015 | SFP-10G-LR
UT-DC-019-PE-T4-01 | xe-0/0/6 | 10G SFP+ | 10000 | up | Uplink to UT-DC-019-AGG-R01 | SFP-10G-LR
UT-DC-019-PE-T4-01 | xe-0/0/7 | 10G SFP+ | 10000 | admin-down
UT-DC-019-PE-T4-01 | xe-0/0/8 | 10G SFP+ | 10000 | reserved
UT-DC-019-PE-T4-01 | xe-0/0/9 | 10G SFP+ | 10000 | admin-down
UT-DC-019-PE-T4-01 | xe-0/0/10 | 10G SFP+ | 10000 | admin-down
UT-DC-019-PE-T4-01 | xe-0/0/11 | 10G SFP+ | 10000 | admin-down
UT-DC-019-PE-T4-01 | et-0/1/0 | 100G QSFP28 | 100000 | up | Fabric to UT-DC-019-PE-T4-02 | QSFP28-100G-LR4
UT-DC-019-PE-T4-01 | et-0/1/1 | 100G QSFP28 | 100000 | up | Fabric to UT-DC-019-PE-T4-03 | QSFP28-100G-LR4
UT-DC-019-PE-T4-01 | et-0/1/2 | 100G QSFP28 | 100000 | up | Fabric to UT-DC-019-PE-T4-04 | QSFP28-100G-LR4
UT-DC-019-PE-T4-01 | et-0/1/3 | 100G QSFP28 | 100000 | admin-down
UT-DC-019-PE-T4-01 | ge-0/2/0 | 1G copper | 1000 | admin-down
UT-DC-019-PE-T4-01 | ge-0/2/1 | 1G copper | 1000 | admin-down
UT-DC-019-PE-T4-01 | ge-0/2/2 | 1G copper | 1000 | admin-down
UT-DC-019-PE-T4-01 | ge-0/2/3 | 1G copper | 1000 | admin-down
UT-DC-019-PE-T4-01 | ge-0/2/4 | 1G copper | 1000 | admin-down
UT-DC-019-PE-T4-01 | ge-0/2/5 | 1G copper | 1000 | reserved
UT-DC-019-PE-T4-01 | ge-0/2/6 | 1G copper | 1000 | reserved
UT-DC-019-PE-T4-01 | ge-0/2/7 | 1G copper | 1000 | admin-down
UT-DC-019-PE-T4-01 | ge-0/2/8 | 1G copper | 1000 | admin-down
UT-DC-019-PE-T4-01 | ge-0/2/9 | 1G copper | 1000 | admin-down
UT-DC-019-PE-T4-01 | ge-0/2/10 | 1G copper | 1000 | admin-down
UT-DC-019-PE-T4-01 | ge-0/2/11 | 1G copper | 1000 | admin-down
UT-DC-019-PE-T4-01 | ge-0/2/12 | 1G copper | 1000 | admin-down
UT-DC-019-PE-T4-01 | ge-0/2/13 | 1G copper | 1000 | admin-down
UT-DC-019-PE-T4-01 | ge-0/2/14 | 1G copper | 1000 | admin-down
UT-DC-019-PE-T4-01 | ge-0/2/15 | 1G copper | 1000 | admin-down
UT-DC-019-PE-T4-02 | xe-0/0/0 | 10G SFP+ | 10000 | admin-down
UT-DC-019-PE-T4-02 | xe-0/0/1 | 10G SFP+ | 10000 | up | Backhaul to TX-DC-022 | SFP-10G-LR
UT-DC-019-PE-T4-02 | xe-0/0/2 | 10G SFP+ | 10000 | up | Backhaul to TX-DC-007 | SFP-10G-LR
UT-DC-019-PE-T4-02 | xe-0/0/3 | 10G SFP+ | 10000 | up | Backhaul to OR-DC-014 | SFP-10G-LR
UT-DC-019-PE-T4-02 | xe-0/0/4 | 10G SFP+ | 10000 | up | Backhaul to VA-DC-001 | SFP-10G-LR
UT-DC-019-PE-T4-02 | xe-0/0/5 | 10G SFP+ | 10000 | up | Backhaul to CA-DC-021 | SFP-10G-LR
UT-DC-019-PE-T4-02 | xe-0/0/6 | 10G SFP+ | 10000 | up | Uplink to UT-DC-019-AGG-R01 | SFP-10G-LR
UT-DC-019-PE-T4-02 | xe-0/0/7 | 10G SFP+ | 10000 | up | Uplink to UT-DC-019-AGG-R02 | SFP-10G-LR
UT-DC-019-PE-T4-02 | xe-0/0/8 | 10G SFP+ | 10000 | admin-down
UT-DC-019-PE-T4-02 | xe-0/0/9 | 10G SFP+ | 10000 | reserved
UT-DC-019-PE-T4-02 | xe-0/0/10 | 10G SFP+ | 10000 | admin-down
UT-DC-019-PE-T4-02 | xe-0/0/11 | 10G SFP+ | 10000 | admin-down
UT-DC-019-PE-T4-02 | et-0/1/0 | 100G QSFP28 | 100000 | up | Fabric to UT-DC-019-PE-T4-01 | QSFP28-100G-LR4
UT-DC-019-PE-T4-02 | et-0/1/1 | 100G QSFP28 | 100000 | up | Fabric to UT-DC-019-PE-T4-03 | QSFP28-100G-LR4
UT-DC-019-PE-T4-02 | et-0/1/2 | 100G QSFP28 | 100000 | up | Fabric to UT-DC-019-PE-T4-04 | QSFP28-100G-LR4
UT-DC-019-PE-T4-02 | et-0/1/3 | 100G QSFP28 | 100000 | admin-down
UT-DC-019-PE-T4-02 | ge-0/2/0 | 1G copper | 1000 | admin-down
UT-DC-019-PE-T4-02 | ge-0/2/1 | 1G copper | 1000 | admin-down
UT-DC-019-PE-T4-02 | ge-0/2/2 | 1G copper | 1000 | admin-down
UT-DC-019-PE-T4-02 | ge-0/2/3 | 1G copper | 1000 | admin-down
UT-DC-019-PE-T4-02 | ge-0/2/4 | 1G copper | 1000 | reserved
UT-DC-019-PE-T4-02 | ge-0/2/5 | 1G copper | 1000 | admin-down
UT-DC-019-PE-T4-02 | ge-0/2/6 | 1G copper | 1000 | admin-down
UT-DC-019-PE-T4-02 | ge-0/2/7 | 1G copper | 1000 | admin-down
UT-DC-019-PE-T4-02 | ge-0/2/8 | 1G copper | 1000 | reserved
UT-DC-019-PE-T4-02 | ge-0/2/9 | 1G copper | 1000 | admin-down
UT-DC-019-PE-T4-02 | ge-0/2/10 | 1G copper | 1000 | admin-down
UT-DC-019-PE-T4-02 | ge-0/2/11 | 1G copper | 1000 | reserved
UT-DC-019-PE-T4-02 | ge-0/2/12 | 1G copper | 1000 | admin-down
UT-DC-019-PE-T4-02 | ge-0/2/13 | 1G copper | 1000 | admin-down
UT-DC-019-PE-T4-02 | ge-0/2/14 | 1G copper | 1000 | admin-down
UT-DC-019-PE-T4-02 | ge-0/2/15 | 1G copper | 1000 | admin-down
UT-DC-019-PE-T4-03 | xe-0/0/0 | 10G SFP+ | 10000 | admin-down
UT-DC-019-PE-T4-03 | xe-0/0/1 | 10G SFP+ | 10000 | up | Backhaul to TX-DC-005 | SFP-10G-LR
UT-DC-019-PE-T4-03 | xe-0/0/2 | 10G SFP+ | 10000 | up | Backhaul to CA-DC-021 | SFP-10G-LR
UT-DC-019-PE-T4-03 | xe-0/0/3 | 10G SFP+ | 10000 | up | Backhaul to OH-DC-017 | SFP-10G-LR
UT-DC-019-PE-T4-03 | xe-0/0/4 | 10G SFP+ | 10000 | up | Backhaul to CA-DC-021 | SFP-10G-LR
UT-DC-019-PE-T4-03 | xe-0/0/5 | 10G SFP+ | 10000 | up | Backhaul to GA-DC-011 | SFP-10G-LR
UT-DC-019-PE-T4-03 | xe-0/0/6 | 10G SFP+ | 10000 | up | Uplink to UT-DC-019-AGG-R02 | SFP-10G-LR
UT-DC-019-PE-T4-03 | xe-0/0/7 | 10G SFP+ | 10000 | admin-down
UT-DC-019-PE-T4-03 | xe-0/0/8 | 10G SFP+ | 10000 | admin-down
UT-DC-019-PE-T4-03 | xe-0/0/9 | 10G SFP+ | 10000 | admin-down
UT-DC-019-PE-T4-03 | xe-0/0/10 | 10G SFP+ | 10000 | reserved
UT-DC-019-PE-T4-03 | xe-0/0/11 | 10G SFP+ | 10000 | admin-down
UT-DC-019-PE-T4-03 | et-0/1/0 | 100G QSFP28 | 100000 | up | Fabric to UT-DC-019-PE-T4-01 | QSFP28-100G-LR4
UT-DC-019-PE-T4-03 | et-0/1/1 | 100G QSFP28 | 100000 | up | Fabric to UT-DC-019-PE-T4-02 | QSFP28-100G-LR4
UT-DC-019-PE-T4-03 | et-0/1/2 | 100G QSFP28 | 100000 | up | Fabric to UT-DC-019-PE-T4-04 | QSFP28-100G-LR4
UT-DC-019-PE-T4-03 | et-0/1/3 | 100G QSFP28 | 100000 | reserved
UT-DC-019-PE-T4-03 | ge-0/2/0 | 1G copper | 1000 | admin-down
UT-DC-019-PE-T4-03 | ge-0/2/1 | 1G copper | 1000 | admin-down
UT-DC-019-PE-T4-03 | ge-0/2/2 | 1G copper | 1000 | admin-down
UT-DC-019-PE-T4-03 | ge-0/2/3 | 1G copper | 1000 | admin-down
UT-DC-019-PE-T4-03 | ge-0/2/4 | 1G copper | 1000 | admin-down
UT-DC-019-PE-T4-03 | ge-0/2/5 | 1G copper | 1000 | admin-down
UT-DC-019-PE-T4-03 | ge-0/2/6 | 1G copper | 1000 | reserved
UT-DC-019-PE-T4-03 | ge-0/2/7 | 1G copper | 1000 | reserved
UT-DC-019-PE-T4-03 | ge-0/2/8 | 1G copper | 1000 | admin-down
UT-DC-019-PE-T4-03 | ge-0/2/9 | 1G copper | 1000 | reserved
UT-DC-019-PE-T4-03 | ge-0/2/10 | 1G copper | 1000 | admin-down
UT-DC-019-PE-T4-03 | ge-0/2/11 | 1G copper | 1000 | admin-down
UT-DC-019-PE-T4-03 | ge-0/2/12 | 1G copper | 1000 | admin-down
UT-DC-019-PE-T4-03 | ge-0/2/13 | 1G copper | 1000 | admin-down
UT-DC-019-PE-T4-03 | ge-0/2/14 | 1G copper | 1000 | admin-down
UT-DC-019-PE-T4-03 | ge-0/2/15 | 1G copper | 1000 | admin-down
UT-DC-019-PE-T4-04 | xe-0/0/0 | 10G SFP+ | 10000 | admin-down
UT-DC-019-PE-T4-04 | xe-0/0/1 | 10G SFP+ | 10000 | up | Backhaul to AZ-DC-010 | SFP-10G-LR
UT-DC-019-PE-T4-04 | xe-0/0/2 | 10G SFP+ | 10000 | up | Backhaul to OH-DC-016 | SFP-10G-LR
UT-DC-019-PE-T4-04 | xe-0/0/3 | 10G SFP+ | 10000 | up | Backhaul to NJ-DC-012 | SFP-10G-LR
UT-DC-019-PE-T4-04 | xe-0/0/4 | 10G SFP+ | 10000 | up | Backhaul to FL-DC-018 | SFP-10G-LR
UT-DC-019-PE-T4-04 | xe-0/0/5 | 10G SFP+ | 10000 | up | Backhaul to CO-DC-015 | SFP-10G-LR
UT-DC-019-PE-T4-04 | xe-0/0/6 | 10G SFP+ | 10000 | admin-down
UT-DC-019-PE-T4-04 | xe-0/0/7 | 10G SFP+ | 10000 | admin-down
UT-DC-019-PE-T4-04 | xe-0/0/8 | 10G SFP+ | 10000 | admin-down
UT-DC-019-PE-T4-04 | xe-0/0/9 | 10G SFP+ | 10000 | admin-down
UT-DC-019-PE-T4-04 | xe-0/0/10 | 10G SFP+ | 10000 | admin-down
UT-DC-019-PE-T4-04 | xe-0/0/11 | 10G SFP+ | 10000 | admin-down
UT-DC-019-PE-T4-04 | et-0/1/0 | 100G QSFP28 | 100000 | up | Fabric to UT-DC-019-PE-T4-01 | QSFP28-100G-LR4
UT-DC-019-PE-T4-04 | et-0/1/1 | 100G QSFP28 | 100000 | up | Fabric to UT-DC-019-PE-T4-02 | QSFP28-100G-LR4
UT-DC-019-PE-T4-04 | et-0/1/2 | 100G QSFP28 | 100000 | up | Fabric to UT-DC-019-PE-T4-03 | QSFP28-100G-LR4
UT-DC-019-PE-T4-04 | et-0/1/3 | 100G QSFP28 | 100000 | admin-down
UT-DC-019-PE-T4-04 | ge-0/2/0 | 1G copper | 1000 | admin-down
UT-DC-019-PE-T4-04 | ge-0/2/1 | 1G copper | 1000 | admin-down
UT-DC-019-PE-T4-04 | ge-0/2/2 | 1G copper | 1000 | admin-down
UT-DC-019-PE-T4-04 | ge-0/2/3 | 1G copper | 1000 | admin-down
UT-DC-019-PE-T4-04 | ge-0/2/4 | 1G copper | 1000 | admin-down
UT-DC-019-PE-T4-04 | ge-0/2/5 | 1G copper | 1000 | admin-down
UT-DC-019-PE-T4-04 | ge-0/2/6 | 1G copper | 1000 | admin-down
UT-DC-019-PE-T4-04 | ge-0/2/7 | 1G copper | 1000 | reserved
UT-DC-019-PE-T4-04 | ge-0/2/8 | 1G copper | 1000 | admin-down
UT-DC-019-PE-T4-04 | ge-0/2/9 | 1G copper | 1000 | admin-down
UT-DC-019-PE-T4-04 | ge-0/2/10 | 1G copper | 1000 | admin-down
UT-DC-019-PE-T4-04 | ge-0/2/11 | 1G copper | 1000 | admin-down
UT-DC-019-PE-T4-04 | ge-0/2/12 | 1G copper | 1000 | admin-down
UT-DC-019-PE-T4-04 | ge-0/2/13 | 1G copper | 1000 | admin-down
UT-DC-019-PE-T4-04 | ge-0/2/14 | 1G copper | 1000 | admin-down
UT-DC-019-PE-T4-04 | ge-0/2/15 | 1G copper | 1000 | admin-down
UT-DC-019-FW-01 | port1 | 10G SFP+ | 10000 | up | Uplink to UT-DC-019-AGG-R01 | SFP-10G-LR
UT-DC-019-FW-01 | port2 | 10G SFP+ | 10000 | up | Uplink to UT-DC-019-AGG-R02 | SFP-10G-LR
UT-DC-019-FW-01 | port3 | 10G SFP+ | 10000 | admin-down
UT-DC-019-FW-01 | port4 | 10G SFP+ | 10000 | admin-down
UT-DC-019-FW-01 | port5 | 10G SFP+ | 10000 | admin-down
UT-DC-019-FW-01 | port6 | 10G SFP+ | 10000 | admin-down
UT-DC-019-FW-01 | port7 | 10G SFP+ | 10000 | admin-down
UT-DC-019-FW-01 | port8 | 10G SFP+ | 10000 | admin-down
UT-DC-019-OLA-01 | 1-A-1 | 100G QSFP28 | 100000 | up | Uplink to UT-DC-019-AGG-R01 | QSFP28-100G-LR4
UT-DC-019-OLA-01 | 1-A-2 | 100G QSFP28 | 100000 | admin-down
UT-DC-019-OLA-01 | 1-A-3 | 100G QSFP28 | 100000 | admin-down
UT-DC-019-OLA-01 | 1-A-4 | 100G QSFP28 | 100000 | admin-down
UT-DC-019-OLA-01 | 1-A-5 | 100G QSFP28 | 100000 | admin-down
UT-DC-019-OLA-01 | 1-A-6 | 100G QSFP28 | 100000 | admin-down
UT-DC-019-OLA-01 | 1-A-7 | 100G QSFP28 | 100000 | admin-down
UT-DC-019-OLA-01 | 1-A-8 | 100G QSFP28 | 100000 | admin-down
UT-DC-019-AGG-R01 | xe-0/0/0 | 10G SFP+ | 10000 | up | Uplink to UT-DC-019-FW-01 | SFP-10G-LR
UT-DC-019-AGG-R01 | xe-0/0/1 | 10G SFP+ | 10000 | up | Uplink to UT-DC-019-MMR-SW-01 | SFP-10G-LR
UT-DC-019-AGG-R01 | xe-0/0/2 | 10G SFP+ | 10000 | up | Uplink to UT-DC-019-MMR-SW-02 | SFP-10G-LR
UT-DC-019-AGG-R01 | xe-0/0/3 | 10G SFP+ | 10000 | up | Uplink to UT-DC-019-MMR-SW-03 | SFP-10G-LR
UT-DC-019-AGG-R01 | xe-0/0/4 | 10G SFP+ | 10000 | up | Uplink to UT-DC-019-MMR-SW-04 | SFP-10G-LR
UT-DC-019-AGG-R01 | xe-0/0/5 | 10G SFP+ | 10000 | admin-down
UT-DC-019-AGG-R01 | xe-0/0/6 | 10G SFP+ | 10000 | admin-down
UT-DC-019-AGG-R01 | xe-0/0/7 | 10G SFP+ | 10000 | admin-down
UT-DC-019-AGG-R01 | xe-0/0/8 | 10G SFP+ | 10000 | reserved
UT-DC-019-AGG-R01 | xe-0/0/9 | 10G SFP+ | 10000 | admin-down
UT-DC-019-AGG-R01 | xe-0/0/10 | 10G SFP+ | 10000 | admin-down
UT-DC-019-AGG-R01 | xe-0/0/11 | 10G SFP+ | 10000 | admin-down
UT-DC-019-AGG-R01 | xe-0/0/12 | 10G SFP+ | 10000 | admin-down
UT-DC-019-AGG-R01 | xe-0/0/13 | 10G SFP+ | 10000 | admin-down
UT-DC-019-AGG-R01 | xe-0/0/14 | 10G SFP+ | 10000 | admin-down
UT-DC-019-AGG-R01 | xe-0/0/15 | 10G SFP+ | 10000 | admin-down
UT-DC-019-AGG-R01 | et-0/1/0 | 100G QSFP28 | 100000 | up | Uplink to UT-DC-019-PE-T4-01 | QSFP28-100G-LR4
UT-DC-019-AGG-R01 | et-0/1/1 | 100G QSFP28 | 100000 | up | Uplink to UT-DC-019-PE-T4-02 | QSFP28-100G-LR4
UT-DC-019-AGG-R01 | et-0/1/2 | 100G QSFP28 | 100000 | up | Uplink to UT-DC-019-OLA-01 | QSFP28-100G-LR4
UT-DC-019-AGG-R01 | et-0/1/3 | 100G QSFP28 | 100000 | admin-down
UT-DC-019-AGG-R01 | et-0/1/4 | 100G QSFP28 | 100000 | reserved
UT-DC-019-AGG-R01 | et-0/1/5 | 100G QSFP28 | 100000 | admin-down
UT-DC-019-AGG-R01 | et-0/1/6 | 100G QSFP28 | 100000 | admin-down
UT-DC-019-AGG-R01 | et-0/1/7 | 100G QSFP28 | 100000 | admin-down
UT-DC-019-AGG-R02 | xe-0/0/0 | 10G SFP+ | 10000 | up | Uplink to UT-DC-019-FW-01 | SFP-10G-LR
UT-DC-019-AGG-R02 | xe-0/0/1 | 10G SFP+ | 10000 | up | Uplink to UT-DC-019-MMR-SW-01 | SFP-10G-LR
UT-DC-019-AGG-R02 | xe-0/0/2 | 10G SFP+ | 10000 | up | Uplink to UT-DC-019-MMR-SW-02 | SFP-10G-LR
UT-DC-019-AGG-R02 | xe-0/0/3 | 10G SFP+ | 10000 | up | Uplink to UT-DC-019-MMR-SW-03 | SFP-10G-LR
UT-DC-019-AGG-R02 | xe-0/0/4 | 10G SFP+ | 10000 | up | Uplink to UT-DC-019-MMR-SW-04 | SFP-10G-LR
UT-DC-019-AGG-R02 | xe-0/0/5 | 10G SFP+ | 10000 | admin-down
UT-DC-019-AGG-R02 | xe-0/0/6 | 10G SFP+ | 10000 | admin-down
UT-DC-019-AGG-R02 | xe-0/0/7 | 10G SFP+ | 10000 | admin-down
UT-DC-019-AGG-R02 | xe-0/0/8 | 10G SFP+ | 10000 | admin-down
UT-DC-019-AGG-R02 | xe-0/0/9 | 10G SFP+ | 10000 | admin-down
UT-DC-019-AGG-R02 | xe-0/0/10 | 10G SFP+ | 10000 | admin-down
UT-DC-019-AGG-R02 | xe-0/0/11 | 10G SFP+ | 10000 | admin-down
UT-DC-019-AGG-R02 | xe-0/0/12 | 10G SFP+ | 10000 | admin-down
UT-DC-019-AGG-R02 | xe-0/0/13 | 10G SFP+ | 10000 | admin-down
UT-DC-019-AGG-R02 | xe-0/0/14 | 10G SFP+ | 10000 | admin-down
UT-DC-019-AGG-R02 | xe-0/0/15 | 10G SFP+ | 10000 | admin-down
UT-DC-019-AGG-R02 | et-0/1/0 | 100G QSFP28 | 100000 | up | Uplink to UT-DC-019-PE-T4-02 | QSFP28-100G-LR4
UT-DC-019-AGG-R02 | et-0/1/1 | 100G QSFP28 | 100000 | up | Uplink to UT-DC-019-PE-T4-03 | QSFP28-100G-LR4
UT-DC-019-AGG-R02 | et-0/1/2 | 100G QSFP28 | 100000 | admin-down
UT-DC-019-AGG-R02 | et-0/1/3 | 100G QSFP28 | 100000 | admin-down
UT-DC-019-AGG-R02 | et-0/1/4 | 100G QSFP28 | 100000 | admin-down
UT-DC-019-AGG-R02 | et-0/1/5 | 100G QSFP28 | 100000 | admin-down
UT-DC-019-AGG-R02 | et-0/1/6 | 100G QSFP28 | 100000 | admin-down
UT-DC-019-AGG-R02 | et-0/1/7 | 100G QSFP28 | 100000 | admin-down
UT-DC-019-MMR-SW-01 | Te0/0/0/0 | 10G SFP+ | 10000 | up | Access to UT-DC-019-TOR-001 | SFP-10G-LR
UT-DC-019-MMR-SW-01 | Te0/0/0/1 | 10G SFP+ | 10000 | up | Server NIC
UT-DC-019-MMR-SW-01 | Te0/0/0/2 | 10G SFP+ | 10000 | admin-down
UT-DC-019-MMR-SW-01 | Te0/0/0/3 | 10G SFP+ | 10000 | up | Server NIC
UT-DC-019-MMR-SW-01 | Te0/0/0/4 | 10G SFP+ | 10000 | up | Server NIC
UT-DC-019-MMR-SW-01 | Te0/0/0/5 | 10G SFP+ | 10000 | up | Server NIC
UT-DC-019-MMR-SW-01 | Te0/0/0/6 | 10G SFP+ | 10000 | admin-down
UT-DC-019-MMR-SW-01 | Te0/0/0/7 | 10G SFP+ | 10000 | up | Server NIC
UT-DC-019-MMR-SW-01 | Te0/0/0/8 | 10G SFP+ | 10000 | admin-down
UT-DC-019-MMR-SW-01 | Te0/0/0/9 | 10G SFP+ | 10000 | up | Server NIC
UT-DC-019-MMR-SW-01 | Te0/0/0/10 | 10G SFP+ | 10000 | up | Server NIC
UT-DC-019-MMR-SW-01 | Te0/0/0/11 | 10G SFP+ | 10000 | up | Server NIC
UT-DC-019-MMR-SW-01 | Te0/0/0/12 | 10G SFP+ | 10000 | up | Server NIC
UT-DC-019-MMR-SW-01 | Te0/0/0/13 | 10G SFP+ | 10000 | up | Server NIC
UT-DC-019-MMR-SW-01 | Te0/0/0/14 | 10G SFP+ | 10000 | up | Server NIC
UT-DC-019-MMR-SW-01 | Te0/0/0/15 | 10G SFP+ | 10000 | up | Server NIC
UT-DC-019-MMR-SW-01 | Te0/0/0/16 | 10G SFP+ | 10000 | up | Server NIC
UT-DC-019-MMR-SW-01 | Te0/0/0/17 | 10G SFP+ | 10000 | up | Server NIC
UT-DC-019-MMR-SW-01 | Te0/0/0/18 | 10G SFP+ | 10000 | up | Server NIC
UT-DC-019-MMR-SW-01 | Te0/0/0/19 | 10G SFP+ | 10000 | up | Server NIC
UT-DC-019-MMR-SW-01 | Te0/0/0/20 | 10G SFP+ | 10000 | up | Server NIC
UT-DC-019-MMR-SW-01 | Te0/0/0/21 | 10G SFP+ | 10000 | up | Server NIC
UT-DC-019-MMR-SW-01 | Te0/0/0/22 | 10G SFP+ | 10000 | up | Server NIC
UT-DC-019-MMR-SW-01 | Te0/0/0/23 | 10G SFP+ | 10000 | admin-down
UT-DC-019-MMR-SW-01 | Te0/0/0/24 | 10G SFP+ | 10000 | admin-down
UT-DC-019-MMR-SW-01 | Te0/0/0/25 | 10G SFP+ | 10000 | up | Server NIC
UT-DC-019-MMR-SW-01 | Te0/0/0/26 | 10G SFP+ | 10000 | admin-down
UT-DC-019-MMR-SW-01 | Te0/0/0/27 | 10G SFP+ | 10000 | up | Server NIC
UT-DC-019-MMR-SW-01 | Te0/0/0/28 | 10G SFP+ | 10000 | up | Server NIC
UT-DC-019-MMR-SW-01 | Te0/0/0/29 | 10G SFP+ | 10000 | up | Server NIC
UT-DC-019-MMR-SW-01 | Te0/0/0/30 | 10G SFP+ | 10000 | admin-down
UT-DC-019-MMR-SW-01 | Te0/0/0/31 | 10G SFP+ | 10000 | up | Server NIC
UT-DC-019-MMR-SW-01 | Te0/0/0/32 | 10G SFP+ | 10000 | admin-down
UT-DC-019-MMR-SW-01 | Te0/0/0/33 | 10G SFP+ | 10000 | up | Server NIC
UT-DC-019-MMR-SW-01 | Te0/0/0/34 | 10G SFP+ | 10000 | up | Server NIC
UT-DC-019-MMR-SW-01 | Te0/0/0/35 | 10G SFP+ | 10000 | admin-down
UT-DC-019-MMR-SW-01 | Te0/0/0/36 | 10G SFP+ | 10000 | up | Server NIC
UT-DC-019-MMR-SW-01 | Te0/0/0/37 | 10G SFP+ | 10000 | up | Server NIC
UT-DC-019-MMR-SW-01 | Te0/0/0/38 | 10G SFP+ | 10000 | up | Server NIC
UT-DC-019-MMR-SW-01 | Te0/0/0/39 | 10G SFP+ | 10000 | up | Server NIC
UT-DC-019-MMR-SW-01 | Te0/0/0/40 | 10G SFP+ | 10000 | up | Server NIC
UT-DC-019-MMR-SW-01 | Te0/0/0/41 | 10G SFP+ | 10000 | up | Server NIC
UT-DC-019-MMR-SW-01 | Te0/0/0/42 | 10G SFP+ | 10000 | up | Server NIC
UT-DC-019-MMR-SW-01 | Te0/0/0/43 | 10G SFP+ | 10000 | up | Server NIC
UT-DC-019-MMR-SW-01 | Te0/0/0/44 | 10G SFP+ | 10000 | up | Server NIC
UT-DC-019-MMR-SW-01 | Te0/0/0/45 | 10G SFP+ | 10000 | up | Server NIC
UT-DC-019-MMR-SW-01 | Te0/0/0/46 | 10G SFP+ | 10000 | up | Server NIC
UT-DC-019-MMR-SW-01 | Te0/0/0/47 | 10G SFP+ | 10000 | up | Server NIC
UT-DC-019-MMR-SW-01 | Hu0/0/1/0 | 100G QSFP28 | 100000 | up | Uplink to UT-DC-019-AGG-R01 | QSFP28-100G-LR4
UT-DC-019-MMR-SW-01 | Hu0/0/1/1 | 100G QSFP28 | 100000 | up | Uplink to UT-DC-019-AGG-R02 | QSFP28-100G-LR4
UT-DC-019-MMR-SW-01 | Hu0/0/1/2 | 100G QSFP28 | 100000 | admin-down
UT-DC-019-MMR-SW-01 | Hu0/0/1/3 | 100G QSFP28 | 100000 | admin-down
UT-DC-019-MMR-SW-02 | Ethernet1 | 10G SFP+ | 10000 | up | Access to UT-DC-019-TOR-001 | SFP-10G-LR
UT-DC-019-MMR-SW-02 | Ethernet2 | 10G SFP+ | 10000 | up | Access to UT-DC-019-TOR-002 | SFP-10G-LR
UT-DC-019-MMR-SW-02 | Ethernet3 | 10G SFP+ | 10000 | up | Server NIC
UT-DC-019-MMR-SW-02 | Ethernet4 | 10G SFP+ | 10000 | admin-down
UT-DC-019-MMR-SW-02 | Ethernet5 | 10G SFP+ | 10000 | up | Server NIC
UT-DC-019-MMR-SW-02 | Ethernet6 | 10G SFP+ | 10000 | up | Server NIC
UT-DC-019-MMR-SW-02 | Ethernet7 | 10G SFP+ | 10000 | up | Server NIC
UT-DC-019-MMR-SW-02 | Ethernet8 | 10G SFP+ | 10000 | up | Server NIC
UT-DC-019-MMR-SW-02 | Ethernet9 | 10G SFP+ | 10000 | up | Server NIC
UT-DC-019-MMR-SW-02 | Ethernet10 | 10G SFP+ | 10000 | admin-down
UT-DC-019-MMR-SW-02 | Ethernet11 | 10G SFP+ | 10000 | up | Server NIC
UT-DC-019-MMR-SW-02 | Ethernet12 | 10G SFP+ | 10000 | admin-down
UT-DC-019-MMR-SW-02 | Ethernet13 | 10G SFP+ | 10000 | up | Server NIC
UT-DC-019-MMR-SW-02 | Ethernet14 | 10G SFP+ | 10000 | up | Server NIC
UT-DC-019-MMR-SW-02 | Ethernet15 | 10G SFP+ | 10000 | up | Server NIC
UT-DC-019-MMR-SW-02 | Ethernet16 | 10G SFP+ | 10000 | up | Server NIC
UT-DC-019-MMR-SW-02 | Ethernet17 | 10G SFP+ | 10000 | admin-down
UT-DC-019-MMR-SW-02 | Ethernet18 | 10G SFP+ | 10000 | up | Server NIC
UT-DC-019-MMR-SW-02 | Ethernet19 | 10G SFP+ | 10000 | up | Server NIC
UT-DC-019-MMR-SW-02 | Ethernet20 | 10G SFP+ | 10000 | up | Server NIC
UT-DC-019-MMR-SW-02 | Ethernet21 | 10G SFP+ | 10000 | admin-down
UT-DC-019-MMR-SW-02 | Ethernet22 | 10G SFP+ | 10000 | admin-down
UT-DC-019-MMR-SW-02 | Ethernet23 | 10G SFP+ | 10000 | admin-down
UT-DC-019-MMR-SW-02 | Ethernet24 | 10G SFP+ | 10000 | up | Server NIC
UT-DC-019-MMR-SW-02 | Ethernet25 | 10G SFP+ | 10000 | up | Server NIC
UT-DC-019-MMR-SW-02 | Ethernet26 | 10G SFP+ | 10000 | up | Server NIC
UT-DC-019-MMR-SW-02 | Ethernet27 | 10G SFP+ | 10000 | admin-down
UT-DC-019-MMR-SW-02 | Ethernet28 | 10G SFP+ | 10000 | up | Server NIC
UT-DC-019-MMR-SW-02 | Ethernet29 | 10G SFP+ | 10000 | admin-down
UT-DC-019-MMR-SW-02 | Ethernet30 | 10G SFP+ | 10000 | admin-down
UT-DC-019-MMR-SW-02 | Ethernet31 | 10G SFP+ | 10000 | admin-down
UT-DC-019-MMR-SW-02 | Ethernet32 | 10G SFP+ | 10000 | reserved
UT-DC-019-MMR-SW-02 | Ethernet33 | 10G SFP+ | 10000 | up | Server NIC
UT-DC-019-MMR-SW-02 | Ethernet34 | 10G SFP+ | 10000 | up | Server NIC
UT-DC-019-MMR-SW-02 | Ethernet35 | 10G SFP+ | 10000 | up | Server NIC
UT-DC-019-MMR-SW-02 | Ethernet36 | 10G SFP+ | 10000 | up | Server NIC
UT-DC-019-MMR-SW-02 | Ethernet37 | 10G SFP+ | 10000 | admin-down
UT-DC-019-MMR-SW-02 | Ethernet38 | 10G SFP+ | 10000 | up | Server NIC
UT-DC-019-MMR-SW-02 | Ethernet39 | 10G SFP+ | 10000 | up | Server NIC
UT-DC-019-MMR-SW-02 | Ethernet40 | 10G SFP+ | 10000 | up | Server NIC
UT-DC-019-MMR-SW-02 | Ethernet41 | 10G SFP+ | 10000 | up | Server NIC
UT-DC-019-MMR-SW-02 | Ethernet42 | 10G SFP+ | 10000 | up | Server NIC
UT-DC-019-MMR-SW-02 | Ethernet43 | 10G SFP+ | 10000 | admin-down
UT-DC-019-MMR-SW-02 | Ethernet44 | 10G SFP+ | 10000 | up | Server NIC
UT-DC-019-MMR-SW-02 | Ethernet45 | 10G SFP+ | 10000 | admin-down
UT-DC-019-MMR-SW-02 | Ethernet46 | 10G SFP+ | 10000 | up | Server NIC
UT-DC-019-MMR-SW-02 | Ethernet47 | 10G SFP+ | 10000 | up | Server NIC
UT-DC-019-MMR-SW-02 | Ethernet48 | 10G SFP+ | 10000 | admin-down
UT-DC-019-MMR-SW-02 | Ethernet49/1 | 100G QSFP28 | 100000 | up | Uplink to UT-DC-019-AGG-R02 | QSFP28-100G-LR4
UT-DC-019-MMR-SW-02 | Ethernet49/2 | 100G QSFP28 | 100000 | up | Uplink to UT-DC-019-AGG-R01 | QSFP28-100G-LR4
UT-DC-019-MMR-SW-02 | Ethernet49/3 | 100G QSFP28 | 100000 | admin-down
UT-DC-019-MMR-SW-02 | Ethernet49/4 | 100G QSFP28 | 100000 | admin-down
UT-DC-019-MMR-SW-03 | xe-0/0/0 | 10G SFP+ | 10000 | up | Access to UT-DC-019-TOR-002 | SFP-10G-LR
UT-DC-019-MMR-SW-03 | xe-0/0/1 | 10G SFP+ | 10000 | up | Server NIC
UT-DC-019-MMR-SW-03 | xe-0/0/2 | 10G SFP+ | 10000 | admin-down
UT-DC-019-MMR-SW-03 | xe-0/0/3 | 10G SFP+ | 10000 | reserved
UT-DC-019-MMR-SW-03 | xe-0/0/4 | 10G SFP+ | 10000 | up | Server NIC
UT-DC-019-MMR-SW-03 | xe-0/0/5 | 10G SFP+ | 10000 | up | Server NIC
UT-DC-019-MMR-SW-03 | xe-0/0/6 | 10G SFP+ | 10000 | admin-down
UT-DC-019-MMR-SW-03 | xe-0/0/7 | 10G SFP+ | 10000 | up | Server NIC
UT-DC-019-MMR-SW-03 | xe-0/0/8 | 10G SFP+ | 10000 | up | Server NIC
UT-DC-019-MMR-SW-03 | xe-0/0/9 | 10G SFP+ | 10000 | admin-down
UT-DC-019-MMR-SW-03 | xe-0/0/10 | 10G SFP+ | 10000 | admin-down
UT-DC-019-MMR-SW-03 | xe-0/0/11 | 10G SFP+ | 10000 | up | Server NIC
UT-DC-019-MMR-SW-03 | xe-0/0/12 | 10G SFP+ | 10000 | admin-down
UT-DC-019-MMR-SW-03 | xe-0/0/13 | 10G SFP+ | 10000 | up | Server NIC
UT-DC-019-MMR-SW-03 | xe-0/0/14 | 10G SFP+ | 10000 | admin-down
UT-DC-019-MMR-SW-03 | xe-0/0/15 | 10G SFP+ | 10000 | admin-down
UT-DC-019-MMR-SW-03 | xe-0/0/16 | 10G SFP+ | 10000 | admin-down
UT-DC-019-MMR-SW-03 | xe-0/0/17 | 10G SFP+ | 10000 | up | Server NIC
UT-DC-019-MMR-SW-03 | xe-0/0/18 | 10G SFP+ | 10000 | admin-down
UT-DC-019-MMR-SW-03 | xe-0/0/19 | 10G SFP+ | 10000 | up | Server NIC
UT-DC-019-MMR-SW-03 | xe-0/0/20 | 10G SFP+ | 10000 | admin-down
UT-DC-019-MMR-SW-03 | xe-0/0/21 | 10G SFP+ | 10000 | up | Server NIC
UT-DC-019-MMR-SW-03 | xe-0/0/22 | 10G SFP+ | 10000 | admin-down
UT-DC-019-MMR-SW-03 | xe-0/0/23 | 10G SFP+ | 10000 | admin-down
UT-DC-019-MMR-SW-03 | xe-0/0/24 | 10G SFP+ | 10000 | up | Server NIC
UT-DC-019-MMR-SW-03 | xe-0/0/25 | 10G SFP+ | 10000 | up | Server NIC
UT-DC-019-MMR-SW-03 | xe-0/0/26 | 10G SFP+ | 10000 | admin-down
UT-DC-019-MMR-SW-03 | xe-0/0/27 | 10G SFP+ | 10000 | up | Server NIC
UT-DC-019-MMR-SW-03 | xe-0/0/28 | 10G SFP+ | 10000 | up | Server NIC
UT-DC-019-MMR-SW-03 | xe-0/0/29 | 10G SFP+ | 10000 | admin-down
UT-DC-019-MMR-SW-03 | xe-0/0/30 | 10G SFP+ | 10000 | admin-down
UT-DC-019-MMR-SW-03 | xe-0/0/31 | 10G SFP+ | 10000 | up | Server NIC
UT-DC-019-MMR-SW-03 | xe-0/0/32 | 10G SFP+ | 10000 | up | Server NIC
UT-DC-019-MMR-SW-03 | xe-0/0/33 | 10G SFP+ | 10000 | admin-down
UT-DC-019-MMR-SW-03 | xe-0/0/34 | 10G SFP+ | 10000 | admin-down
UT-DC-019-MMR-SW-03 | xe-0/0/35 | 10G SFP+ | 10000 | admin-down
UT-DC-019-MMR-SW-03 | xe-0/0/36 | 10G SFP+ | 10000 | up | Server NIC
UT-DC-019-MMR-SW-03 | xe-0/0/37 | 10G SFP+ | 10000 | up | Server NIC
UT-DC-019-MMR-SW-03 | xe-0/0/38 | 10G SFP+ | 10000 | up | Server NIC
UT-DC-019-MMR-SW-03 | xe-0/0/39 | 10G SFP+ | 10000 | admin-down
UT-DC-019-MMR-SW-03 | xe-0/0/40 | 10G SFP+ | 10000 | reserved
UT-DC-019-MMR-SW-03 | xe-0/0/41 | 10G SFP+ | 10000 | up | Server NIC
UT-DC-019-MMR-SW-03 | xe-0/0/42 | 10G SFP+ | 10000 | admin-down
UT-DC-019-MMR-SW-03 | xe-0/0/43 | 10G SFP+ | 10000 | up | Server NIC
UT-DC-019-MMR-SW-03 | xe-0/0/44 | 10G SFP+ | 10000 | admin-down
UT-DC-019-MMR-SW-03 | xe-0/0/45 | 10G SFP+ | 10000 | up | Server NIC
UT-DC-019-MMR-SW-03 | xe-0/0/46 | 10G SFP+ | 10000 | up | Server NIC
UT-DC-019-MMR-SW-03 | xe-0/0/47 | 10G SFP+ | 10000 | up | Server NIC
UT-DC-019-MMR-SW-03 | et-0/1/0 | 100G QSFP28 | 100000 | up | Uplink to UT-DC-019-AGG-R01 | QSFP28-100G-LR4
UT-DC-019-MMR-SW-03 | et-0/1/1 | 100G QSFP28 | 100000 | up | Uplink to UT-DC-019-AGG-R02 | QSFP28-100G-LR4
UT-DC-019-MMR-SW-03 | et-0/1/2 | 100G QSFP28 | 100000 | admin-down
UT-DC-019-MMR-SW-03 | et-0/1/3 | 100G QSFP28 | 100000 | reserved
UT-DC-019-MMR-SW-04 | xe-0/0/0 | 10G SFP+ | 10000 | up | Server NIC
UT-DC-019-MMR-SW-04 | xe-0/0/1 | 10G SFP+ | 10000 | up | Server NIC
UT-DC-019-MMR-SW-04 | xe-0/0/2 | 10G SFP+ | 10000 | admin-down
UT-DC-019-MMR-SW-04 | xe-0/0/3 | 10G SFP+ | 10000 | up | Server NIC
UT-DC-019-MMR-SW-04 | xe-0/0/4 | 10G SFP+ | 10000 | up | Server NIC
UT-DC-019-MMR-SW-04 | xe-0/0/5 | 10G SFP+ | 10000 | up | Server NIC
UT-DC-019-MMR-SW-04 | xe-0/0/6 | 10G SFP+ | 10000 | up | Server NIC
UT-DC-019-MMR-SW-04 | xe-0/0/7 | 10G SFP+ | 10000 | up | Server NIC
UT-DC-019-MMR-SW-04 | xe-0/0/8 | 10G SFP+ | 10000 | up | Server NIC
UT-DC-019-MMR-SW-04 | xe-0/0/9 | 10G SFP+ | 10000 | up | Server NIC
UT-DC-019-MMR-SW-04 | xe-0/0/10 | 10G SFP+ | 10000 | up | Server NIC
UT-DC-019-MMR-SW-04 | xe-0/0/11 | 10G SFP+ | 10000 | up | Server NIC
UT-DC-019-MMR-SW-04 | xe-0/0/12 | 10G SFP+ | 10000 | up | Server NIC
UT-DC-019-MMR-SW-04 | xe-0/0/13 | 10G SFP+ | 10000 | up | Server NIC
UT-DC-019-MMR-SW-04 | xe-0/0/14 | 10G SFP+ | 10000 | up | Server NIC
UT-DC-019-MMR-SW-04 | xe-0/0/15 | 10G SFP+ | 10000 | up | Server NIC
UT-DC-019-MMR-SW-04 | xe-0/0/16 | 10G SFP+ | 10000 | up | Server NIC
UT-DC-019-MMR-SW-04 | xe-0/0/17 | 10G SFP+ | 10000 | up | Server NIC
UT-DC-019-MMR-SW-04 | xe-0/0/18 | 10G SFP+ | 10000 | up | Server NIC
UT-DC-019-MMR-SW-04 | xe-0/0/19 | 10G SFP+ | 10000 | up | Server NIC
UT-DC-019-MMR-SW-04 | xe-0/0/20 | 10G SFP+ | 10000 | reserved
UT-DC-019-MMR-SW-04 | xe-0/0/21 | 10G SFP+ | 10000 | admin-down
UT-DC-019-MMR-SW-04 | xe-0/0/22 | 10G SFP+ | 10000 | admin-down
UT-DC-019-MMR-SW-04 | xe-0/0/23 | 10G SFP+ | 10000 | up | Server NIC
UT-DC-019-MMR-SW-04 | xe-0/0/24 | 10G SFP+ | 10000 | admin-down
UT-DC-019-MMR-SW-04 | xe-0/0/25 | 10G SFP+ | 10000 | up | Server NIC
UT-DC-019-MMR-SW-04 | xe-0/0/26 | 10G SFP+ | 10000 | admin-down
UT-DC-019-MMR-SW-04 | xe-0/0/27 | 10G SFP+ | 10000 | admin-down
UT-DC-019-MMR-SW-04 | xe-0/0/28 | 10G SFP+ | 10000 | admin-down
UT-DC-019-MMR-SW-04 | xe-0/0/29 | 10G SFP+ | 10000 | up | Server NIC
UT-DC-019-MMR-SW-04 | xe-0/0/30 | 10G SFP+ | 10000 | up | Server NIC
UT-DC-019-MMR-SW-04 | xe-0/0/31 | 10G SFP+ | 10000 | up | Server NIC
UT-DC-019-MMR-SW-04 | xe-0/0/32 | 10G SFP+ | 10000 | up | Server NIC
UT-DC-019-MMR-SW-04 | xe-0/0/33 | 10G SFP+ | 10000 | up | Server NIC
UT-DC-019-MMR-SW-04 | xe-0/0/34 | 10G SFP+ | 10000 | up | Server NIC
UT-DC-019-MMR-SW-04 | xe-0/0/35 | 10G SFP+ | 10000 | up | Server NIC
UT-DC-019-MMR-SW-04 | xe-0/0/36 | 10G SFP+ | 10000 | admin-down
UT-DC-019-MMR-SW-04 | xe-0/0/37 | 10G SFP+ | 10000 | up | Server NIC
UT-DC-019-MMR-SW-04 | xe-0/0/38 | 10G SFP+ | 10000 | admin-down
UT-DC-019-MMR-SW-04 | xe-0/0/39 | 10G SFP+ | 10000 | up | Server NIC
UT-DC-019-MMR-SW-04 | xe-0/0/40 | 10G SFP+ | 10000 | admin-down
UT-DC-019-MMR-SW-04 | xe-0/0/41 | 10G SFP+ | 10000 | up | Server NIC
UT-DC-019-MMR-SW-04 | xe-0/0/42 | 10G SFP+ | 10000 | admin-down
UT-DC-019-MMR-SW-04 | xe-0/0/43 | 10G SFP+ | 10000 | up | Server NIC
UT-DC-019-MMR-SW-04 | xe-0/0/44 | 10G SFP+ | 10000 | up | Server NIC
UT-DC-019-MMR-SW-04 | xe-0/0/45 | 10G SFP+ | 10000 | admin-down
UT-DC-019-MMR-SW-04 | xe-0/0/46 | 10G SFP+ | 10000 | admin-down
UT-DC-019-MMR-SW-04 | xe-0/0/47 | 10G SFP+ | 10000 | admin-down
UT-DC-019-MMR-SW-04 | et-0/1/0 | 100G QSFP28 | 100000 | up | Uplink to UT-DC-019-AGG-R02 | QSFP28-100G-LR4
UT-DC-019-MMR-SW-04 | et-0/1/1 | 100G QSFP28 | 100000 | up | Uplink to UT-DC-019-AGG-R01 | QSFP28-100G-LR4
UT-DC-019-MMR-SW-04 | et-0/1/2 | 100G QSFP28 | 100000 | admin-down
UT-DC-019-MMR-SW-04 | et-0/1/3 | 100G QSFP28 | 100000 | admin-down
UT-DC-019-TOR-001 | Te0/0/0/0 | 10G SFP+ | 10000 | up | Access to UT-DC-019-MMR-SW-01 | SFP-10G-LR
UT-DC-019-TOR-001 | Te0/0/0/1 | 10G SFP+ | 10000 | up | Access to UT-DC-019-MMR-SW-02 | SFP-10G-LR
UT-DC-019-TOR-001 | Te0/0/0/2 | 10G SFP+ | 10000 | admin-down
UT-DC-019-TOR-001 | Te0/0/0/3 | 10G SFP+ | 10000 | admin-down
UT-DC-019-TOR-001 | Te0/0/0/4 | 10G SFP+ | 10000 | up | Server NIC
UT-DC-019-TOR-001 | Te0/0/0/5 | 10G SFP+ | 10000 | up | Server NIC
UT-DC-019-TOR-001 | Te0/0/0/6 | 10G SFP+ | 10000 | up | Server NIC
UT-DC-019-TOR-001 | Te0/0/0/7 | 10G SFP+ | 10000 | up | Server NIC
UT-DC-019-TOR-001 | Te0/0/0/8 | 10G SFP+ | 10000 | up | Server NIC
UT-DC-019-TOR-001 | Te0/0/0/9 | 10G SFP+ | 10000 | admin-down
UT-DC-019-TOR-001 | Te0/0/0/10 | 10G SFP+ | 10000 | up | Server NIC
UT-DC-019-TOR-001 | Te0/0/0/11 | 10G SFP+ | 10000 | up | Server NIC
UT-DC-019-TOR-001 | Te0/0/0/12 | 10G SFP+ | 10000 | up | Server NIC
UT-DC-019-TOR-001 | Te0/0/0/13 | 10G SFP+ | 10000 | admin-down
UT-DC-019-TOR-001 | Te0/0/0/14 | 10G SFP+ | 10000 | up | Server NIC
UT-DC-019-TOR-001 | Te0/0/0/15 | 10G SFP+ | 10000 | up | Server NIC
UT-DC-019-TOR-001 | Te0/0/0/16 | 10G SFP+ | 10000 | up | Server NIC
UT-DC-019-TOR-001 | Te0/0/0/17 | 10G SFP+ | 10000 | up | Server NIC
UT-DC-019-TOR-001 | Te0/0/0/18 | 10G SFP+ | 10000 | up | Server NIC
UT-DC-019-TOR-001 | Te0/0/0/19 | 10G SFP+ | 10000 | admin-down
UT-DC-019-TOR-001 | Te0/0/0/20 | 10G SFP+ | 10000 | admin-down
UT-DC-019-TOR-001 | Te0/0/0/21 | 10G SFP+ | 10000 | admin-down
UT-DC-019-TOR-001 | Te0/0/0/22 | 10G SFP+ | 10000 | up | Server NIC
UT-DC-019-TOR-001 | Te0/0/0/23 | 10G SFP+ | 10000 | up | Server NIC
UT-DC-019-TOR-001 | Hu0/0/1/0 | 100G QSFP28 | 100000 | admin-down
UT-DC-019-TOR-001 | Hu0/0/1/1 | 100G QSFP28 | 100000 | admin-down
UT-DC-019-TOR-002 | Ethernet1 | 10G SFP+ | 10000 | up | Access to UT-DC-019-MMR-SW-02 | SFP-10G-LR
UT-DC-019-TOR-002 | Ethernet2 | 10G SFP+ | 10000 | up | Access to UT-DC-019-MMR-SW-03 | SFP-10G-LR
UT-DC-019-TOR-002 | Ethernet3 | 10G SFP+ | 10000 | reserved
UT-DC-019-TOR-002 | Ethernet4 | 10G SFP+ | 10000 | up | Server NIC
UT-DC-019-TOR-002 | Ethernet5 | 10G SFP+ | 10000 | admin-down
UT-DC-019-TOR-002 | Ethernet6 | 10G SFP+ | 10000 | admin-down
UT-DC-019-TOR-002 | Ethernet7 | 10G SFP+ | 10000 | up | Server NIC
UT-DC-019-TOR-002 | Ethernet8 | 10G SFP+ | 10000 | admin-down
UT-DC-019-TOR-002 | Ethernet9 | 10G SFP+ | 10000 | admin-down
UT-DC-019-TOR-002 | Ethernet10 | 10G SFP+ | 10000 | up | Server NIC
UT-DC-019-TOR-002 | Ethernet11 | 10G SFP+ | 10000 | up | Server NIC
UT-DC-019-TOR-002 | Ethernet12 | 10G SFP+ | 10000 | up | Server NIC
UT-DC-019-TOR-002 | Ethernet13 | 10G SFP+ | 10000 | up | Server NIC
UT-DC-019-TOR-002 | Ethernet14 | 10G SFP+ | 10000 | up | Server NIC
UT-DC-019-TOR-002 | Ethernet15 | 10G SFP+ | 10000 | admin-down
UT-DC-019-TOR-002 | Ethernet16 | 10G SFP+ | 10000 | admin-down
UT-DC-019-TOR-002 | Ethernet17 | 10G SFP+ | 10000 | up | Server NIC
UT-DC-019-TOR-002 | Ethernet18 | 10G SFP+ | 10000 | up | Server NIC
UT-DC-019-TOR-002 | Ethernet19 | 10G SFP+ | 10000 | up | Server NIC
UT-DC-019-TOR-002 | Ethernet20 | 10G SFP+ | 10000 | admin-down
UT-DC-019-TOR-002 | Ethernet21 | 10G SFP+ | 10000 | reserved
UT-DC-019-TOR-002 | Ethernet22 | 10G SFP+ | 10000 | admin-down
UT-DC-019-TOR-002 | Ethernet23 | 10G SFP+ | 10000 | up | Server NIC
UT-DC-019-TOR-002 | Ethernet24 | 10G SFP+ | 10000 | admin-down
UT-DC-019-TOR-002 | Ethernet49/1 | 100G QSFP28 | 100000 | admin-down
UT-DC-019-TOR-002 | Ethernet49/2 | 100G QSFP28 | 100000 | admin-down
CA-DC-020-PE-T4-01 | xe-0/0/0 | 10G SFP+ | 10000 | admin-down
CA-DC-020-PE-T4-01 | xe-0/0/1 | 10G SFP+ | 10000 | up | Backhaul to TX-DC-022 | SFP-10G-LR
CA-DC-020-PE-T4-01 | xe-0/0/2 | 10G SFP+ | 10000 | up | Backhaul to WA-DC-024 | SFP-10G-LR
CA-DC-020-PE-T4-01 | xe-0/0/3 | 10G SFP+ | 10000 | up | Backhaul to CA-DC-021 | SFP-10G-LR
CA-DC-020-PE-T4-01 | xe-0/0/4 | 10G SFP+ | 10000 | up | Backhaul to FL-DC-018 | SFP-10G-LR
CA-DC-020-PE-T4-01 | xe-0/0/5 | 10G SFP+ | 10000 | up | Backhaul to WA-DC-024 | SFP-10G-LR
CA-DC-020-PE-T4-01 | xe-0/0/6 | 10G SFP+ | 10000 | up | Uplink to CA-DC-020-AGG-R01 | SFP-10G-LR
CA-DC-020-PE-T4-01 | xe-0/0/7 | 10G SFP+ | 10000 | admin-down
CA-DC-020-PE-T4-01 | xe-0/0/8 | 10G SFP+ | 10000 | admin-down
CA-DC-020-PE-T4-01 | xe-0/0/9 | 10G SFP+ | 10000 | admin-down
CA-DC-020-PE-T4-01 | xe-0/0/10 | 10G SFP+ | 10000 | admin-down
CA-DC-020-PE-T4-01 | xe-0/0/11 | 10G SFP+ | 10000 | admin-down
CA-DC-020-PE-T4-01 | et-0/1/0 | 100G QSFP28 | 100000 | up | Fabric to CA-DC-020-PE-T4-02 | QSFP28-100G-LR4
CA-DC-020-PE-T4-01 | et-0/1/1 | 100G QSFP28 | 100000 | up | Fabric to CA-DC-020-PE-T4-03 | QSFP28-100G-LR4
CA-DC-020-PE-T4-01 | et-0/1/2 | 100G QSFP28 | 100000 | up | Fabric to CA-DC-020-PE-T4-04 | QSFP28-100G-LR4
CA-DC-020-PE-T4-01 | et-0/1/3 | 100G QSFP28 | 100000 | admin-down
CA-DC-020-PE-T4-01 | ge-0/2/0 | 1G copper | 1000 | admin-down
CA-DC-020-PE-T4-01 | ge-0/2/1 | 1G copper | 1000 | admin-down
CA-DC-020-PE-T4-01 | ge-0/2/2 | 1G copper | 1000 | admin-down
CA-DC-020-PE-T4-01 | ge-0/2/3 | 1G copper | 1000 | admin-down
CA-DC-020-PE-T4-01 | ge-0/2/4 | 1G copper | 1000 | admin-down
CA-DC-020-PE-T4-01 | ge-0/2/5 | 1G copper | 1000 | admin-down
CA-DC-020-PE-T4-01 | ge-0/2/6 | 1G copper | 1000 | admin-down
CA-DC-020-PE-T4-01 | ge-0/2/7 | 1G copper | 1000 | admin-down
CA-DC-020-PE-T4-01 | ge-0/2/8 | 1G copper | 1000 | admin-down
CA-DC-020-PE-T4-01 | ge-0/2/9 | 1G copper | 1000 | admin-down
CA-DC-020-PE-T4-01 | ge-0/2/10 | 1G copper | 1000 | admin-down
CA-DC-020-PE-T4-01 | ge-0/2/11 | 1G copper | 1000 | admin-down
CA-DC-020-PE-T4-01 | ge-0/2/12 | 1G copper | 1000 | admin-down
CA-DC-020-PE-T4-01 | ge-0/2/13 | 1G copper | 1000 | admin-down
CA-DC-020-PE-T4-01 | ge-0/2/14 | 1G copper | 1000 | admin-down
CA-DC-020-PE-T4-01 | ge-0/2/15 | 1G copper | 1000 | admin-down
CA-DC-020-PE-T4-02 | xe-0/0/0 | 10G SFP+ | 10000 | admin-down
CA-DC-020-PE-T4-02 | xe-0/0/1 | 10G SFP+ | 10000 | up | Backhaul to IL-DC-009 | SFP-10G-LR
CA-DC-020-PE-T4-02 | xe-0/0/2 | 10G SFP+ | 10000 | up | Backhaul to CO-DC-015 | SFP-10G-LR
CA-DC-020-PE-T4-02 | xe-0/0/3 | 10G SFP+ | 10000 | up | Backhaul to NC-DC-023 | SFP-10G-LR
CA-DC-020-PE-T4-02 | xe-0/0/4 | 10G SFP+ | 10000 | up | Backhaul to VA-DC-003 | SFP-10G-LR
CA-DC-020-PE-T4-02 | xe-0/0/5 | 10G SFP+ | 10000 | up | Backhaul to FL-DC-018 | SFP-10G-LR
CA-DC-020-PE-T4-02 | xe-0/0/6 | 10G SFP+ | 10000 | up | Uplink to CA-DC-020-AGG-R01 | SFP-10G-LR
CA-DC-020-PE-T4-02 | xe-0/0/7 | 10G SFP+ | 10000 | up | Uplink to CA-DC-020-AGG-R02 | SFP-10G-LR
CA-DC-020-PE-T4-02 | xe-0/0/8 | 10G SFP+ | 10000 | admin-down
CA-DC-020-PE-T4-02 | xe-0/0/9 | 10G SFP+ | 10000 | reserved
CA-DC-020-PE-T4-02 | xe-0/0/10 | 10G SFP+ | 10000 | admin-down
CA-DC-020-PE-T4-02 | xe-0/0/11 | 10G SFP+ | 10000 | reserved
CA-DC-020-PE-T4-02 | et-0/1/0 | 100G QSFP28 | 100000 | up | Fabric to CA-DC-020-PE-T4-01 | QSFP28-100G-LR4
CA-DC-020-PE-T4-02 | et-0/1/1 | 100G QSFP28 | 100000 | up | Fabric to CA-DC-020-PE-T4-03 | QSFP28-100G-LR4
CA-DC-020-PE-T4-02 | et-0/1/2 | 100G QSFP28 | 100000 | up | Fabric to CA-DC-020-PE-T4-04 | QSFP28-100G-LR4
CA-DC-020-PE-T4-02 | et-0/1/3 | 100G QSFP28 | 100000 | admin-down
CA-DC-020-PE-T4-02 | ge-0/2/0 | 1G copper | 1000 | admin-down
CA-DC-020-PE-T4-02 | ge-0/2/1 | 1G copper | 1000 | admin-down
CA-DC-020-PE-T4-02 | ge-0/2/2 | 1G copper | 1000 | admin-down
CA-DC-020-PE-T4-02 | ge-0/2/3 | 1G copper | 1000 | admin-down
CA-DC-020-PE-T4-02 | ge-0/2/4 | 1G copper | 1000 | admin-down
CA-DC-020-PE-T4-02 | ge-0/2/5 | 1G copper | 1000 | admin-down
CA-DC-020-PE-T4-02 | ge-0/2/6 | 1G copper | 1000 | reserved
CA-DC-020-PE-T4-02 | ge-0/2/7 | 1G copper | 1000 | admin-down
CA-DC-020-PE-T4-02 | ge-0/2/8 | 1G copper | 1000 | admin-down
CA-DC-020-PE-T4-02 | ge-0/2/9 | 1G copper | 1000 | reserved
CA-DC-020-PE-T4-02 | ge-0/2/10 | 1G copper | 1000 | admin-down
CA-DC-020-PE-T4-02 | ge-0/2/11 | 1G copper | 1000 | admin-down
CA-DC-020-PE-T4-02 | ge-0/2/12 | 1G copper | 1000 | admin-down
CA-DC-020-PE-T4-02 | ge-0/2/13 | 1G copper | 1000 | admin-down
CA-DC-020-PE-T4-02 | ge-0/2/14 | 1G copper | 1000 | admin-down
CA-DC-020-PE-T4-02 | ge-0/2/15 | 1G copper | 1000 | admin-down
CA-DC-020-PE-T4-03 | xe-0/0/0 | 10G SFP+ | 10000 | admin-down
CA-DC-020-PE-T4-03 | xe-0/0/1 | 10G SFP+ | 10000 | up | Backhaul to IL-DC-009 | SFP-10G-LR
CA-DC-020-PE-T4-03 | xe-0/0/2 | 10G SFP+ | 10000 | up | Backhaul to VA-DC-003 | SFP-10G-LR
CA-DC-020-PE-T4-03 | xe-0/0/3 | 10G SFP+ | 10000 | up | Backhaul to VA-DC-002 | SFP-10G-LR
CA-DC-020-PE-T4-03 | xe-0/0/4 | 10G SFP+ | 10000 | up | Backhaul to NC-DC-023 | SFP-10G-LR
CA-DC-020-PE-T4-03 | xe-0/0/5 | 10G SFP+ | 10000 | up | Backhaul to AZ-DC-010 | SFP-10G-LR
CA-DC-020-PE-T4-03 | xe-0/0/6 | 10G SFP+ | 10000 | up | Uplink to CA-DC-020-AGG-R02 | SFP-10G-LR
CA-DC-020-PE-T4-03 | xe-0/0/7 | 10G SFP+ | 10000 | up | Uplink to CA-DC-020-AGG-R03 | SFP-10G-LR
CA-DC-020-PE-T4-03 | xe-0/0/8 | 10G SFP+ | 10000 | admin-down
CA-DC-020-PE-T4-03 | xe-0/0/9 | 10G SFP+ | 10000 | admin-down
CA-DC-020-PE-T4-03 | xe-0/0/10 | 10G SFP+ | 10000 | admin-down
CA-DC-020-PE-T4-03 | xe-0/0/11 | 10G SFP+ | 10000 | admin-down
CA-DC-020-PE-T4-03 | et-0/1/0 | 100G QSFP28 | 100000 | up | Fabric to CA-DC-020-PE-T4-01 | QSFP28-100G-LR4
CA-DC-020-PE-T4-03 | et-0/1/1 | 100G QSFP28 | 100000 | up | Fabric to CA-DC-020-PE-T4-02 | QSFP28-100G-LR4
CA-DC-020-PE-T4-03 | et-0/1/2 | 100G QSFP28 | 100000 | up | Fabric to CA-DC-020-PE-T4-04 | QSFP28-100G-LR4
CA-DC-020-PE-T4-03 | et-0/1/3 | 100G QSFP28 | 100000 | admin-down
CA-DC-020-PE-T4-03 | ge-0/2/0 | 1G copper | 1000 | admin-down
CA-DC-020-PE-T4-03 | ge-0/2/1 | 1G copper | 1000 | admin-down
CA-DC-020-PE-T4-03 | ge-0/2/2 | 1G copper | 1000 | admin-down
CA-DC-020-PE-T4-03 | ge-0/2/3 | 1G copper | 1000 | admin-down
CA-DC-020-PE-T4-03 | ge-0/2/4 | 1G copper | 1000 | admin-down
CA-DC-020-PE-T4-03 | ge-0/2/5 | 1G copper | 1000 | admin-down
CA-DC-020-PE-T4-03 | ge-0/2/6 | 1G copper | 1000 | admin-down
CA-DC-020-PE-T4-03 | ge-0/2/7 | 1G copper | 1000 | admin-down
CA-DC-020-PE-T4-03 | ge-0/2/8 | 1G copper | 1000 | admin-down
CA-DC-020-PE-T4-03 | ge-0/2/9 | 1G copper | 1000 | admin-down
CA-DC-020-PE-T4-03 | ge-0/2/10 | 1G copper | 1000 | admin-down
CA-DC-020-PE-T4-03 | ge-0/2/11 | 1G copper | 1000 | admin-down
CA-DC-020-PE-T4-03 | ge-0/2/12 | 1G copper | 1000 | admin-down
CA-DC-020-PE-T4-03 | ge-0/2/13 | 1G copper | 1000 | admin-down
CA-DC-020-PE-T4-03 | ge-0/2/14 | 1G copper | 1000 | admin-down
CA-DC-020-PE-T4-03 | ge-0/2/15 | 1G copper | 1000 | admin-down
CA-DC-020-PE-T4-04 | xe-0/0/0 | 10G SFP+ | 10000 | admin-down
CA-DC-020-PE-T4-04 | xe-0/0/1 | 10G SFP+ | 10000 | up | Backhaul to CA-DC-021 | SFP-10G-LR
CA-DC-020-PE-T4-04 | xe-0/0/2 | 10G SFP+ | 10000 | up | Backhaul to CO-DC-015 | SFP-10G-LR
CA-DC-020-PE-T4-04 | xe-0/0/3 | 10G SFP+ | 10000 | up | Backhaul to IL-DC-009 | SFP-10G-LR
CA-DC-020-PE-T4-04 | xe-0/0/4 | 10G SFP+ | 10000 | up | Backhaul to FL-DC-018 | SFP-10G-LR
CA-DC-020-PE-T4-04 | xe-0/0/5 | 10G SFP+ | 10000 | up | Backhaul to VA-DC-002 | SFP-10G-LR
CA-DC-020-PE-T4-04 | xe-0/0/6 | 10G SFP+ | 10000 | up | Uplink to CA-DC-020-AGG-R03 | SFP-10G-LR
CA-DC-020-PE-T4-04 | xe-0/0/7 | 10G SFP+ | 10000 | admin-down
CA-DC-020-PE-T4-04 | xe-0/0/8 | 10G SFP+ | 10000 | reserved
CA-DC-020-PE-T4-04 | xe-0/0/9 | 10G SFP+ | 10000 | admin-down
CA-DC-020-PE-T4-04 | xe-0/0/10 | 10G SFP+ | 10000 | admin-down
CA-DC-020-PE-T4-04 | xe-0/0/11 | 10G SFP+ | 10000 | admin-down
CA-DC-020-PE-T4-04 | et-0/1/0 | 100G QSFP28 | 100000 | up | Fabric to CA-DC-020-PE-T4-01 | QSFP28-100G-LR4
CA-DC-020-PE-T4-04 | et-0/1/1 | 100G QSFP28 | 100000 | up | Fabric to CA-DC-020-PE-T4-02 | QSFP28-100G-LR4
CA-DC-020-PE-T4-04 | et-0/1/2 | 100G QSFP28 | 100000 | up | Fabric to CA-DC-020-PE-T4-03 | QSFP28-100G-LR4
CA-DC-020-PE-T4-04 | et-0/1/3 | 100G QSFP28 | 100000 | admin-down
CA-DC-020-PE-T4-04 | ge-0/2/0 | 1G copper | 1000 | admin-down
CA-DC-020-PE-T4-04 | ge-0/2/1 | 1G copper | 1000 | admin-down
CA-DC-020-PE-T4-04 | ge-0/2/2 | 1G copper | 1000 | admin-down
CA-DC-020-PE-T4-04 | ge-0/2/3 | 1G copper | 1000 | admin-down
CA-DC-020-PE-T4-04 | ge-0/2/4 | 1G copper | 1000 | admin-down
CA-DC-020-PE-T4-04 | ge-0/2/5 | 1G copper | 1000 | admin-down
CA-DC-020-PE-T4-04 | ge-0/2/6 | 1G copper | 1000 | admin-down
CA-DC-020-PE-T4-04 | ge-0/2/7 | 1G copper | 1000 | admin-down
CA-DC-020-PE-T4-04 | ge-0/2/8 | 1G copper | 1000 | admin-down
CA-DC-020-PE-T4-04 | ge-0/2/9 | 1G copper | 1000 | admin-down
CA-DC-020-PE-T4-04 | ge-0/2/10 | 1G copper | 1000 | admin-down
CA-DC-020-PE-T4-04 | ge-0/2/11 | 1G copper | 1000 | admin-down
CA-DC-020-PE-T4-04 | ge-0/2/12 | 1G copper | 1000 | admin-down
CA-DC-020-PE-T4-04 | ge-0/2/13 | 1G copper | 1000 | admin-down
CA-DC-020-PE-T4-04 | ge-0/2/14 | 1G copper | 1000 | admin-down
CA-DC-020-PE-T4-04 | ge-0/2/15 | 1G copper | 1000 | admin-down
CA-DC-020-FW-01 | port1 | 10G SFP+ | 10000 | up | Uplink to CA-DC-020-AGG-R01 | SFP-10G-LR
CA-DC-020-FW-01 | port2 | 10G SFP+ | 10000 | up | Uplink to CA-DC-020-AGG-R02 | SFP-10G-LR
CA-DC-020-FW-01 | port3 | 10G SFP+ | 10000 | admin-down
CA-DC-020-FW-01 | port4 | 10G SFP+ | 10000 | admin-down
CA-DC-020-FW-01 | port5 | 10G SFP+ | 10000 | admin-down
CA-DC-020-FW-01 | port6 | 10G SFP+ | 10000 | admin-down
CA-DC-020-FW-01 | port7 | 10G SFP+ | 10000 | admin-down
CA-DC-020-FW-01 | port8 | 10G SFP+ | 10000 | admin-down
CA-DC-020-FW-02 | port1 | 10G SFP+ | 10000 | up | Uplink to CA-DC-020-AGG-R02 | SFP-10G-LR
CA-DC-020-FW-02 | port2 | 10G SFP+ | 10000 | up | Uplink to CA-DC-020-AGG-R03 | SFP-10G-LR
CA-DC-020-FW-02 | port3 | 10G SFP+ | 10000 | admin-down
CA-DC-020-FW-02 | port4 | 10G SFP+ | 10000 | admin-down
CA-DC-020-FW-02 | port5 | 10G SFP+ | 10000 | admin-down
CA-DC-020-FW-02 | port6 | 10G SFP+ | 10000 | admin-down
CA-DC-020-FW-02 | port7 | 10G SFP+ | 10000 | admin-down
CA-DC-020-FW-02 | port8 | 10G SFP+ | 10000 | reserved
CA-DC-020-OLA-01 | 1/2/c1 | 100G QSFP28 | 100000 | up | Uplink to CA-DC-020-AGG-R01 | QSFP28-100G-LR4
CA-DC-020-OLA-01 | 1/2/c2 | 100G QSFP28 | 100000 | admin-down
CA-DC-020-OLA-01 | 1/2/c3 | 100G QSFP28 | 100000 | admin-down
CA-DC-020-OLA-01 | 1/2/c4 | 100G QSFP28 | 100000 | admin-down
CA-DC-020-OLA-01 | 1/2/c5 | 100G QSFP28 | 100000 | admin-down
CA-DC-020-OLA-01 | 1/2/c6 | 100G QSFP28 | 100000 | admin-down
CA-DC-020-OLA-01 | 1/2/c7 | 100G QSFP28 | 100000 | admin-down
CA-DC-020-OLA-01 | 1/2/c8 | 100G QSFP28 | 100000 | admin-down
CA-DC-020-OLA-02 | 1-A-1 | 100G QSFP28 | 100000 | up | Uplink to CA-DC-020-AGG-R02 | QSFP28-100G-LR4
CA-DC-020-OLA-02 | 1-A-2 | 100G QSFP28 | 100000 | admin-down
CA-DC-020-OLA-02 | 1-A-3 | 100G QSFP28 | 100000 | admin-down
CA-DC-020-OLA-02 | 1-A-4 | 100G QSFP28 | 100000 | admin-down
CA-DC-020-OLA-02 | 1-A-5 | 100G QSFP28 | 100000 | admin-down
CA-DC-020-OLA-02 | 1-A-6 | 100G QSFP28 | 100000 | admin-down
CA-DC-020-OLA-02 | 1-A-7 | 100G QSFP28 | 100000 | admin-down
CA-DC-020-OLA-02 | 1-A-8 | 100G QSFP28 | 100000 | admin-down
CA-DC-020-AGG-R01 | xe-0/0/0 | 10G SFP+ | 10000 | up | Uplink to CA-DC-020-FW-01 | SFP-10G-LR
CA-DC-020-AGG-R01 | xe-0/0/1 | 10G SFP+ | 10000 | up | Uplink to CA-DC-020-MMR-SW-01 | SFP-10G-LR
CA-DC-020-AGG-R01 | xe-0/0/2 | 10G SFP+ | 10000 | up | Uplink to CA-DC-020-MMR-SW-01 | SFP-10G-LR
CA-DC-020-AGG-R01 | xe-0/0/3 | 10G SFP+ | 10000 | up | Uplink to CA-DC-020-MMR-SW-04 | SFP-10G-LR
CA-DC-020-AGG-R01 | xe-0/0/4 | 10G SFP+ | 10000 | up | Uplink to CA-DC-020-MMR-SW-04 | SFP-10G-LR
CA-DC-020-AGG-R01 | xe-0/0/5 | 10G SFP+ | 10000 | up | Uplink to CA-DC-020-MMR-SW-07 | SFP-10G-LR
CA-DC-020-AGG-R01 | xe-0/0/6 | 10G SFP+ | 10000 | up | Uplink to CA-DC-020-MMR-SW-07 | SFP-10G-LR
CA-DC-020-AGG-R01 | xe-0/0/7 | 10G SFP+ | 10000 | admin-down
CA-DC-020-AGG-R01 | xe-0/0/8 | 10G SFP+ | 10000 | admin-down
CA-DC-020-AGG-R01 | xe-0/0/9 | 10G SFP+ | 10000 | admin-down
CA-DC-020-AGG-R01 | xe-0/0/10 | 10G SFP+ | 10000 | admin-down
CA-DC-020-AGG-R01 | xe-0/0/11 | 10G SFP+ | 10000 | admin-down
CA-DC-020-AGG-R01 | xe-0/0/12 | 10G SFP+ | 10000 | admin-down
CA-DC-020-AGG-R01 | xe-0/0/13 | 10G SFP+ | 10000 | admin-down
CA-DC-020-AGG-R01 | xe-0/0/14 | 10G SFP+ | 10000 | admin-down
CA-DC-020-AGG-R01 | xe-0/0/15 | 10G SFP+ | 10000 | admin-down
CA-DC-020-AGG-R01 | et-0/1/0 | 100G QSFP28 | 100000 | up | Uplink to CA-DC-020-PE-T4-01 | QSFP28-100G-LR4
CA-DC-020-AGG-R01 | et-0/1/1 | 100G QSFP28 | 100000 | up | Uplink to CA-DC-020-PE-T4-02 | QSFP28-100G-LR4
CA-DC-020-AGG-R01 | et-0/1/2 | 100G QSFP28 | 100000 | up | Uplink to CA-DC-020-OLA-01 | QSFP28-100G-LR4
CA-DC-020-AGG-R01 | et-0/1/3 | 100G QSFP28 | 100000 | admin-down
CA-DC-020-AGG-R01 | et-0/1/4 | 100G QSFP28 | 100000 | admin-down
CA-DC-020-AGG-R01 | et-0/1/5 | 100G QSFP28 | 100000 | admin-down
CA-DC-020-AGG-R01 | et-0/1/6 | 100G QSFP28 | 100000 | admin-down
CA-DC-020-AGG-R01 | et-0/1/7 | 100G QSFP28 | 100000 | admin-down
CA-DC-020-AGG-R02 | xe-0/0/0 | 10G SFP+ | 10000 | up | Uplink to CA-DC-020-FW-01 | SFP-10G-LR
CA-DC-020-AGG-R02 | xe-0/0/1 | 10G SFP+ | 10000 | up | Uplink to CA-DC-020-FW-02 | SFP-10G-LR
CA-DC-020-AGG-R02 | xe-0/0/2 | 10G SFP+ | 10000 | up | Uplink to CA-DC-020-MMR-SW-02 | SFP-10G-LR
CA-DC-020-AGG-R02 | xe-0/0/3 | 10G SFP+ | 10000 | up | Uplink to CA-DC-020-MMR-SW-02 | SFP-10G-LR
CA-DC-020-AGG-R02 | xe-0/0/4 | 10G SFP+ | 10000 | up | Uplink to CA-DC-020-MMR-SW-05 | SFP-10G-LR
CA-DC-020-AGG-R02 | xe-0/0/5 | 10G SFP+ | 10000 | up | Uplink to CA-DC-020-MMR-SW-05 | SFP-10G-LR
CA-DC-020-AGG-R02 | xe-0/0/6 | 10G SFP+ | 10000 | up | Uplink to CA-DC-020-MMR-SW-08 | SFP-10G-LR
CA-DC-020-AGG-R02 | xe-0/0/7 | 10G SFP+ | 10000 | up | Uplink to CA-DC-020-MMR-SW-08 | SFP-10G-LR
CA-DC-020-AGG-R02 | xe-0/0/8 | 10G SFP+ | 10000 | admin-down
CA-DC-020-AGG-R02 | xe-0/0/9 | 10G SFP+ | 10000 | admin-down
CA-DC-020-AGG-R02 | xe-0/0/10 | 10G SFP+ | 10000 | admin-down
CA-DC-020-AGG-R02 | xe-0/0/11 | 10G SFP+ | 10000 | reserved
CA-DC-020-AGG-R02 | xe-0/0/12 | 10G SFP+ | 10000 | admin-down
CA-DC-020-AGG-R02 | xe-0/0/13 | 10G SFP+ | 10000 | admin-down
CA-DC-020-AGG-R02 | xe-0/0/14 | 10G SFP+ | 10000 | admin-down
CA-DC-020-AGG-R02 | xe-0/0/15 | 10G SFP+ | 10000 | admin-down
CA-DC-020-AGG-R02 | et-0/1/0 | 100G QSFP28 | 100000 | up | Uplink to CA-DC-020-PE-T4-02 | QSFP28-100G-LR4
CA-DC-020-AGG-R02 | et-0/1/1 | 100G QSFP28 | 100000 | up | Uplink to CA-DC-020-PE-T4-03 | QSFP28-100G-LR4
CA-DC-020-AGG-R02 | et-0/1/2 | 100G QSFP28 | 100000 | up | Uplink to CA-DC-020-OLA-02 | QSFP28-100G-LR4
CA-DC-020-AGG-R02 | et-0/1/3 | 100G QSFP28 | 100000 | admin-down
CA-DC-020-AGG-R02 | et-0/1/4 | 100G QSFP28 | 100000 | admin-down
CA-DC-020-AGG-R02 | et-0/1/5 | 100G QSFP28 | 100000 | admin-down
CA-DC-020-AGG-R02 | et-0/1/6 | 100G QSFP28 | 100000 | admin-down
CA-DC-020-AGG-R02 | et-0/1/7 | 100G QSFP28 | 100000 | admin-down
CA-DC-020-AGG-R03 | xe-0/0/0 | 10G SFP+ | 10000 | up | Uplink to CA-DC-020-FW-02 | SFP-10G-LR
CA-DC-020-AGG-R03 | xe-0/0/1 | 10G SFP+ | 10000 | up | Uplink to CA-DC-020-MMR-SW-03 | SFP-10G-LR
CA-DC-020-AGG-R03 | xe-0/0/2 | 10G SFP+ | 10000 | up | Uplink to CA-DC-020-MMR-SW-03 | SFP-10G-LR
CA-DC-020-AGG-R03 | xe-0/0/3 | 10G SFP+ | 10000 | up | Uplink to CA-DC-020-MMR-SW-06 | SFP-10G-LR
CA-DC-020-AGG-R03 | xe-0/0/4 | 10G SFP+ | 10000 | up | Uplink to CA-DC-020-MMR-SW-06 | SFP-10G-LR
CA-DC-020-AGG-R03 | xe-0/0/5 | 10G SFP+ | 10000 | admin-down
CA-DC-020-AGG-R03 | xe-0/0/6 | 10G SFP+ | 10000 | admin-down
CA-DC-020-AGG-R03 | xe-0/0/7 | 10G SFP+ | 10000 | admin-down
CA-DC-020-AGG-R03 | xe-0/0/8 | 10G SFP+ | 10000 | admin-down
CA-DC-020-AGG-R03 | xe-0/0/9 | 10G SFP+ | 10000 | admin-down
CA-DC-020-AGG-R03 | xe-0/0/10 | 10G SFP+ | 10000 | admin-down
CA-DC-020-AGG-R03 | xe-0/0/11 | 10G SFP+ | 10000 | admin-down
CA-DC-020-AGG-R03 | xe-0/0/12 | 10G SFP+ | 10000 | admin-down
CA-DC-020-AGG-R03 | xe-0/0/13 | 10G SFP+ | 10000 | admin-down
CA-DC-020-AGG-R03 | xe-0/0/14 | 10G SFP+ | 10000 | admin-down
CA-DC-020-AGG-R03 | xe-0/0/15 | 10G SFP+ | 10000 | admin-down
CA-DC-020-AGG-R03 | et-0/1/0 | 100G QSFP28 | 100000 | up | Uplink to CA-DC-020-PE-T4-03 | QSFP28-100G-LR4
CA-DC-020-AGG-R03 | et-0/1/1 | 100G QSFP28 | 100000 | up | Uplink to CA-DC-020-PE-T4-04 | QSFP28-100G-LR4
CA-DC-020-AGG-R03 | et-0/1/2 | 100G QSFP28 | 100000 | admin-down
CA-DC-020-AGG-R03 | et-0/1/3 | 100G QSFP28 | 100000 | reserved
CA-DC-020-AGG-R03 | et-0/1/4 | 100G QSFP28 | 100000 | admin-down
CA-DC-020-AGG-R03 | et-0/1/5 | 100G QSFP28 | 100000 | admin-down
CA-DC-020-AGG-R03 | et-0/1/6 | 100G QSFP28 | 100000 | admin-down
CA-DC-020-AGG-R03 | et-0/1/7 | 100G QSFP28 | 100000 | admin-down
CA-DC-020-MMR-SW-01 | Ethernet1 | 10G SFP+ | 10000 | up | Access to CA-DC-020-TOR-001 | SFP-10G-LR
CA-DC-020-MMR-SW-01 | Ethernet2 | 10G SFP+ | 10000 | up | Server NIC
CA-DC-020-MMR-SW-01 | Ethernet3 | 10G SFP+ | 10000 | up | Server NIC
CA-DC-020-MMR-SW-01 | Ethernet4 | 10G SFP+ | 10000 | up | Server NIC
CA-DC-020-MMR-SW-01 | Ethernet5 | 10G SFP+ | 10000 | up | Server NIC
CA-DC-020-MMR-SW-01 | Ethernet6 | 10G SFP+ | 10000 | admin-down
CA-DC-020-MMR-SW-01 | Ethernet7 | 10G SFP+ | 10000 | up | Server NIC
CA-DC-020-MMR-SW-01 | Ethernet8 | 10G SFP+ | 10000 | up | Server NIC
CA-DC-020-MMR-SW-01 | Ethernet9 | 10G SFP+ | 10000 | up | Server NIC
CA-DC-020-MMR-SW-01 | Ethernet10 | 10G SFP+ | 10000 | admin-down
CA-DC-020-MMR-SW-01 | Ethernet11 | 10G SFP+ | 10000 | admin-down
CA-DC-020-MMR-SW-01 | Ethernet12 | 10G SFP+ | 10000 | up | Server NIC
CA-DC-020-MMR-SW-01 | Ethernet13 | 10G SFP+ | 10000 | up | Server NIC
CA-DC-020-MMR-SW-01 | Ethernet14 | 10G SFP+ | 10000 | admin-down
CA-DC-020-MMR-SW-01 | Ethernet15 | 10G SFP+ | 10000 | up | Server NIC
CA-DC-020-MMR-SW-01 | Ethernet16 | 10G SFP+ | 10000 | admin-down
CA-DC-020-MMR-SW-01 | Ethernet17 | 10G SFP+ | 10000 | up | Server NIC
CA-DC-020-MMR-SW-01 | Ethernet18 | 10G SFP+ | 10000 | up | Server NIC
CA-DC-020-MMR-SW-01 | Ethernet19 | 10G SFP+ | 10000 | up | Server NIC
CA-DC-020-MMR-SW-01 | Ethernet20 | 10G SFP+ | 10000 | up | Server NIC
CA-DC-020-MMR-SW-01 | Ethernet21 | 10G SFP+ | 10000 | up | Server NIC
CA-DC-020-MMR-SW-01 | Ethernet22 | 10G SFP+ | 10000 | reserved
CA-DC-020-MMR-SW-01 | Ethernet23 | 10G SFP+ | 10000 | admin-down
CA-DC-020-MMR-SW-01 | Ethernet24 | 10G SFP+ | 10000 | up | Server NIC
CA-DC-020-MMR-SW-01 | Ethernet25 | 10G SFP+ | 10000 | up | Server NIC
CA-DC-020-MMR-SW-01 | Ethernet26 | 10G SFP+ | 10000 | admin-down
CA-DC-020-MMR-SW-01 | Ethernet27 | 10G SFP+ | 10000 | admin-down
CA-DC-020-MMR-SW-01 | Ethernet28 | 10G SFP+ | 10000 | admin-down
CA-DC-020-MMR-SW-01 | Ethernet29 | 10G SFP+ | 10000 | up | Server NIC
CA-DC-020-MMR-SW-01 | Ethernet30 | 10G SFP+ | 10000 | admin-down
CA-DC-020-MMR-SW-01 | Ethernet31 | 10G SFP+ | 10000 | admin-down
CA-DC-020-MMR-SW-01 | Ethernet32 | 10G SFP+ | 10000 | up | Server NIC
CA-DC-020-MMR-SW-01 | Ethernet33 | 10G SFP+ | 10000 | up | Server NIC
CA-DC-020-MMR-SW-01 | Ethernet34 | 10G SFP+ | 10000 | admin-down
CA-DC-020-MMR-SW-01 | Ethernet35 | 10G SFP+ | 10000 | admin-down
CA-DC-020-MMR-SW-01 | Ethernet36 | 10G SFP+ | 10000 | up | Server NIC
CA-DC-020-MMR-SW-01 | Ethernet37 | 10G SFP+ | 10000 | admin-down
CA-DC-020-MMR-SW-01 | Ethernet38 | 10G SFP+ | 10000 | up | Server NIC
CA-DC-020-MMR-SW-01 | Ethernet39 | 10G SFP+ | 10000 | up | Server NIC
CA-DC-020-MMR-SW-01 | Ethernet40 | 10G SFP+ | 10000 | up | Server NIC
CA-DC-020-MMR-SW-01 | Ethernet41 | 10G SFP+ | 10000 | admin-down
CA-DC-020-MMR-SW-01 | Ethernet42 | 10G SFP+ | 10000 | up | Server NIC
CA-DC-020-MMR-SW-01 | Ethernet43 | 10G SFP+ | 10000 | up | Server NIC
CA-DC-020-MMR-SW-01 | Ethernet44 | 10G SFP+ | 10000 | up | Server NIC
CA-DC-020-MMR-SW-01 | Ethernet45 | 10G SFP+ | 10000 | admin-down
CA-DC-020-MMR-SW-01 | Ethernet46 | 10G SFP+ | 10000 | up | Server NIC
CA-DC-020-MMR-SW-01 | Ethernet47 | 10G SFP+ | 10000 | admin-down
CA-DC-020-MMR-SW-01 | Ethernet48 | 10G SFP+ | 10000 | up | Server NIC
CA-DC-020-MMR-SW-01 | Ethernet49/1 | 100G QSFP28 | 100000 | up | Uplink to CA-DC-020-AGG-R01 | QSFP28-100G-LR4
CA-DC-020-MMR-SW-01 | Ethernet49/2 | 100G QSFP28 | 100000 | up | Uplink to CA-DC-020-AGG-R01 | QSFP28-100G-LR4
CA-DC-020-MMR-SW-01 | Ethernet49/3 | 100G QSFP28 | 100000 | admin-down
CA-DC-020-MMR-SW-01 | Ethernet49/4 | 100G QSFP28 | 100000 | admin-down
CA-DC-020-MMR-SW-02 | Ethernet1 | 10G SFP+ | 10000 | up | Access to CA-DC-020-TOR-001 | SFP-10G-LR
CA-DC-020-MMR-SW-02 | Ethernet2 | 10G SFP+ | 10000 | up | Access to CA-DC-020-TOR-002 | SFP-10G-LR
CA-DC-020-MMR-SW-02 | Ethernet3 | 10G SFP+ | 10000 | up | Server NIC
CA-DC-020-MMR-SW-02 | Ethernet4 | 10G SFP+ | 10000 | up | Server NIC
CA-DC-020-MMR-SW-02 | Ethernet5 | 10G SFP+ | 10000 | up | Server NIC
CA-DC-020-MMR-SW-02 | Ethernet6 | 10G SFP+ | 10000 | admin-down
CA-DC-020-MMR-SW-02 | Ethernet7 | 10G SFP+ | 10000 | up | Server NIC
CA-DC-020-MMR-SW-02 | Ethernet8 | 10G SFP+ | 10000 | up | Server NIC
CA-DC-020-MMR-SW-02 | Ethernet9 | 10G SFP+ | 10000 | up | Server NIC
CA-DC-020-MMR-SW-02 | Ethernet10 | 10G SFP+ | 10000 | up | Server NIC
CA-DC-020-MMR-SW-02 | Ethernet11 | 10G SFP+ | 10000 | up | Server NIC
CA-DC-020-MMR-SW-02 | Ethernet12 | 10G SFP+ | 10000 | up | Server NIC
CA-DC-020-MMR-SW-02 | Ethernet13 | 10G SFP+ | 10000 | up | Server NIC
CA-DC-020-MMR-SW-02 | Ethernet14 | 10G SFP+ | 10000 | admin-down
CA-DC-020-MMR-SW-02 | Ethernet15 | 10G SFP+ | 10000 | up | Server NIC
CA-DC-020-MMR-SW-02 | Ethernet16 | 10G SFP+ | 10000 | admin-down
CA-DC-020-MMR-SW-02 | Ethernet17 | 10G SFP+ | 10000 | up | Server NIC
CA-DC-020-MMR-SW-02 | Ethernet18 | 10G SFP+ | 10000 | up | Server NIC
CA-DC-020-MMR-SW-02 | Ethernet19 | 10G SFP+ | 10000 | up | Server NIC
CA-DC-020-MMR-SW-02 | Ethernet20 | 10G SFP+ | 10000 | up | Server NIC
CA-DC-020-MMR-SW-02 | Ethernet21 | 10G SFP+ | 10000 | admin-down
CA-DC-020-MMR-SW-02 | Ethernet22 | 10G SFP+ | 10000 | admin-down
CA-DC-020-MMR-SW-02 | Ethernet23 | 10G SFP+ | 10000 | admin-down
CA-DC-020-MMR-SW-02 | Ethernet24 | 10G SFP+ | 10000 | admin-down
CA-DC-020-MMR-SW-02 | Ethernet25 | 10G SFP+ | 10000 | up | Server NIC
CA-DC-020-MMR-SW-02 | Ethernet26 | 10G SFP+ | 10000 | up | Server NIC
CA-DC-020-MMR-SW-02 | Ethernet27 | 10G SFP+ | 10000 | up | Server NIC
CA-DC-020-MMR-SW-02 | Ethernet28 | 10G SFP+ | 10000 | up | Server NIC
CA-DC-020-MMR-SW-02 | Ethernet29 | 10G SFP+ | 10000 | admin-down
CA-DC-020-MMR-SW-02 | Ethernet30 | 10G SFP+ | 10000 | admin-down
CA-DC-020-MMR-SW-02 | Ethernet31 | 10G SFP+ | 10000 | admin-down
CA-DC-020-MMR-SW-02 | Ethernet32 | 10G SFP+ | 10000 | admin-down
CA-DC-020-MMR-SW-02 | Ethernet33 | 10G SFP+ | 10000 | reserved
CA-DC-020-MMR-SW-02 | Ethernet34 | 10G SFP+ | 10000 | up | Server NIC
CA-DC-020-MMR-SW-02 | Ethernet35 | 10G SFP+ | 10000 | admin-down
CA-DC-020-MMR-SW-02 | Ethernet36 | 10G SFP+ | 10000 | up | Server NIC
CA-DC-020-MMR-SW-02 | Ethernet37 | 10G SFP+ | 10000 | admin-down
CA-DC-020-MMR-SW-02 | Ethernet38 | 10G SFP+ | 10000 | up | Server NIC
CA-DC-020-MMR-SW-02 | Ethernet39 | 10G SFP+ | 10000 | admin-down
CA-DC-020-MMR-SW-02 | Ethernet40 | 10G SFP+ | 10000 | up | Server NIC
CA-DC-020-MMR-SW-02 | Ethernet41 | 10G SFP+ | 10000 | up | Server NIC
CA-DC-020-MMR-SW-02 | Ethernet42 | 10G SFP+ | 10000 | admin-down
CA-DC-020-MMR-SW-02 | Ethernet43 | 10G SFP+ | 10000 | up | Server NIC
CA-DC-020-MMR-SW-02 | Ethernet44 | 10G SFP+ | 10000 | up | Server NIC
CA-DC-020-MMR-SW-02 | Ethernet45 | 10G SFP+ | 10000 | up | Server NIC
CA-DC-020-MMR-SW-02 | Ethernet46 | 10G SFP+ | 10000 | reserved
CA-DC-020-MMR-SW-02 | Ethernet47 | 10G SFP+ | 10000 | admin-down
CA-DC-020-MMR-SW-02 | Ethernet48 | 10G SFP+ | 10000 | up | Server NIC
CA-DC-020-MMR-SW-02 | Ethernet49/1 | 100G QSFP28 | 100000 | up | Uplink to CA-DC-020-AGG-R02 | QSFP28-100G-LR4
CA-DC-020-MMR-SW-02 | Ethernet49/2 | 100G QSFP28 | 100000 | up | Uplink to CA-DC-020-AGG-R02 | QSFP28-100G-LR4
CA-DC-020-MMR-SW-02 | Ethernet49/3 | 100G QSFP28 | 100000 | admin-down
CA-DC-020-MMR-SW-02 | Ethernet49/4 | 100G QSFP28 | 100000 | admin-down
CA-DC-020-MMR-SW-03 | Ethernet1 | 10G SFP+ | 10000 | up | Access to CA-DC-020-TOR-002 | SFP-10G-LR
CA-DC-020-MMR-SW-03 | Ethernet2 | 10G SFP+ | 10000 | up | Access to CA-DC-020-TOR-003 | SFP-10G-LR
CA-DC-020-MMR-SW-03 | Ethernet3 | 10G SFP+ | 10000 | up | Server NIC
CA-DC-020-MMR-SW-03 | Ethernet4 | 10G SFP+ | 10000 | reserved
CA-DC-020-MMR-SW-03 | Ethernet5 | 10G SFP+ | 10000 | up | Server NIC
CA-DC-020-MMR-SW-03 | Ethernet6 | 10G SFP+ | 10000 | up | Server NIC
CA-DC-020-MMR-SW-03 | Ethernet7 | 10G SFP+ | 10000 | up | Server NIC
CA-DC-020-MMR-SW-03 | Ethernet8 | 10G SFP+ | 10000 | up | Server NIC
CA-DC-020-MMR-SW-03 | Ethernet9 | 10G SFP+ | 10000 | reserved
CA-DC-020-MMR-SW-03 | Ethernet10 | 10G SFP+ | 10000 | admin-down
CA-DC-020-MMR-SW-03 | Ethernet11 | 10G SFP+ | 10000 | admin-down
CA-DC-020-MMR-SW-03 | Ethernet12 | 10G SFP+ | 10000 | up | Server NIC
CA-DC-020-MMR-SW-03 | Ethernet13 | 10G SFP+ | 10000 | admin-down
CA-DC-020-MMR-SW-03 | Ethernet14 | 10G SFP+ | 10000 | up | Server NIC
CA-DC-020-MMR-SW-03 | Ethernet15 | 10G SFP+ | 10000 | up | Server NIC
CA-DC-020-MMR-SW-03 | Ethernet16 | 10G SFP+ | 10000 | up | Server NIC
CA-DC-020-MMR-SW-03 | Ethernet17 | 10G SFP+ | 10000 | up | Server NIC
CA-DC-020-MMR-SW-03 | Ethernet18 | 10G SFP+ | 10000 | admin-down
CA-DC-020-MMR-SW-03 | Ethernet19 | 10G SFP+ | 10000 | up | Server NIC
CA-DC-020-MMR-SW-03 | Ethernet20 | 10G SFP+ | 10000 | up | Server NIC
CA-DC-020-MMR-SW-03 | Ethernet21 | 10G SFP+ | 10000 | admin-down
CA-DC-020-MMR-SW-03 | Ethernet22 | 10G SFP+ | 10000 | admin-down
CA-DC-020-MMR-SW-03 | Ethernet23 | 10G SFP+ | 10000 | up | Server NIC
CA-DC-020-MMR-SW-03 | Ethernet24 | 10G SFP+ | 10000 | admin-down
CA-DC-020-MMR-SW-03 | Ethernet25 | 10G SFP+ | 10000 | admin-down
CA-DC-020-MMR-SW-03 | Ethernet26 | 10G SFP+ | 10000 | admin-down
CA-DC-020-MMR-SW-03 | Ethernet27 | 10G SFP+ | 10000 | admin-down
CA-DC-020-MMR-SW-03 | Ethernet28 | 10G SFP+ | 10000 | up | Server NIC
CA-DC-020-MMR-SW-03 | Ethernet29 | 10G SFP+ | 10000 | up | Server NIC
CA-DC-020-MMR-SW-03 | Ethernet30 | 10G SFP+ | 10000 | up | Server NIC
CA-DC-020-MMR-SW-03 | Ethernet31 | 10G SFP+ | 10000 | up | Server NIC
CA-DC-020-MMR-SW-03 | Ethernet32 | 10G SFP+ | 10000 | up | Server NIC
CA-DC-020-MMR-SW-03 | Ethernet33 | 10G SFP+ | 10000 | up | Server NIC
CA-DC-020-MMR-SW-03 | Ethernet34 | 10G SFP+ | 10000 | up | Server NIC
CA-DC-020-MMR-SW-03 | Ethernet35 | 10G SFP+ | 10000 | up | Server NIC
CA-DC-020-MMR-SW-03 | Ethernet36 | 10G SFP+ | 10000 | admin-down
CA-DC-020-MMR-SW-03 | Ethernet37 | 10G SFP+ | 10000 | up | Server NIC
CA-DC-020-MMR-SW-03 | Ethernet38 | 10G SFP+ | 10000 | reserved
CA-DC-020-MMR-SW-03 | Ethernet39 | 10G SFP+ | 10000 | up | Server NIC
CA-DC-020-MMR-SW-03 | Ethernet40 | 10G SFP+ | 10000 | up | Server NIC
CA-DC-020-MMR-SW-03 | Ethernet41 | 10G SFP+ | 10000 | admin-down
CA-DC-020-MMR-SW-03 | Ethernet42 | 10G SFP+ | 10000 | reserved
CA-DC-020-MMR-SW-03 | Ethernet43 | 10G SFP+ | 10000 | admin-down
CA-DC-020-MMR-SW-03 | Ethernet44 | 10G SFP+ | 10000 | up | Server NIC
CA-DC-020-MMR-SW-03 | Ethernet45 | 10G SFP+ | 10000 | admin-down
CA-DC-020-MMR-SW-03 | Ethernet46 | 10G SFP+ | 10000 | admin-down
CA-DC-020-MMR-SW-03 | Ethernet47 | 10G SFP+ | 10000 | up | Server NIC
CA-DC-020-MMR-SW-03 | Ethernet48 | 10G SFP+ | 10000 | admin-down
CA-DC-020-MMR-SW-03 | Ethernet49/1 | 100G QSFP28 | 100000 | up | Uplink to CA-DC-020-AGG-R03 | QSFP28-100G-LR4
CA-DC-020-MMR-SW-03 | Ethernet49/2 | 100G QSFP28 | 100000 | up | Uplink to CA-DC-020-AGG-R03 | QSFP28-100G-LR4
CA-DC-020-MMR-SW-03 | Ethernet49/3 | 100G QSFP28 | 100000 | admin-down
CA-DC-020-MMR-SW-03 | Ethernet49/4 | 100G QSFP28 | 100000 | admin-down
CA-DC-020-MMR-SW-04 | Ethernet1 | 10G SFP+ | 10000 | up | Access to CA-DC-020-TOR-003 | SFP-10G-LR
CA-DC-020-MMR-SW-04 | Ethernet2 | 10G SFP+ | 10000 | up | Access to CA-DC-020-TOR-004 | SFP-10G-LR
CA-DC-020-MMR-SW-04 | Ethernet3 | 10G SFP+ | 10000 | admin-down
CA-DC-020-MMR-SW-04 | Ethernet4 | 10G SFP+ | 10000 | up | Server NIC
CA-DC-020-MMR-SW-04 | Ethernet5 | 10G SFP+ | 10000 | up | Server NIC
CA-DC-020-MMR-SW-04 | Ethernet6 | 10G SFP+ | 10000 | up | Server NIC
CA-DC-020-MMR-SW-04 | Ethernet7 | 10G SFP+ | 10000 | up | Server NIC
CA-DC-020-MMR-SW-04 | Ethernet8 | 10G SFP+ | 10000 | admin-down
CA-DC-020-MMR-SW-04 | Ethernet9 | 10G SFP+ | 10000 | admin-down
CA-DC-020-MMR-SW-04 | Ethernet10 | 10G SFP+ | 10000 | admin-down
CA-DC-020-MMR-SW-04 | Ethernet11 | 10G SFP+ | 10000 | up | Server NIC
CA-DC-020-MMR-SW-04 | Ethernet12 | 10G SFP+ | 10000 | admin-down
CA-DC-020-MMR-SW-04 | Ethernet13 | 10G SFP+ | 10000 | up | Server NIC
CA-DC-020-MMR-SW-04 | Ethernet14 | 10G SFP+ | 10000 | up | Server NIC
CA-DC-020-MMR-SW-04 | Ethernet15 | 10G SFP+ | 10000 | admin-down
CA-DC-020-MMR-SW-04 | Ethernet16 | 10G SFP+ | 10000 | up | Server NIC
CA-DC-020-MMR-SW-04 | Ethernet17 | 10G SFP+ | 10000 | admin-down
CA-DC-020-MMR-SW-04 | Ethernet18 | 10G SFP+ | 10000 | up | Server NIC
CA-DC-020-MMR-SW-04 | Ethernet19 | 10G SFP+ | 10000 | up | Server NIC
CA-DC-020-MMR-SW-04 | Ethernet20 | 10G SFP+ | 10000 | admin-down
CA-DC-020-MMR-SW-04 | Ethernet21 | 10G SFP+ | 10000 | up | Server NIC
CA-DC-020-MMR-SW-04 | Ethernet22 | 10G SFP+ | 10000 | admin-down
CA-DC-020-MMR-SW-04 | Ethernet23 | 10G SFP+ | 10000 | up | Server NIC
CA-DC-020-MMR-SW-04 | Ethernet24 | 10G SFP+ | 10000 | up | Server NIC
CA-DC-020-MMR-SW-04 | Ethernet25 | 10G SFP+ | 10000 | admin-down
CA-DC-020-MMR-SW-04 | Ethernet26 | 10G SFP+ | 10000 | up | Server NIC
CA-DC-020-MMR-SW-04 | Ethernet27 | 10G SFP+ | 10000 | up | Server NIC
CA-DC-020-MMR-SW-04 | Ethernet28 | 10G SFP+ | 10000 | up | Server NIC
CA-DC-020-MMR-SW-04 | Ethernet29 | 10G SFP+ | 10000 | up | Server NIC
CA-DC-020-MMR-SW-04 | Ethernet30 | 10G SFP+ | 10000 | up | Server NIC
CA-DC-020-MMR-SW-04 | Ethernet31 | 10G SFP+ | 10000 | up | Server NIC
CA-DC-020-MMR-SW-04 | Ethernet32 | 10G SFP+ | 10000 | up | Server NIC
CA-DC-020-MMR-SW-04 | Ethernet33 | 10G SFP+ | 10000 | admin-down
CA-DC-020-MMR-SW-04 | Ethernet34 | 10G SFP+ | 10000 | up | Server NIC
CA-DC-020-MMR-SW-04 | Ethernet35 | 10G SFP+ | 10000 | admin-down
CA-DC-020-MMR-SW-04 | Ethernet36 | 10G SFP+ | 10000 | up | Server NIC
CA-DC-020-MMR-SW-04 | Ethernet37 | 10G SFP+ | 10000 | admin-down
CA-DC-020-MMR-SW-04 | Ethernet38 | 10G SFP+ | 10000 | up | Server NIC
CA-DC-020-MMR-SW-04 | Ethernet39 | 10G SFP+ | 10000 | admin-down
CA-DC-020-MMR-SW-04 | Ethernet40 | 10G SFP+ | 10000 | up | Server NIC
CA-DC-020-MMR-SW-04 | Ethernet41 | 10G SFP+ | 10000 | admin-down
CA-DC-020-MMR-SW-04 | Ethernet42 | 10G SFP+ | 10000 | up | Server NIC
CA-DC-020-MMR-SW-04 | Ethernet43 | 10G SFP+ | 10000 | up | Server NIC
CA-DC-020-MMR-SW-04 | Ethernet44 | 10G SFP+ | 10000 | admin-down
CA-DC-020-MMR-SW-04 | Ethernet45 | 10G SFP+ | 10000 | up | Server NIC
CA-DC-020-MMR-SW-04 | Ethernet46 | 10G SFP+ | 10000 | up | Server NIC
CA-DC-020-MMR-SW-04 | Ethernet47 | 10G SFP+ | 10000 | admin-down
CA-DC-020-MMR-SW-04 | Ethernet48 | 10G SFP+ | 10000 | admin-down
CA-DC-020-MMR-SW-04 | Ethernet49/1 | 100G QSFP28 | 100000 | up | Uplink to CA-DC-020-AGG-R01 | QSFP28-100G-LR4
CA-DC-020-MMR-SW-04 | Ethernet49/2 | 100G QSFP28 | 100000 | up | Uplink to CA-DC-020-AGG-R01 | QSFP28-100G-LR4
CA-DC-020-MMR-SW-04 | Ethernet49/3 | 100G QSFP28 | 100000 | reserved
CA-DC-020-MMR-SW-04 | Ethernet49/4 | 100G QSFP28 | 100000 | admin-down
CA-DC-020-MMR-SW-05 | Ethernet1 | 10G SFP+ | 10000 | up | Access to CA-DC-020-TOR-004 | SFP-10G-LR
CA-DC-020-MMR-SW-05 | Ethernet2 | 10G SFP+ | 10000 | up | Access to CA-DC-020-TOR-005 | SFP-10G-LR
CA-DC-020-MMR-SW-05 | Ethernet3 | 10G SFP+ | 10000 | admin-down
CA-DC-020-MMR-SW-05 | Ethernet4 | 10G SFP+ | 10000 | admin-down
CA-DC-020-MMR-SW-05 | Ethernet5 | 10G SFP+ | 10000 | admin-down
CA-DC-020-MMR-SW-05 | Ethernet6 | 10G SFP+ | 10000 | admin-down
CA-DC-020-MMR-SW-05 | Ethernet7 | 10G SFP+ | 10000 | up | Server NIC
CA-DC-020-MMR-SW-05 | Ethernet8 | 10G SFP+ | 10000 | up | Server NIC
CA-DC-020-MMR-SW-05 | Ethernet9 | 10G SFP+ | 10000 | admin-down
CA-DC-020-MMR-SW-05 | Ethernet10 | 10G SFP+ | 10000 | admin-down
CA-DC-020-MMR-SW-05 | Ethernet11 | 10G SFP+ | 10000 | admin-down
CA-DC-020-MMR-SW-05 | Ethernet12 | 10G SFP+ | 10000 | up | Server NIC
CA-DC-020-MMR-SW-05 | Ethernet13 | 10G SFP+ | 10000 | reserved
CA-DC-020-MMR-SW-05 | Ethernet14 | 10G SFP+ | 10000 | up | Server NIC
CA-DC-020-MMR-SW-05 | Ethernet15 | 10G SFP+ | 10000 | up | Server NIC
CA-DC-020-MMR-SW-05 | Ethernet16 | 10G SFP+ | 10000 | admin-down
CA-DC-020-MMR-SW-05 | Ethernet17 | 10G SFP+ | 10000 | up | Server NIC
CA-DC-020-MMR-SW-05 | Ethernet18 | 10G SFP+ | 10000 | admin-down
CA-DC-020-MMR-SW-05 | Ethernet19 | 10G SFP+ | 10000 | up | Server NIC
CA-DC-020-MMR-SW-05 | Ethernet20 | 10G SFP+ | 10000 | up | Server NIC
CA-DC-020-MMR-SW-05 | Ethernet21 | 10G SFP+ | 10000 | up | Server NIC
CA-DC-020-MMR-SW-05 | Ethernet22 | 10G SFP+ | 10000 | up | Server NIC
CA-DC-020-MMR-SW-05 | Ethernet23 | 10G SFP+ | 10000 | up | Server NIC
CA-DC-020-MMR-SW-05 | Ethernet24 | 10G SFP+ | 10000 | admin-down
CA-DC-020-MMR-SW-05 | Ethernet25 | 10G SFP+ | 10000 | up | Server NIC
CA-DC-020-MMR-SW-05 | Ethernet26 | 10G SFP+ | 10000 | up | Server NIC
CA-DC-020-MMR-SW-05 | Ethernet27 | 10G SFP+ | 10000 | admin-down
CA-DC-020-MMR-SW-05 | Ethernet28 | 10G SFP+ | 10000 | up | Server NIC
CA-DC-020-MMR-SW-05 | Ethernet29 | 10G SFP+ | 10000 | up | Server NIC
CA-DC-020-MMR-SW-05 | Ethernet30 | 10G SFP+ | 10000 | admin-down
CA-DC-020-MMR-SW-05 | Ethernet31 | 10G SFP+ | 10000 | admin-down
CA-DC-020-MMR-SW-05 | Ethernet32 | 10G SFP+ | 10000 | reserved
CA-DC-020-MMR-SW-05 | Ethernet33 | 10G SFP+ | 10000 | up | Server NIC
CA-DC-020-MMR-SW-05 | Ethernet34 | 10G SFP+ | 10000 | admin-down
CA-DC-020-MMR-SW-05 | Ethernet35 | 10G SFP+ | 10000 | up | Server NIC
CA-DC-020-MMR-SW-05 | Ethernet36 | 10G SFP+ | 10000 | up | Server NIC
CA-DC-020-MMR-SW-05 | Ethernet37 | 10G SFP+ | 10000 | up | Server NIC
CA-DC-020-MMR-SW-05 | Ethernet38 | 10G SFP+ | 10000 | up | Server NIC
CA-DC-020-MMR-SW-05 | Ethernet39 | 10G SFP+ | 10000 | up | Server NIC
CA-DC-020-MMR-SW-05 | Ethernet40 | 10G SFP+ | 10000 | up | Server NIC
CA-DC-020-MMR-SW-05 | Ethernet41 | 10G SFP+ | 10000 | up | Server NIC
CA-DC-020-MMR-SW-05 | Ethernet42 | 10G SFP+ | 10000 | up | Server NIC
CA-DC-020-MMR-SW-05 | Ethernet43 | 10G SFP+ | 10000 | admin-down
CA-DC-020-MMR-SW-05 | Ethernet44 | 10G SFP+ | 10000 | up | Server NIC
CA-DC-020-MMR-SW-05 | Ethernet45 | 10G SFP+ | 10000 | up | Server NIC
CA-DC-020-MMR-SW-05 | Ethernet46 | 10G SFP+ | 10000 | admin-down
CA-DC-020-MMR-SW-05 | Ethernet47 | 10G SFP+ | 10000 | up | Server NIC
CA-DC-020-MMR-SW-05 | Ethernet48 | 10G SFP+ | 10000 | up | Server NIC
CA-DC-020-MMR-SW-05 | Ethernet49/1 | 100G QSFP28 | 100000 | up | Uplink to CA-DC-020-AGG-R02 | QSFP28-100G-LR4
CA-DC-020-MMR-SW-05 | Ethernet49/2 | 100G QSFP28 | 100000 | up | Uplink to CA-DC-020-AGG-R02 | QSFP28-100G-LR4
CA-DC-020-MMR-SW-05 | Ethernet49/3 | 100G QSFP28 | 100000 | admin-down
CA-DC-020-MMR-SW-05 | Ethernet49/4 | 100G QSFP28 | 100000 | admin-down
CA-DC-020-MMR-SW-06 | Te0/0/0/0 | 10G SFP+ | 10000 | up | Access to CA-DC-020-TOR-005 | SFP-10G-LR
CA-DC-020-MMR-SW-06 | Te0/0/0/1 | 10G SFP+ | 10000 | up | Access to CA-DC-020-TOR-006 | SFP-10G-LR
CA-DC-020-MMR-SW-06 | Te0/0/0/2 | 10G SFP+ | 10000 | admin-down
CA-DC-020-MMR-SW-06 | Te0/0/0/3 | 10G SFP+ | 10000 | admin-down
CA-DC-020-MMR-SW-06 | Te0/0/0/4 | 10G SFP+ | 10000 | admin-down
CA-DC-020-MMR-SW-06 | Te0/0/0/5 | 10G SFP+ | 10000 | up | Server NIC
CA-DC-020-MMR-SW-06 | Te0/0/0/6 | 10G SFP+ | 10000 | up | Server NIC
CA-DC-020-MMR-SW-06 | Te0/0/0/7 | 10G SFP+ | 10000 | up | Server NIC
CA-DC-020-MMR-SW-06 | Te0/0/0/8 | 10G SFP+ | 10000 | admin-down
CA-DC-020-MMR-SW-06 | Te0/0/0/9 | 10G SFP+ | 10000 | admin-down
CA-DC-020-MMR-SW-06 | Te0/0/0/10 | 10G SFP+ | 10000 | up | Server NIC
CA-DC-020-MMR-SW-06 | Te0/0/0/11 | 10G SFP+ | 10000 | up | Server NIC
CA-DC-020-MMR-SW-06 | Te0/0/0/12 | 10G SFP+ | 10000 | up | Server NIC
CA-DC-020-MMR-SW-06 | Te0/0/0/13 | 10G SFP+ | 10000 | up | Server NIC
CA-DC-020-MMR-SW-06 | Te0/0/0/14 | 10G SFP+ | 10000 | admin-down
CA-DC-020-MMR-SW-06 | Te0/0/0/15 | 10G SFP+ | 10000 | admin-down
CA-DC-020-MMR-SW-06 | Te0/0/0/16 | 10G SFP+ | 10000 | up | Server NIC
CA-DC-020-MMR-SW-06 | Te0/0/0/17 | 10G SFP+ | 10000 | up | Server NIC
CA-DC-020-MMR-SW-06 | Te0/0/0/18 | 10G SFP+ | 10000 | reserved
CA-DC-020-MMR-SW-06 | Te0/0/0/19 | 10G SFP+ | 10000 | up | Server NIC
CA-DC-020-MMR-SW-06 | Te0/0/0/20 | 10G SFP+ | 10000 | admin-down
CA-DC-020-MMR-SW-06 | Te0/0/0/21 | 10G SFP+ | 10000 | up | Server NIC
CA-DC-020-MMR-SW-06 | Te0/0/0/22 | 10G SFP+ | 10000 | up | Server NIC
CA-DC-020-MMR-SW-06 | Te0/0/0/23 | 10G SFP+ | 10000 | up | Server NIC
CA-DC-020-MMR-SW-06 | Te0/0/0/24 | 10G SFP+ | 10000 | up | Server NIC
CA-DC-020-MMR-SW-06 | Te0/0/0/25 | 10G SFP+ | 10000 | up | Server NIC
CA-DC-020-MMR-SW-06 | Te0/0/0/26 | 10G SFP+ | 10000 | admin-down
CA-DC-020-MMR-SW-06 | Te0/0/0/27 | 10G SFP+ | 10000 | admin-down
CA-DC-020-MMR-SW-06 | Te0/0/0/28 | 10G SFP+ | 10000 | admin-down
CA-DC-020-MMR-SW-06 | Te0/0/0/29 | 10G SFP+ | 10000 | admin-down
CA-DC-020-MMR-SW-06 | Te0/0/0/30 | 10G SFP+ | 10000 | admin-down
CA-DC-020-MMR-SW-06 | Te0/0/0/31 | 10G SFP+ | 10000 | admin-down
CA-DC-020-MMR-SW-06 | Te0/0/0/32 | 10G SFP+ | 10000 | up | Server NIC
CA-DC-020-MMR-SW-06 | Te0/0/0/33 | 10G SFP+ | 10000 | admin-down
CA-DC-020-MMR-SW-06 | Te0/0/0/34 | 10G SFP+ | 10000 | up | Server NIC
CA-DC-020-MMR-SW-06 | Te0/0/0/35 | 10G SFP+ | 10000 | up | Server NIC
CA-DC-020-MMR-SW-06 | Te0/0/0/36 | 10G SFP+ | 10000 | up | Server NIC
CA-DC-020-MMR-SW-06 | Te0/0/0/37 | 10G SFP+ | 10000 | admin-down
CA-DC-020-MMR-SW-06 | Te0/0/0/38 | 10G SFP+ | 10000 | admin-down
CA-DC-020-MMR-SW-06 | Te0/0/0/39 | 10G SFP+ | 10000 | admin-down
CA-DC-020-MMR-SW-06 | Te0/0/0/40 | 10G SFP+ | 10000 | admin-down
CA-DC-020-MMR-SW-06 | Te0/0/0/41 | 10G SFP+ | 10000 | up | Server NIC
CA-DC-020-MMR-SW-06 | Te0/0/0/42 | 10G SFP+ | 10000 | up | Server NIC
CA-DC-020-MMR-SW-06 | Te0/0/0/43 | 10G SFP+ | 10000 | up | Server NIC
CA-DC-020-MMR-SW-06 | Te0/0/0/44 | 10G SFP+ | 10000 | up | Server NIC
CA-DC-020-MMR-SW-06 | Te0/0/0/45 | 10G SFP+ | 10000 | up | Server NIC
CA-DC-020-MMR-SW-06 | Te0/0/0/46 | 10G SFP+ | 10000 | reserved
CA-DC-020-MMR-SW-06 | Te0/0/0/47 | 10G SFP+ | 10000 | up | Server NIC
CA-DC-020-MMR-SW-06 | Hu0/0/1/0 | 100G QSFP28 | 100000 | up | Uplink to CA-DC-020-AGG-R03 | QSFP28-100G-LR4
CA-DC-020-MMR-SW-06 | Hu0/0/1/1 | 100G QSFP28 | 100000 | up | Uplink to CA-DC-020-AGG-R03 | QSFP28-100G-LR4
CA-DC-020-MMR-SW-06 | Hu0/0/1/2 | 100G QSFP28 | 100000 | admin-down
CA-DC-020-MMR-SW-06 | Hu0/0/1/3 | 100G QSFP28 | 100000 | admin-down
CA-DC-020-MMR-SW-07 | Ethernet1 | 10G SFP+ | 10000 | up | Access to CA-DC-020-TOR-006 | SFP-10G-LR
CA-DC-020-MMR-SW-07 | Ethernet2 | 10G SFP+ | 10000 | up | Server NIC
CA-DC-020-MMR-SW-07 | Ethernet3 | 10G SFP+ | 10000 | admin-down
CA-DC-020-MMR-SW-07 | Ethernet4 | 10G SFP+ | 10000 | admin-down
CA-DC-020-MMR-SW-07 | Ethernet5 | 10G SFP+ | 10000 | up | Server NIC
CA-DC-020-MMR-SW-07 | Ethernet6 | 10G SFP+ | 10000 | up | Server NIC
CA-DC-020-MMR-SW-07 | Ethernet7 | 10G SFP+ | 10000 | up | Server NIC
CA-DC-020-MMR-SW-07 | Ethernet8 | 10G SFP+ | 10000 | up | Server NIC
CA-DC-020-MMR-SW-07 | Ethernet9 | 10G SFP+ | 10000 | up | Server NIC
CA-DC-020-MMR-SW-07 | Ethernet10 | 10G SFP+ | 10000 | admin-down
CA-DC-020-MMR-SW-07 | Ethernet11 | 10G SFP+ | 10000 | up | Server NIC
CA-DC-020-MMR-SW-07 | Ethernet12 | 10G SFP+ | 10000 | up | Server NIC
CA-DC-020-MMR-SW-07 | Ethernet13 | 10G SFP+ | 10000 | up | Server NIC
CA-DC-020-MMR-SW-07 | Ethernet14 | 10G SFP+ | 10000 | admin-down
CA-DC-020-MMR-SW-07 | Ethernet15 | 10G SFP+ | 10000 | up | Server NIC
CA-DC-020-MMR-SW-07 | Ethernet16 | 10G SFP+ | 10000 | up | Server NIC
CA-DC-020-MMR-SW-07 | Ethernet17 | 10G SFP+ | 10000 | admin-down
CA-DC-020-MMR-SW-07 | Ethernet18 | 10G SFP+ | 10000 | up | Server NIC
CA-DC-020-MMR-SW-07 | Ethernet19 | 10G SFP+ | 10000 | admin-down
CA-DC-020-MMR-SW-07 | Ethernet20 | 10G SFP+ | 10000 | reserved
CA-DC-020-MMR-SW-07 | Ethernet21 | 10G SFP+ | 10000 | up | Server NIC
CA-DC-020-MMR-SW-07 | Ethernet22 | 10G SFP+ | 10000 | up | Server NIC
CA-DC-020-MMR-SW-07 | Ethernet23 | 10G SFP+ | 10000 | admin-down
CA-DC-020-MMR-SW-07 | Ethernet24 | 10G SFP+ | 10000 | up | Server NIC
CA-DC-020-MMR-SW-07 | Ethernet25 | 10G SFP+ | 10000 | admin-down
CA-DC-020-MMR-SW-07 | Ethernet26 | 10G SFP+ | 10000 | up | Server NIC
CA-DC-020-MMR-SW-07 | Ethernet27 | 10G SFP+ | 10000 | up | Server NIC
CA-DC-020-MMR-SW-07 | Ethernet28 | 10G SFP+ | 10000 | up | Server NIC
CA-DC-020-MMR-SW-07 | Ethernet29 | 10G SFP+ | 10000 | up | Server NIC
CA-DC-020-MMR-SW-07 | Ethernet30 | 10G SFP+ | 10000 | up | Server NIC
CA-DC-020-MMR-SW-07 | Ethernet31 | 10G SFP+ | 10000 | up | Server NIC
CA-DC-020-MMR-SW-07 | Ethernet32 | 10G SFP+ | 10000 | up | Server NIC
CA-DC-020-MMR-SW-07 | Ethernet33 | 10G SFP+ | 10000 | admin-down
CA-DC-020-MMR-SW-07 | Ethernet34 | 10G SFP+ | 10000 | up | Server NIC
CA-DC-020-MMR-SW-07 | Ethernet35 | 10G SFP+ | 10000 | up | Server NIC
CA-DC-020-MMR-SW-07 | Ethernet36 | 10G SFP+ | 10000 | up | Server NIC
CA-DC-020-MMR-SW-07 | Ethernet37 | 10G SFP+ | 10000 | admin-down
CA-DC-020-MMR-SW-07 | Ethernet38 | 10G SFP+ | 10000 | up | Server NIC
CA-DC-020-MMR-SW-07 | Ethernet39 | 10G SFP+ | 10000 | up | Server NIC
CA-DC-020-MMR-SW-07 | Ethernet40 | 10G SFP+ | 10000 | up | Server NIC
CA-DC-020-MMR-SW-07 | Ethernet41 | 10G SFP+ | 10000 | up | Server NIC
CA-DC-020-MMR-SW-07 | Ethernet42 | 10G SFP+ | 10000 | up | Server NIC
CA-DC-020-MMR-SW-07 | Ethernet43 | 10G SFP+ | 10000 | up | Server NIC
CA-DC-020-MMR-SW-07 | Ethernet44 | 10G SFP+ | 10000 | up | Server NIC
CA-DC-020-MMR-SW-07 | Ethernet45 | 10G SFP+ | 10000 | up | Server NIC
CA-DC-020-MMR-SW-07 | Ethernet46 | 10G SFP+ | 10000 | admin-down
CA-DC-020-MMR-SW-07 | Ethernet47 | 10G SFP+ | 10000 | up | Server NIC
CA-DC-020-MMR-SW-07 | Ethernet48 | 10G SFP+ | 10000 | admin-down
CA-DC-020-MMR-SW-07 | Ethernet49/1 | 100G QSFP28 | 100000 | up | Uplink to CA-DC-020-AGG-R01 | QSFP28-100G-LR4
CA-DC-020-MMR-SW-07 | Ethernet49/2 | 100G QSFP28 | 100000 | up | Uplink to CA-DC-020-AGG-R01 | QSFP28-100G-LR4
CA-DC-020-MMR-SW-07 | Ethernet49/3 | 100G QSFP28 | 100000 | admin-down
CA-DC-020-MMR-SW-07 | Ethernet49/4 | 100G QSFP28 | 100000 | admin-down
CA-DC-020-MMR-SW-08 | Te0/0/0/0 | 10G SFP+ | 10000 | admin-down
CA-DC-020-MMR-SW-08 | Te0/0/0/1 | 10G SFP+ | 10000 | up | Server NIC
CA-DC-020-MMR-SW-08 | Te0/0/0/2 | 10G SFP+ | 10000 | admin-down
CA-DC-020-MMR-SW-08 | Te0/0/0/3 | 10G SFP+ | 10000 | admin-down
CA-DC-020-MMR-SW-08 | Te0/0/0/4 | 10G SFP+ | 10000 | up | Server NIC
CA-DC-020-MMR-SW-08 | Te0/0/0/5 | 10G SFP+ | 10000 | up | Server NIC
CA-DC-020-MMR-SW-08 | Te0/0/0/6 | 10G SFP+ | 10000 | up | Server NIC
CA-DC-020-MMR-SW-08 | Te0/0/0/7 | 10G SFP+ | 10000 | up | Server NIC
CA-DC-020-MMR-SW-08 | Te0/0/0/8 | 10G SFP+ | 10000 | admin-down
CA-DC-020-MMR-SW-08 | Te0/0/0/9 | 10G SFP+ | 10000 | up | Server NIC
CA-DC-020-MMR-SW-08 | Te0/0/0/10 | 10G SFP+ | 10000 | admin-down
CA-DC-020-MMR-SW-08 | Te0/0/0/11 | 10G SFP+ | 10000 | admin-down
CA-DC-020-MMR-SW-08 | Te0/0/0/12 | 10G SFP+ | 10000 | up | Server NIC
CA-DC-020-MMR-SW-08 | Te0/0/0/13 | 10G SFP+ | 10000 | admin-down
CA-DC-020-MMR-SW-08 | Te0/0/0/14 | 10G SFP+ | 10000 | up | Server NIC
CA-DC-020-MMR-SW-08 | Te0/0/0/15 | 10G SFP+ | 10000 | admin-down
CA-DC-020-MMR-SW-08 | Te0/0/0/16 | 10G SFP+ | 10000 | up | Server NIC
CA-DC-020-MMR-SW-08 | Te0/0/0/17 | 10G SFP+ | 10000 | up | Server NIC
CA-DC-020-MMR-SW-08 | Te0/0/0/18 | 10G SFP+ | 10000 | admin-down
CA-DC-020-MMR-SW-08 | Te0/0/0/19 | 10G SFP+ | 10000 | admin-down
CA-DC-020-MMR-SW-08 | Te0/0/0/20 | 10G SFP+ | 10000 | admin-down
CA-DC-020-MMR-SW-08 | Te0/0/0/21 | 10G SFP+ | 10000 | up | Server NIC
CA-DC-020-MMR-SW-08 | Te0/0/0/22 | 10G SFP+ | 10000 | admin-down
CA-DC-020-MMR-SW-08 | Te0/0/0/23 | 10G SFP+ | 10000 | admin-down
CA-DC-020-MMR-SW-08 | Te0/0/0/24 | 10G SFP+ | 10000 | admin-down
CA-DC-020-MMR-SW-08 | Te0/0/0/25 | 10G SFP+ | 10000 | up | Server NIC
CA-DC-020-MMR-SW-08 | Te0/0/0/26 | 10G SFP+ | 10000 | up | Server NIC
CA-DC-020-MMR-SW-08 | Te0/0/0/27 | 10G SFP+ | 10000 | up | Server NIC
CA-DC-020-MMR-SW-08 | Te0/0/0/28 | 10G SFP+ | 10000 | up | Server NIC
CA-DC-020-MMR-SW-08 | Te0/0/0/29 | 10G SFP+ | 10000 | admin-down
CA-DC-020-MMR-SW-08 | Te0/0/0/30 | 10G SFP+ | 10000 | up | Server NIC
CA-DC-020-MMR-SW-08 | Te0/0/0/31 | 10G SFP+ | 10000 | admin-down
CA-DC-020-MMR-SW-08 | Te0/0/0/32 | 10G SFP+ | 10000 | up | Server NIC
CA-DC-020-MMR-SW-08 | Te0/0/0/33 | 10G SFP+ | 10000 | up | Server NIC
CA-DC-020-MMR-SW-08 | Te0/0/0/34 | 10G SFP+ | 10000 | up | Server NIC
CA-DC-020-MMR-SW-08 | Te0/0/0/35 | 10G SFP+ | 10000 | up | Server NIC
CA-DC-020-MMR-SW-08 | Te0/0/0/36 | 10G SFP+ | 10000 | admin-down
CA-DC-020-MMR-SW-08 | Te0/0/0/37 | 10G SFP+ | 10000 | up | Server NIC
CA-DC-020-MMR-SW-08 | Te0/0/0/38 | 10G SFP+ | 10000 | up | Server NIC
CA-DC-020-MMR-SW-08 | Te0/0/0/39 | 10G SFP+ | 10000 | admin-down
CA-DC-020-MMR-SW-08 | Te0/0/0/40 | 10G SFP+ | 10000 | up | Server NIC
CA-DC-020-MMR-SW-08 | Te0/0/0/41 | 10G SFP+ | 10000 | up | Server NIC
CA-DC-020-MMR-SW-08 | Te0/0/0/42 | 10G SFP+ | 10000 | up | Server NIC
CA-DC-020-MMR-SW-08 | Te0/0/0/43 | 10G SFP+ | 10000 | admin-down
CA-DC-020-MMR-SW-08 | Te0/0/0/44 | 10G SFP+ | 10000 | up | Server NIC
CA-DC-020-MMR-SW-08 | Te0/0/0/45 | 10G SFP+ | 10000 | admin-down
CA-DC-020-MMR-SW-08 | Te0/0/0/46 | 10G SFP+ | 10000 | up | Server NIC
CA-DC-020-MMR-SW-08 | Te0/0/0/47 | 10G SFP+ | 10000 | admin-down
CA-DC-020-MMR-SW-08 | Hu0/0/1/0 | 100G QSFP28 | 100000 | up | Uplink to CA-DC-020-AGG-R02 | QSFP28-100G-LR4
CA-DC-020-MMR-SW-08 | Hu0/0/1/1 | 100G QSFP28 | 100000 | up | Uplink to CA-DC-020-AGG-R02 | QSFP28-100G-LR4
CA-DC-020-MMR-SW-08 | Hu0/0/1/2 | 100G QSFP28 | 100000 | admin-down
CA-DC-020-MMR-SW-08 | Hu0/0/1/3 | 100G QSFP28 | 100000 | admin-down
CA-DC-020-TOR-001 | Ethernet1 | 10G SFP+ | 10000 | up | Access to CA-DC-020-MMR-SW-01 | SFP-10G-LR
CA-DC-020-TOR-001 | Ethernet2 | 10G SFP+ | 10000 | up | Access to CA-DC-020-MMR-SW-02 | SFP-10G-LR
CA-DC-020-TOR-001 | Ethernet3 | 10G SFP+ | 10000 | reserved
CA-DC-020-TOR-001 | Ethernet4 | 10G SFP+ | 10000 | up | Server NIC
CA-DC-020-TOR-001 | Ethernet5 | 10G SFP+ | 10000 | up | Server NIC
CA-DC-020-TOR-001 | Ethernet6 | 10G SFP+ | 10000 | admin-down
CA-DC-020-TOR-001 | Ethernet7 | 10G SFP+ | 10000 | up | Server NIC
CA-DC-020-TOR-001 | Ethernet8 | 10G SFP+ | 10000 | admin-down
CA-DC-020-TOR-001 | Ethernet9 | 10G SFP+ | 10000 | up | Server NIC
CA-DC-020-TOR-001 | Ethernet10 | 10G SFP+ | 10000 | up | Server NIC
CA-DC-020-TOR-001 | Ethernet11 | 10G SFP+ | 10000 | admin-down
CA-DC-020-TOR-001 | Ethernet12 | 10G SFP+ | 10000 | up | Server NIC
CA-DC-020-TOR-001 | Ethernet13 | 10G SFP+ | 10000 | up | Server NIC
CA-DC-020-TOR-001 | Ethernet14 | 10G SFP+ | 10000 | up | Server NIC
CA-DC-020-TOR-001 | Ethernet15 | 10G SFP+ | 10000 | up | Server NIC
CA-DC-020-TOR-001 | Ethernet16 | 10G SFP+ | 10000 | up | Server NIC
CA-DC-020-TOR-001 | Ethernet17 | 10G SFP+ | 10000 | admin-down
CA-DC-020-TOR-001 | Ethernet18 | 10G SFP+ | 10000 | up | Server NIC
CA-DC-020-TOR-001 | Ethernet19 | 10G SFP+ | 10000 | up | Server NIC
CA-DC-020-TOR-001 | Ethernet20 | 10G SFP+ | 10000 | up | Server NIC
CA-DC-020-TOR-001 | Ethernet21 | 10G SFP+ | 10000 | up | Server NIC
CA-DC-020-TOR-001 | Ethernet22 | 10G SFP+ | 10000 | up | Server NIC
CA-DC-020-TOR-001 | Ethernet23 | 10G SFP+ | 10000 | up | Server NIC
CA-DC-020-TOR-001 | Ethernet24 | 10G SFP+ | 10000 | up | Server NIC
CA-DC-020-TOR-001 | Ethernet49/1 | 100G QSFP28 | 100000 | admin-down
CA-DC-020-TOR-001 | Ethernet49/2 | 100G QSFP28 | 100000 | admin-down
CA-DC-020-TOR-002 | Ethernet1 | 10G SFP+ | 10000 | up | Access to CA-DC-020-MMR-SW-02 | SFP-10G-LR
CA-DC-020-TOR-002 | Ethernet2 | 10G SFP+ | 10000 | up | Access to CA-DC-020-MMR-SW-03 | SFP-10G-LR
CA-DC-020-TOR-002 | Ethernet3 | 10G SFP+ | 10000 | admin-down
CA-DC-020-TOR-002 | Ethernet4 | 10G SFP+ | 10000 | admin-down
CA-DC-020-TOR-002 | Ethernet5 | 10G SFP+ | 10000 | up | Server NIC
CA-DC-020-TOR-002 | Ethernet6 | 10G SFP+ | 10000 | up | Server NIC
CA-DC-020-TOR-002 | Ethernet7 | 10G SFP+ | 10000 | admin-down
CA-DC-020-TOR-002 | Ethernet8 | 10G SFP+ | 10000 | admin-down
CA-DC-020-TOR-002 | Ethernet9 | 10G SFP+ | 10000 | admin-down
CA-DC-020-TOR-002 | Ethernet10 | 10G SFP+ | 10000 | admin-down
CA-DC-020-TOR-002 | Ethernet11 | 10G SFP+ | 10000 | up | Server NIC
CA-DC-020-TOR-002 | Ethernet12 | 10G SFP+ | 10000 | up | Server NIC
CA-DC-020-TOR-002 | Ethernet13 | 10G SFP+ | 10000 | admin-down
CA-DC-020-TOR-002 | Ethernet14 | 10G SFP+ | 10000 | admin-down
CA-DC-020-TOR-002 | Ethernet15 | 10G SFP+ | 10000 | admin-down
CA-DC-020-TOR-002 | Ethernet16 | 10G SFP+ | 10000 | up | Server NIC
CA-DC-020-TOR-002 | Ethernet17 | 10G SFP+ | 10000 | up | Server NIC
CA-DC-020-TOR-002 | Ethernet18 | 10G SFP+ | 10000 | up | Server NIC
CA-DC-020-TOR-002 | Ethernet19 | 10G SFP+ | 10000 | up | Server NIC
CA-DC-020-TOR-002 | Ethernet20 | 10G SFP+ | 10000 | up | Server NIC
CA-DC-020-TOR-002 | Ethernet21 | 10G SFP+ | 10000 | admin-down
CA-DC-020-TOR-002 | Ethernet22 | 10G SFP+ | 10000 | admin-down
CA-DC-020-TOR-002 | Ethernet23 | 10G SFP+ | 10000 | up | Server NIC
CA-DC-020-TOR-002 | Ethernet24 | 10G SFP+ | 10000 | admin-down
CA-DC-020-TOR-002 | Ethernet49/1 | 100G QSFP28 | 100000 | admin-down
CA-DC-020-TOR-002 | Ethernet49/2 | 100G QSFP28 | 100000 | admin-down
CA-DC-020-TOR-003 | xe-0/0/0 | 10G SFP+ | 10000 | up | Access to CA-DC-020-MMR-SW-03 | SFP-10G-LR
CA-DC-020-TOR-003 | xe-0/0/1 | 10G SFP+ | 10000 | up | Access to CA-DC-020-MMR-SW-04 | SFP-10G-LR
CA-DC-020-TOR-003 | xe-0/0/2 | 10G SFP+ | 10000 | up | Server NIC
CA-DC-020-TOR-003 | xe-0/0/3 | 10G SFP+ | 10000 | admin-down
CA-DC-020-TOR-003 | xe-0/0/4 | 10G SFP+ | 10000 | up | Server NIC
CA-DC-020-TOR-003 | xe-0/0/5 | 10G SFP+ | 10000 | up | Server NIC
CA-DC-020-TOR-003 | xe-0/0/6 | 10G SFP+ | 10000 | up | Server NIC
CA-DC-020-TOR-003 | xe-0/0/7 | 10G SFP+ | 10000 | up | Server NIC
CA-DC-020-TOR-003 | xe-0/0/8 | 10G SFP+ | 10000 | up | Server NIC
CA-DC-020-TOR-003 | xe-0/0/9 | 10G SFP+ | 10000 | admin-down
CA-DC-020-TOR-003 | xe-0/0/10 | 10G SFP+ | 10000 | up | Server NIC
CA-DC-020-TOR-003 | xe-0/0/11 | 10G SFP+ | 10000 | admin-down
CA-DC-020-TOR-003 | xe-0/0/12 | 10G SFP+ | 10000 | up | Server NIC
CA-DC-020-TOR-003 | xe-0/0/13 | 10G SFP+ | 10000 | up | Server NIC
CA-DC-020-TOR-003 | xe-0/0/14 | 10G SFP+ | 10000 | admin-down
CA-DC-020-TOR-003 | xe-0/0/15 | 10G SFP+ | 10000 | up | Server NIC
CA-DC-020-TOR-003 | xe-0/0/16 | 10G SFP+ | 10000 | admin-down
CA-DC-020-TOR-003 | xe-0/0/17 | 10G SFP+ | 10000 | up | Server NIC
CA-DC-020-TOR-003 | xe-0/0/18 | 10G SFP+ | 10000 | admin-down
CA-DC-020-TOR-003 | xe-0/0/19 | 10G SFP+ | 10000 | admin-down
CA-DC-020-TOR-003 | xe-0/0/20 | 10G SFP+ | 10000 | up | Server NIC
CA-DC-020-TOR-003 | xe-0/0/21 | 10G SFP+ | 10000 | reserved
CA-DC-020-TOR-003 | xe-0/0/22 | 10G SFP+ | 10000 | admin-down
CA-DC-020-TOR-003 | xe-0/0/23 | 10G SFP+ | 10000 | up | Server NIC
CA-DC-020-TOR-003 | et-0/1/0 | 100G QSFP28 | 100000 | admin-down
CA-DC-020-TOR-003 | et-0/1/1 | 100G QSFP28 | 100000 | admin-down
CA-DC-020-TOR-004 | Ethernet1 | 10G SFP+ | 10000 | up | Access to CA-DC-020-MMR-SW-04 | SFP-10G-LR
CA-DC-020-TOR-004 | Ethernet2 | 10G SFP+ | 10000 | up | Access to CA-DC-020-MMR-SW-05 | SFP-10G-LR
CA-DC-020-TOR-004 | Ethernet3 | 10G SFP+ | 10000 | up | Server NIC
CA-DC-020-TOR-004 | Ethernet4 | 10G SFP+ | 10000 | up | Server NIC
CA-DC-020-TOR-004 | Ethernet5 | 10G SFP+ | 10000 | up | Server NIC
CA-DC-020-TOR-004 | Ethernet6 | 10G SFP+ | 10000 | reserved
CA-DC-020-TOR-004 | Ethernet7 | 10G SFP+ | 10000 | admin-down
CA-DC-020-TOR-004 | Ethernet8 | 10G SFP+ | 10000 | up | Server NIC
CA-DC-020-TOR-004 | Ethernet9 | 10G SFP+ | 10000 | up | Server NIC
CA-DC-020-TOR-004 | Ethernet10 | 10G SFP+ | 10000 | up | Server NIC
CA-DC-020-TOR-004 | Ethernet11 | 10G SFP+ | 10000 | admin-down
CA-DC-020-TOR-004 | Ethernet12 | 10G SFP+ | 10000 | up | Server NIC
CA-DC-020-TOR-004 | Ethernet13 | 10G SFP+ | 10000 | admin-down
CA-DC-020-TOR-004 | Ethernet14 | 10G SFP+ | 10000 | reserved
CA-DC-020-TOR-004 | Ethernet15 | 10G SFP+ | 10000 | up | Server NIC
CA-DC-020-TOR-004 | Ethernet16 | 10G SFP+ | 10000 | up | Server NIC
CA-DC-020-TOR-004 | Ethernet17 | 10G SFP+ | 10000 | up | Server NIC
CA-DC-020-TOR-004 | Ethernet18 | 10G SFP+ | 10000 | admin-down
CA-DC-020-TOR-004 | Ethernet19 | 10G SFP+ | 10000 | up | Server NIC
CA-DC-020-TOR-004 | Ethernet20 | 10G SFP+ | 10000 | up | Server NIC
CA-DC-020-TOR-004 | Ethernet21 | 10G SFP+ | 10000 | up | Server NIC
CA-DC-020-TOR-004 | Ethernet22 | 10G SFP+ | 10000 | up | Server NIC
CA-DC-020-TOR-004 | Ethernet23 | 10G SFP+ | 10000 | admin-down
CA-DC-020-TOR-004 | Ethernet24 | 10G SFP+ | 10000 | up | Server NIC
CA-DC-020-TOR-004 | Ethernet49/1 | 100G QSFP28 | 100000 | admin-down
CA-DC-020-TOR-004 | Ethernet49/2 | 100G QSFP28 | 100000 | admin-down
CA-DC-020-TOR-005 | xe-0/0/0 | 10G SFP+ | 10000 | up | Access to CA-DC-020-MMR-SW-05 | SFP-10G-LR
CA-DC-020-TOR-005 | xe-0/0/1 | 10G SFP+ | 10000 | up | Access to CA-DC-020-MMR-SW-06 | SFP-10G-LR
CA-DC-020-TOR-005 | xe-0/0/2 | 10G SFP+ | 10000 | up | Server NIC
CA-DC-020-TOR-005 | xe-0/0/3 | 10G SFP+ | 10000 | admin-down
CA-DC-020-TOR-005 | xe-0/0/4 | 10G SFP+ | 10000 | up | Server NIC
CA-DC-020-TOR-005 | xe-0/0/5 | 10G SFP+ | 10000 | up | Server NIC
CA-DC-020-TOR-005 | xe-0/0/6 | 10G SFP+ | 10000 | up | Server NIC
CA-DC-020-TOR-005 | xe-0/0/7 | 10G SFP+ | 10000 | up | Server NIC
CA-DC-020-TOR-005 | xe-0/0/8 | 10G SFP+ | 10000 | up | Server NIC
CA-DC-020-TOR-005 | xe-0/0/9 | 10G SFP+ | 10000 | up | Server NIC
CA-DC-020-TOR-005 | xe-0/0/10 | 10G SFP+ | 10000 | up | Server NIC
CA-DC-020-TOR-005 | xe-0/0/11 | 10G SFP+ | 10000 | admin-down
CA-DC-020-TOR-005 | xe-0/0/12 | 10G SFP+ | 10000 | admin-down
CA-DC-020-TOR-005 | xe-0/0/13 | 10G SFP+ | 10000 | up | Server NIC
CA-DC-020-TOR-005 | xe-0/0/14 | 10G SFP+ | 10000 | up | Server NIC
CA-DC-020-TOR-005 | xe-0/0/15 | 10G SFP+ | 10000 | admin-down
CA-DC-020-TOR-005 | xe-0/0/16 | 10G SFP+ | 10000 | admin-down
CA-DC-020-TOR-005 | xe-0/0/17 | 10G SFP+ | 10000 | up | Server NIC
CA-DC-020-TOR-005 | xe-0/0/18 | 10G SFP+ | 10000 | admin-down
CA-DC-020-TOR-005 | xe-0/0/19 | 10G SFP+ | 10000 | up | Server NIC
CA-DC-020-TOR-005 | xe-0/0/20 | 10G SFP+ | 10000 | up | Server NIC
CA-DC-020-TOR-005 | xe-0/0/21 | 10G SFP+ | 10000 | up | Server NIC
CA-DC-020-TOR-005 | xe-0/0/22 | 10G SFP+ | 10000 | up | Server NIC
CA-DC-020-TOR-005 | xe-0/0/23 | 10G SFP+ | 10000 | admin-down
CA-DC-020-TOR-005 | et-0/1/0 | 100G QSFP28 | 100000 | admin-down
CA-DC-020-TOR-005 | et-0/1/1 | 100G QSFP28 | 100000 | admin-down
CA-DC-020-TOR-006 | Ethernet1 | 10G SFP+ | 10000 | up | Access to CA-DC-020-MMR-SW-06 | SFP-10G-LR
CA-DC-020-TOR-006 | Ethernet2 | 10G SFP+ | 10000 | up | Access to CA-DC-020-MMR-SW-07 | SFP-10G-LR
CA-DC-020-TOR-006 | Ethernet3 | 10G SFP+ | 10000 | up | Server NIC
CA-DC-020-TOR-006 | Ethernet4 | 10G SFP+ | 10000 | up | Server NIC
CA-DC-020-TOR-006 | Ethernet5 | 10G SFP+ | 10000 | up | Server NIC
CA-DC-020-TOR-006 | Ethernet6 | 10G SFP+ | 10000 | admin-down
CA-DC-020-TOR-006 | Ethernet7 | 10G SFP+ | 10000 | up | Server NIC
CA-DC-020-TOR-006 | Ethernet8 | 10G SFP+ | 10000 | admin-down
CA-DC-020-TOR-006 | Ethernet9 | 10G SFP+ | 10000 | admin-down
CA-DC-020-TOR-006 | Ethernet10 | 10G SFP+ | 10000 | reserved
CA-DC-020-TOR-006 | Ethernet11 | 10G SFP+ | 10000 | up | Server NIC
CA-DC-020-TOR-006 | Ethernet12 | 10G SFP+ | 10000 | admin-down
CA-DC-020-TOR-006 | Ethernet13 | 10G SFP+ | 10000 | admin-down
CA-DC-020-TOR-006 | Ethernet14 | 10G SFP+ | 10000 | admin-down
CA-DC-020-TOR-006 | Ethernet15 | 10G SFP+ | 10000 | up | Server NIC
CA-DC-020-TOR-006 | Ethernet16 | 10G SFP+ | 10000 | reserved
CA-DC-020-TOR-006 | Ethernet17 | 10G SFP+ | 10000 | admin-down
CA-DC-020-TOR-006 | Ethernet18 | 10G SFP+ | 10000 | up | Server NIC
CA-DC-020-TOR-006 | Ethernet19 | 10G SFP+ | 10000 | admin-down
CA-DC-020-TOR-006 | Ethernet20 | 10G SFP+ | 10000 | up | Server NIC
CA-DC-020-TOR-006 | Ethernet21 | 10G SFP+ | 10000 | up | Server NIC
CA-DC-020-TOR-006 | Ethernet22 | 10G SFP+ | 10000 | up | Server NIC
CA-DC-020-TOR-006 | Ethernet23 | 10G SFP+ | 10000 | admin-down
CA-DC-020-TOR-006 | Ethernet24 | 10G SFP+ | 10000 | reserved
CA-DC-020-TOR-006 | Ethernet49/1 | 100G QSFP28 | 100000 | admin-down
CA-DC-020-TOR-006 | Ethernet49/2 | 100G QSFP28 | 100000 | admin-down
CA-DC-021-PE-T4-01 | xe-0/0/0 | 10G SFP+ | 10000 | admin-down
CA-DC-021-PE-T4-01 | xe-0/0/1 | 10G SFP+ | 10000 | up | Backhaul to VA-DC-003 | SFP-10G-LR
CA-DC-021-PE-T4-01 | xe-0/0/2 | 10G SFP+ | 10000 | up | Backhaul to CA-DC-020 | SFP-10G-LR
CA-DC-021-PE-T4-01 | xe-0/0/3 | 10G SFP+ | 10000 | up | Backhaul to TX-DC-022 | SFP-10G-LR
CA-DC-021-PE-T4-01 | xe-0/0/4 | 10G SFP+ | 10000 | up | Backhaul to GA-DC-011 | SFP-10G-LR
CA-DC-021-PE-T4-01 | xe-0/0/5 | 10G SFP+ | 10000 | up | Backhaul to UT-DC-019 | SFP-10G-LR
CA-DC-021-PE-T4-01 | xe-0/0/6 | 10G SFP+ | 10000 | up | Uplink to CA-DC-021-AGG-R01 | SFP-10G-LR
CA-DC-021-PE-T4-01 | xe-0/0/7 | 10G SFP+ | 10000 | admin-down
CA-DC-021-PE-T4-01 | xe-0/0/8 | 10G SFP+ | 10000 | admin-down
CA-DC-021-PE-T4-01 | xe-0/0/9 | 10G SFP+ | 10000 | reserved
CA-DC-021-PE-T4-01 | xe-0/0/10 | 10G SFP+ | 10000 | admin-down
CA-DC-021-PE-T4-01 | xe-0/0/11 | 10G SFP+ | 10000 | admin-down
CA-DC-021-PE-T4-01 | et-0/1/0 | 100G QSFP28 | 100000 | up | Fabric to CA-DC-021-PE-T4-02 | QSFP28-100G-LR4
CA-DC-021-PE-T4-01 | et-0/1/1 | 100G QSFP28 | 100000 | up | Fabric to CA-DC-021-PE-T4-03 | QSFP28-100G-LR4
CA-DC-021-PE-T4-01 | et-0/1/2 | 100G QSFP28 | 100000 | up | Fabric to CA-DC-021-PE-T4-04 | QSFP28-100G-LR4
CA-DC-021-PE-T4-01 | et-0/1/3 | 100G QSFP28 | 100000 | admin-down
CA-DC-021-PE-T4-01 | ge-0/2/0 | 1G copper | 1000 | admin-down
CA-DC-021-PE-T4-01 | ge-0/2/1 | 1G copper | 1000 | admin-down
CA-DC-021-PE-T4-01 | ge-0/2/2 | 1G copper | 1000 | admin-down
CA-DC-021-PE-T4-01 | ge-0/2/3 | 1G copper | 1000 | admin-down
CA-DC-021-PE-T4-01 | ge-0/2/4 | 1G copper | 1000 | admin-down
CA-DC-021-PE-T4-01 | ge-0/2/5 | 1G copper | 1000 | admin-down
CA-DC-021-PE-T4-01 | ge-0/2/6 | 1G copper | 1000 | admin-down
CA-DC-021-PE-T4-01 | ge-0/2/7 | 1G copper | 1000 | admin-down
CA-DC-021-PE-T4-01 | ge-0/2/8 | 1G copper | 1000 | admin-down
CA-DC-021-PE-T4-01 | ge-0/2/9 | 1G copper | 1000 | admin-down
CA-DC-021-PE-T4-01 | ge-0/2/10 | 1G copper | 1000 | admin-down
CA-DC-021-PE-T4-01 | ge-0/2/11 | 1G copper | 1000 | admin-down
CA-DC-021-PE-T4-01 | ge-0/2/12 | 1G copper | 1000 | admin-down
CA-DC-021-PE-T4-01 | ge-0/2/13 | 1G copper | 1000 | admin-down
CA-DC-021-PE-T4-01 | ge-0/2/14 | 1G copper | 1000 | admin-down
CA-DC-021-PE-T4-01 | ge-0/2/15 | 1G copper | 1000 | admin-down
CA-DC-021-PE-T4-02 | xe-0/0/0 | 10G SFP+ | 10000 | admin-down
CA-DC-021-PE-T4-02 | xe-0/0/1 | 10G SFP+ | 10000 | up | Backhaul to CA-DC-020 | SFP-10G-LR
CA-DC-021-PE-T4-02 | xe-0/0/2 | 10G SFP+ | 10000 | up | Backhaul to VA-DC-001 | SFP-10G-LR
CA-DC-021-PE-T4-02 | xe-0/0/3 | 10G SFP+ | 10000 | up | Backhaul to UT-DC-019 | SFP-10G-LR
CA-DC-021-PE-T4-02 | xe-0/0/4 | 10G SFP+ | 10000 | up | Backhaul to VA-DC-001 | SFP-10G-LR
CA-DC-021-PE-T4-02 | xe-0/0/5 | 10G SFP+ | 10000 | up | Backhaul to CA-DC-008 | SFP-10G-LR
CA-DC-021-PE-T4-02 | xe-0/0/6 | 10G SFP+ | 10000 | up | Uplink to CA-DC-021-AGG-R01 | SFP-10G-LR
CA-DC-021-PE-T4-02 | xe-0/0/7 | 10G SFP+ | 10000 | up | Uplink to CA-DC-021-AGG-R02 | SFP-10G-LR
CA-DC-021-PE-T4-02 | xe-0/0/8 | 10G SFP+ | 10000 | admin-down
CA-DC-021-PE-T4-02 | xe-0/0/9 | 10G SFP+ | 10000 | admin-down
CA-DC-021-PE-T4-02 | xe-0/0/10 | 10G SFP+ | 10000 | admin-down
CA-DC-021-PE-T4-02 | xe-0/0/11 | 10G SFP+ | 10000 | admin-down
CA-DC-021-PE-T4-02 | et-0/1/0 | 100G QSFP28 | 100000 | up | Fabric to CA-DC-021-PE-T4-01 | QSFP28-100G-LR4
CA-DC-021-PE-T4-02 | et-0/1/1 | 100G QSFP28 | 100000 | up | Fabric to CA-DC-021-PE-T4-03 | QSFP28-100G-LR4
CA-DC-021-PE-T4-02 | et-0/1/2 | 100G QSFP28 | 100000 | up | Fabric to CA-DC-021-PE-T4-04 | QSFP28-100G-LR4
CA-DC-021-PE-T4-02 | et-0/1/3 | 100G QSFP28 | 100000 | admin-down
CA-DC-021-PE-T4-02 | ge-0/2/0 | 1G copper | 1000 | admin-down
CA-DC-021-PE-T4-02 | ge-0/2/1 | 1G copper | 1000 | admin-down
CA-DC-021-PE-T4-02 | ge-0/2/2 | 1G copper | 1000 | admin-down
CA-DC-021-PE-T4-02 | ge-0/2/3 | 1G copper | 1000 | admin-down
CA-DC-021-PE-T4-02 | ge-0/2/4 | 1G copper | 1000 | admin-down
CA-DC-021-PE-T4-02 | ge-0/2/5 | 1G copper | 1000 | admin-down
CA-DC-021-PE-T4-02 | ge-0/2/6 | 1G copper | 1000 | admin-down
CA-DC-021-PE-T4-02 | ge-0/2/7 | 1G copper | 1000 | admin-down
CA-DC-021-PE-T4-02 | ge-0/2/8 | 1G copper | 1000 | admin-down
CA-DC-021-PE-T4-02 | ge-0/2/9 | 1G copper | 1000 | admin-down
CA-DC-021-PE-T4-02 | ge-0/2/10 | 1G copper | 1000 | admin-down
CA-DC-021-PE-T4-02 | ge-0/2/11 | 1G copper | 1000 | admin-down
CA-DC-021-PE-T4-02 | ge-0/2/12 | 1G copper | 1000 | admin-down
CA-DC-021-PE-T4-02 | ge-0/2/13 | 1G copper | 1000 | reserved
CA-DC-021-PE-T4-02 | ge-0/2/14 | 1G copper | 1000 | admin-down
CA-DC-021-PE-T4-02 | ge-0/2/15 | 1G copper | 1000 | admin-down
CA-DC-021-PE-T4-03 | 1/1/c1 | 10G SFP+ | 10000 | admin-down
CA-DC-021-PE-T4-03 | 1/1/c2 | 10G SFP+ | 10000 | up | Backhaul to UT-DC-019 | SFP-10G-LR
CA-DC-021-PE-T4-03 | 1/1/c3 | 10G SFP+ | 10000 | up | Backhaul to CO-DC-015 | SFP-10G-LR
CA-DC-021-PE-T4-03 | 1/1/c4 | 10G SFP+ | 10000 | up | Backhaul to GA-DC-011 | SFP-10G-LR
CA-DC-021-PE-T4-03 | 1/1/c5 | 10G SFP+ | 10000 | up | Backhaul to TX-DC-007 | SFP-10G-LR
CA-DC-021-PE-T4-03 | 1/1/c6 | 10G SFP+ | 10000 | up | Backhaul to NJ-DC-012 | SFP-10G-LR
CA-DC-021-PE-T4-03 | 1/1/c7 | 10G SFP+ | 10000 | up | Uplink to CA-DC-021-AGG-R02 | SFP-10G-LR
CA-DC-021-PE-T4-03 | 1/1/c8 | 10G SFP+ | 10000 | admin-down
CA-DC-021-PE-T4-03 | 1/1/c9 | 10G SFP+ | 10000 | admin-down
CA-DC-021-PE-T4-03 | 1/1/c10 | 10G SFP+ | 10000 | admin-down
CA-DC-021-PE-T4-03 | 1/1/c11 | 10G SFP+ | 10000 | admin-down
CA-DC-021-PE-T4-03 | 1/1/c12 | 10G SFP+ | 10000 | admin-down
CA-DC-021-PE-T4-03 | 1/2/c1 | 100G QSFP28 | 100000 | up | Fabric to CA-DC-021-PE-T4-01 | QSFP28-100G-LR4
CA-DC-021-PE-T4-03 | 1/2/c2 | 100G QSFP28 | 100000 | up | Fabric to CA-DC-021-PE-T4-02 | QSFP28-100G-LR4
CA-DC-021-PE-T4-03 | 1/2/c3 | 100G QSFP28 | 100000 | up | Fabric to CA-DC-021-PE-T4-04 | QSFP28-100G-LR4
CA-DC-021-PE-T4-03 | 1/2/c4 | 100G QSFP28 | 100000 | admin-down
CA-DC-021-PE-T4-03 | 1/3/1 | 1G copper | 1000 | admin-down
CA-DC-021-PE-T4-03 | 1/3/2 | 1G copper | 1000 | admin-down
CA-DC-021-PE-T4-03 | 1/3/3 | 1G copper | 1000 | admin-down
CA-DC-021-PE-T4-03 | 1/3/4 | 1G copper | 1000 | reserved
CA-DC-021-PE-T4-03 | 1/3/5 | 1G copper | 1000 | admin-down
CA-DC-021-PE-T4-03 | 1/3/6 | 1G copper | 1000 | admin-down
CA-DC-021-PE-T4-03 | 1/3/7 | 1G copper | 1000 | admin-down
CA-DC-021-PE-T4-03 | 1/3/8 | 1G copper | 1000 | admin-down
CA-DC-021-PE-T4-03 | 1/3/9 | 1G copper | 1000 | reserved
CA-DC-021-PE-T4-03 | 1/3/10 | 1G copper | 1000 | admin-down
CA-DC-021-PE-T4-03 | 1/3/11 | 1G copper | 1000 | admin-down
CA-DC-021-PE-T4-03 | 1/3/12 | 1G copper | 1000 | admin-down
CA-DC-021-PE-T4-03 | 1/3/13 | 1G copper | 1000 | admin-down
CA-DC-021-PE-T4-03 | 1/3/14 | 1G copper | 1000 | admin-down
CA-DC-021-PE-T4-03 | 1/3/15 | 1G copper | 1000 | admin-down
CA-DC-021-PE-T4-03 | 1/3/16 | 1G copper | 1000 | admin-down
CA-DC-021-PE-T4-04 | 1/1/c1 | 10G SFP+ | 10000 | admin-down
CA-DC-021-PE-T4-04 | 1/1/c2 | 10G SFP+ | 10000 | up | Backhaul to UT-DC-019 | SFP-10G-LR
CA-DC-021-PE-T4-04 | 1/1/c3 | 10G SFP+ | 10000 | up | Backhaul to OH-DC-016 | SFP-10G-LR
CA-DC-021-PE-T4-04 | 1/1/c4 | 10G SFP+ | 10000 | up | Backhaul to AZ-DC-010 | SFP-10G-LR
CA-DC-021-PE-T4-04 | 1/1/c5 | 10G SFP+ | 10000 | up | Backhaul to UT-DC-019 | SFP-10G-LR
CA-DC-021-PE-T4-04 | 1/1/c6 | 10G SFP+ | 10000 | up | Backhaul to TX-DC-007 | SFP-10G-LR
CA-DC-021-PE-T4-04 | 1/1/c7 | 10G SFP+ | 10000 | admin-down
CA-DC-021-PE-T4-04 | 1/1/c8 | 10G SFP+ | 10000 | admin-down
CA-DC-021-PE-T4-04 | 1/1/c9 | 10G SFP+ | 10000 | admin-down
CA-DC-021-PE-T4-04 | 1/1/c10 | 10G SFP+ | 10000 | admin-down
CA-DC-021-PE-T4-04 | 1/1/c11 | 10G SFP+ | 10000 | admin-down
CA-DC-021-PE-T4-04 | 1/1/c12 | 10G SFP+ | 10000 | admin-down
CA-DC-021-PE-T4-04 | 1/2/c1 | 100G QSFP28 | 100000 | up | Fabric to CA-DC-021-PE-T4-01 | QSFP28-100G-LR4
CA-DC-021-PE-T4-04 | 1/2/c2 | 100G QSFP28 | 100000 | up | Fabric to CA-DC-021-PE-T4-02 | QSFP28-100G-LR4
CA-DC-021-PE-T4-04 | 1/2/c3 | 100G QSFP28 | 100000 | up | Fabric to CA-DC-021-PE-T4-03 | QSFP28-100G-LR4
CA-DC-021-PE-T4-04 | 1/2/c4 | 100G QSFP28 | 100000 | admin-down
CA-DC-021-PE-T4-04 | 1/3/1 | 1G copper | 1000 | admin-down
CA-DC-021-PE-T4-04 | 1/3/2 | 1G copper | 1000 | admin-down
CA-DC-021-PE-T4-04 | 1/3/3 | 1G copper | 1000 | admin-down
CA-DC-021-PE-T4-04 | 1/3/4 | 1G copper | 1000 | admin-down
CA-DC-021-PE-T4-04 | 1/3/5 | 1G copper | 1000 | admin-down
CA-DC-021-PE-T4-04 | 1/3/6 | 1G copper | 1000 | admin-down
CA-DC-021-PE-T4-04 | 1/3/7 | 1G copper | 1000 | admin-down
CA-DC-021-PE-T4-04 | 1/3/8 | 1G copper | 1000 | admin-down
CA-DC-021-PE-T4-04 | 1/3/9 | 1G copper | 1000 | admin-down
CA-DC-021-PE-T4-04 | 1/3/10 | 1G copper | 1000 | admin-down
CA-DC-021-PE-T4-04 | 1/3/11 | 1G copper | 1000 | admin-down
CA-DC-021-PE-T4-04 | 1/3/12 | 1G copper | 1000 | admin-down
CA-DC-021-PE-T4-04 | 1/3/13 | 1G copper | 1000 | admin-down
CA-DC-021-PE-T4-04 | 1/3/14 | 1G copper | 1000 | admin-down
CA-DC-021-PE-T4-04 | 1/3/15 | 1G copper | 1000 | admin-down
CA-DC-021-PE-T4-04 | 1/3/16 | 1G copper | 1000 | admin-down
CA-DC-021-FW-01 | port1 | 10G SFP+ | 10000 | up | Uplink to CA-DC-021-AGG-R01 | SFP-10G-LR
CA-DC-021-FW-01 | port2 | 10G SFP+ | 10000 | up | Uplink to CA-DC-021-AGG-R02 | SFP-10G-LR
CA-DC-021-FW-01 | port3 | 10G SFP+ | 10000 | admin-down
CA-DC-021-FW-01 | port4 | 10G SFP+ | 10000 | admin-down
CA-DC-021-FW-01 | port5 | 10G SFP+ | 10000 | admin-down
CA-DC-021-FW-01 | port6 | 10G SFP+ | 10000 | admin-down
CA-DC-021-FW-01 | port7 | 10G SFP+ | 10000 | reserved
CA-DC-021-FW-01 | port8 | 10G SFP+ | 10000 | admin-down
CA-DC-021-OLA-01 | 1-A-1 | 100G QSFP28 | 100000 | up | Uplink to CA-DC-021-AGG-R01 | QSFP28-100G-LR4
CA-DC-021-OLA-01 | 1-A-2 | 100G QSFP28 | 100000 | admin-down
CA-DC-021-OLA-01 | 1-A-3 | 100G QSFP28 | 100000 | admin-down
CA-DC-021-OLA-01 | 1-A-4 | 100G QSFP28 | 100000 | admin-down
CA-DC-021-OLA-01 | 1-A-5 | 100G QSFP28 | 100000 | admin-down
CA-DC-021-OLA-01 | 1-A-6 | 100G QSFP28 | 100000 | admin-down
CA-DC-021-OLA-01 | 1-A-7 | 100G QSFP28 | 100000 | admin-down
CA-DC-021-OLA-01 | 1-A-8 | 100G QSFP28 | 100000 | admin-down
CA-DC-021-OLA-02 | 1-A-1 | 100G QSFP28 | 100000 | up | Uplink to CA-DC-021-AGG-R02 | QSFP28-100G-LR4
CA-DC-021-OLA-02 | 1-A-2 | 100G QSFP28 | 100000 | admin-down
CA-DC-021-OLA-02 | 1-A-3 | 100G QSFP28 | 100000 | admin-down
CA-DC-021-OLA-02 | 1-A-4 | 100G QSFP28 | 100000 | admin-down
CA-DC-021-OLA-02 | 1-A-5 | 100G QSFP28 | 100000 | admin-down
CA-DC-021-OLA-02 | 1-A-6 | 100G QSFP28 | 100000 | admin-down
CA-DC-021-OLA-02 | 1-A-7 | 100G QSFP28 | 100000 | admin-down
CA-DC-021-OLA-02 | 1-A-8 | 100G QSFP28 | 100000 | admin-down
CA-DC-021-AGG-R01 | xe-0/0/0 | 10G SFP+ | 10000 | up | Uplink to CA-DC-021-FW-01 | SFP-10G-LR
CA-DC-021-AGG-R01 | xe-0/0/1 | 10G SFP+ | 10000 | up | Uplink to CA-DC-021-MMR-SW-01 | SFP-10G-LR
CA-DC-021-AGG-R01 | xe-0/0/2 | 10G SFP+ | 10000 | up | Uplink to CA-DC-021-MMR-SW-02 | SFP-10G-LR
CA-DC-021-AGG-R01 | xe-0/0/3 | 10G SFP+ | 10000 | up | Uplink to CA-DC-021-MMR-SW-03 | SFP-10G-LR
CA-DC-021-AGG-R01 | xe-0/0/4 | 10G SFP+ | 10000 | up | Uplink to CA-DC-021-MMR-SW-04 | SFP-10G-LR
CA-DC-021-AGG-R01 | xe-0/0/5 | 10G SFP+ | 10000 | up | Uplink to CA-DC-021-MMR-SW-05 | SFP-10G-LR
CA-DC-021-AGG-R01 | xe-0/0/6 | 10G SFP+ | 10000 | up | Uplink to CA-DC-021-MMR-SW-06 | SFP-10G-LR
CA-DC-021-AGG-R01 | xe-0/0/7 | 10G SFP+ | 10000 | reserved
CA-DC-021-AGG-R01 | xe-0/0/8 | 10G SFP+ | 10000 | reserved
CA-DC-021-AGG-R01 | xe-0/0/9 | 10G SFP+ | 10000 | admin-down
CA-DC-021-AGG-R01 | xe-0/0/10 | 10G SFP+ | 10000 | admin-down
CA-DC-021-AGG-R01 | xe-0/0/11 | 10G SFP+ | 10000 | admin-down
CA-DC-021-AGG-R01 | xe-0/0/12 | 10G SFP+ | 10000 | reserved
CA-DC-021-AGG-R01 | xe-0/0/13 | 10G SFP+ | 10000 | admin-down
CA-DC-021-AGG-R01 | xe-0/0/14 | 10G SFP+ | 10000 | reserved
CA-DC-021-AGG-R01 | xe-0/0/15 | 10G SFP+ | 10000 | admin-down
CA-DC-021-AGG-R01 | et-0/1/0 | 100G QSFP28 | 100000 | up | Uplink to CA-DC-021-PE-T4-01 | QSFP28-100G-LR4
CA-DC-021-AGG-R01 | et-0/1/1 | 100G QSFP28 | 100000 | up | Uplink to CA-DC-021-PE-T4-02 | QSFP28-100G-LR4
CA-DC-021-AGG-R01 | et-0/1/2 | 100G QSFP28 | 100000 | up | Uplink to CA-DC-021-OLA-01 | QSFP28-100G-LR4
CA-DC-021-AGG-R01 | et-0/1/3 | 100G QSFP28 | 100000 | admin-down
CA-DC-021-AGG-R01 | et-0/1/4 | 100G QSFP28 | 100000 | admin-down
CA-DC-021-AGG-R01 | et-0/1/5 | 100G QSFP28 | 100000 | admin-down
CA-DC-021-AGG-R01 | et-0/1/6 | 100G QSFP28 | 100000 | admin-down
CA-DC-021-AGG-R01 | et-0/1/7 | 100G QSFP28 | 100000 | reserved
CA-DC-021-AGG-R02 | xe-0/0/0 | 10G SFP+ | 10000 | up | Uplink to CA-DC-021-FW-01 | SFP-10G-LR
CA-DC-021-AGG-R02 | xe-0/0/1 | 10G SFP+ | 10000 | up | Uplink to CA-DC-021-MMR-SW-01 | SFP-10G-LR
CA-DC-021-AGG-R02 | xe-0/0/2 | 10G SFP+ | 10000 | up | Uplink to CA-DC-021-MMR-SW-02 | SFP-10G-LR
CA-DC-021-AGG-R02 | xe-0/0/3 | 10G SFP+ | 10000 | up | Uplink to CA-DC-021-MMR-SW-03 | SFP-10G-LR
CA-DC-021-AGG-R02 | xe-0/0/4 | 10G SFP+ | 10000 | up | Uplink to CA-DC-021-MMR-SW-04 | SFP-10G-LR
CA-DC-021-AGG-R02 | xe-0/0/5 | 10G SFP+ | 10000 | up | Uplink to CA-DC-021-MMR-SW-05 | SFP-10G-LR
CA-DC-021-AGG-R02 | xe-0/0/6 | 10G SFP+ | 10000 | up | Uplink to CA-DC-021-MMR-SW-06 | SFP-10G-LR
CA-DC-021-AGG-R02 | xe-0/0/7 | 10G SFP+ | 10000 | admin-down
CA-DC-021-AGG-R02 | xe-0/0/8 | 10G SFP+ | 10000 | admin-down
CA-DC-021-AGG-R02 | xe-0/0/9 | 10G SFP+ | 10000 | admin-down
CA-DC-021-AGG-R02 | xe-0/0/10 | 10G SFP+ | 10000 | admin-down
CA-DC-021-AGG-R02 | xe-0/0/11 | 10G SFP+ | 10000 | admin-down
CA-DC-021-AGG-R02 | xe-0/0/12 | 10G SFP+ | 10000 | admin-down
CA-DC-021-AGG-R02 | xe-0/0/13 | 10G SFP+ | 10000 | admin-down
CA-DC-021-AGG-R02 | xe-0/0/14 | 10G SFP+ | 10000 | admin-down
CA-DC-021-AGG-R02 | xe-0/0/15 | 10G SFP+ | 10000 | admin-down
CA-DC-021-AGG-R02 | et-0/1/0 | 100G QSFP28 | 100000 | up | Uplink to CA-DC-021-PE-T4-02 | QSFP28-100G-LR4
CA-DC-021-AGG-R02 | et-0/1/1 | 100G QSFP28 | 100000 | up | Uplink to CA-DC-021-PE-T4-03 | QSFP28-100G-LR4
CA-DC-021-AGG-R02 | et-0/1/2 | 100G QSFP28 | 100000 | up | Uplink to CA-DC-021-OLA-02 | QSFP28-100G-LR4
CA-DC-021-AGG-R02 | et-0/1/3 | 100G QSFP28 | 100000 | admin-down
CA-DC-021-AGG-R02 | et-0/1/4 | 100G QSFP28 | 100000 | admin-down
CA-DC-021-AGG-R02 | et-0/1/5 | 100G QSFP28 | 100000 | admin-down
CA-DC-021-AGG-R02 | et-0/1/6 | 100G QSFP28 | 100000 | admin-down
CA-DC-021-AGG-R02 | et-0/1/7 | 100G QSFP28 | 100000 | admin-down
CA-DC-021-MMR-SW-01 | xe-0/0/0 | 10G SFP+ | 10000 | up | Access to CA-DC-021-TOR-001 | SFP-10G-LR
CA-DC-021-MMR-SW-01 | xe-0/0/1 | 10G SFP+ | 10000 | admin-down
CA-DC-021-MMR-SW-01 | xe-0/0/2 | 10G SFP+ | 10000 | up | Server NIC
CA-DC-021-MMR-SW-01 | xe-0/0/3 | 10G SFP+ | 10000 | admin-down
CA-DC-021-MMR-SW-01 | xe-0/0/4 | 10G SFP+ | 10000 | up | Server NIC
CA-DC-021-MMR-SW-01 | xe-0/0/5 | 10G SFP+ | 10000 | admin-down
CA-DC-021-MMR-SW-01 | xe-0/0/6 | 10G SFP+ | 10000 | up | Server NIC
CA-DC-021-MMR-SW-01 | xe-0/0/7 | 10G SFP+ | 10000 | admin-down
CA-DC-021-MMR-SW-01 | xe-0/0/8 | 10G SFP+ | 10000 | up | Server NIC
CA-DC-021-MMR-SW-01 | xe-0/0/9 | 10G SFP+ | 10000 | reserved
CA-DC-021-MMR-SW-01 | xe-0/0/10 | 10G SFP+ | 10000 | up | Server NIC
CA-DC-021-MMR-SW-01 | xe-0/0/11 | 10G SFP+ | 10000 | admin-down
CA-DC-021-MMR-SW-01 | xe-0/0/12 | 10G SFP+ | 10000 | up | Server NIC
CA-DC-021-MMR-SW-01 | xe-0/0/13 | 10G SFP+ | 10000 | up | Server NIC
CA-DC-021-MMR-SW-01 | xe-0/0/14 | 10G SFP+ | 10000 | admin-down
CA-DC-021-MMR-SW-01 | xe-0/0/15 | 10G SFP+ | 10000 | up | Server NIC
CA-DC-021-MMR-SW-01 | xe-0/0/16 | 10G SFP+ | 10000 | up | Server NIC
CA-DC-021-MMR-SW-01 | xe-0/0/17 | 10G SFP+ | 10000 | up | Server NIC
CA-DC-021-MMR-SW-01 | xe-0/0/18 | 10G SFP+ | 10000 | up | Server NIC
CA-DC-021-MMR-SW-01 | xe-0/0/19 | 10G SFP+ | 10000 | admin-down
CA-DC-021-MMR-SW-01 | xe-0/0/20 | 10G SFP+ | 10000 | up | Server NIC
CA-DC-021-MMR-SW-01 | xe-0/0/21 | 10G SFP+ | 10000 | admin-down
CA-DC-021-MMR-SW-01 | xe-0/0/22 | 10G SFP+ | 10000 | up | Server NIC
CA-DC-021-MMR-SW-01 | xe-0/0/23 | 10G SFP+ | 10000 | admin-down
CA-DC-021-MMR-SW-01 | xe-0/0/24 | 10G SFP+ | 10000 | reserved
CA-DC-021-MMR-SW-01 | xe-0/0/25 | 10G SFP+ | 10000 | up | Server NIC
CA-DC-021-MMR-SW-01 | xe-0/0/26 | 10G SFP+ | 10000 | admin-down
CA-DC-021-MMR-SW-01 | xe-0/0/27 | 10G SFP+ | 10000 | up | Server NIC
CA-DC-021-MMR-SW-01 | xe-0/0/28 | 10G SFP+ | 10000 | up | Server NIC
CA-DC-021-MMR-SW-01 | xe-0/0/29 | 10G SFP+ | 10000 | up | Server NIC
CA-DC-021-MMR-SW-01 | xe-0/0/30 | 10G SFP+ | 10000 | up | Server NIC
CA-DC-021-MMR-SW-01 | xe-0/0/31 | 10G SFP+ | 10000 | up | Server NIC
CA-DC-021-MMR-SW-01 | xe-0/0/32 | 10G SFP+ | 10000 | up | Server NIC
CA-DC-021-MMR-SW-01 | xe-0/0/33 | 10G SFP+ | 10000 | up | Server NIC
CA-DC-021-MMR-SW-01 | xe-0/0/34 | 10G SFP+ | 10000 | admin-down
CA-DC-021-MMR-SW-01 | xe-0/0/35 | 10G SFP+ | 10000 | admin-down
CA-DC-021-MMR-SW-01 | xe-0/0/36 | 10G SFP+ | 10000 | admin-down
CA-DC-021-MMR-SW-01 | xe-0/0/37 | 10G SFP+ | 10000 | up | Server NIC
CA-DC-021-MMR-SW-01 | xe-0/0/38 | 10G SFP+ | 10000 | admin-down
CA-DC-021-MMR-SW-01 | xe-0/0/39 | 10G SFP+ | 10000 | up | Server NIC
CA-DC-021-MMR-SW-01 | xe-0/0/40 | 10G SFP+ | 10000 | up | Server NIC
CA-DC-021-MMR-SW-01 | xe-0/0/41 | 10G SFP+ | 10000 | admin-down
CA-DC-021-MMR-SW-01 | xe-0/0/42 | 10G SFP+ | 10000 | up | Server NIC
CA-DC-021-MMR-SW-01 | xe-0/0/43 | 10G SFP+ | 10000 | up | Server NIC
CA-DC-021-MMR-SW-01 | xe-0/0/44 | 10G SFP+ | 10000 | up | Server NIC
CA-DC-021-MMR-SW-01 | xe-0/0/45 | 10G SFP+ | 10000 | up | Server NIC
CA-DC-021-MMR-SW-01 | xe-0/0/46 | 10G SFP+ | 10000 | up | Server NIC
CA-DC-021-MMR-SW-01 | xe-0/0/47 | 10G SFP+ | 10000 | up | Server NIC
CA-DC-021-MMR-SW-01 | et-0/1/0 | 100G QSFP28 | 100000 | up | Uplink to CA-DC-021-AGG-R01 | QSFP28-100G-LR4
CA-DC-021-MMR-SW-01 | et-0/1/1 | 100G QSFP28 | 100000 | up | Uplink to CA-DC-021-AGG-R02 | QSFP28-100G-LR4
CA-DC-021-MMR-SW-01 | et-0/1/2 | 100G QSFP28 | 100000 | admin-down
CA-DC-021-MMR-SW-01 | et-0/1/3 | 100G QSFP28 | 100000 | admin-down
CA-DC-021-MMR-SW-02 | xe-0/0/0 | 10G SFP+ | 10000 | up | Access to CA-DC-021-TOR-001 | SFP-10G-LR
CA-DC-021-MMR-SW-02 | xe-0/0/1 | 10G SFP+ | 10000 | up | Access to CA-DC-021-TOR-002 | SFP-10G-LR
CA-DC-021-MMR-SW-02 | xe-0/0/2 | 10G SFP+ | 10000 | admin-down
CA-DC-021-MMR-SW-02 | xe-0/0/3 | 10G SFP+ | 10000 | admin-down
CA-DC-021-MMR-SW-02 | xe-0/0/4 | 10G SFP+ | 10000 | up | Server NIC
CA-DC-021-MMR-SW-02 | xe-0/0/5 | 10G SFP+ | 10000 | up | Server NIC
CA-DC-021-MMR-SW-02 | xe-0/0/6 | 10G SFP+ | 10000 | up | Server NIC
CA-DC-021-MMR-SW-02 | xe-0/0/7 | 10G SFP+ | 10000 | admin-down
CA-DC-021-MMR-SW-02 | xe-0/0/8 | 10G SFP+ | 10000 | up | Server NIC
CA-DC-021-MMR-SW-02 | xe-0/0/9 | 10G SFP+ | 10000 | up | Server NIC
CA-DC-021-MMR-SW-02 | xe-0/0/10 | 10G SFP+ | 10000 | up | Server NIC
CA-DC-021-MMR-SW-02 | xe-0/0/11 | 10G SFP+ | 10000 | up | Server NIC
CA-DC-021-MMR-SW-02 | xe-0/0/12 | 10G SFP+ | 10000 | admin-down
CA-DC-021-MMR-SW-02 | xe-0/0/13 | 10G SFP+ | 10000 | up | Server NIC
CA-DC-021-MMR-SW-02 | xe-0/0/14 | 10G SFP+ | 10000 | admin-down
CA-DC-021-MMR-SW-02 | xe-0/0/15 | 10G SFP+ | 10000 | admin-down
CA-DC-021-MMR-SW-02 | xe-0/0/16 | 10G SFP+ | 10000 | up | Server NIC
CA-DC-021-MMR-SW-02 | xe-0/0/17 | 10G SFP+ | 10000 | up | Server NIC
CA-DC-021-MMR-SW-02 | xe-0/0/18 | 10G SFP+ | 10000 | admin-down
CA-DC-021-MMR-SW-02 | xe-0/0/19 | 10G SFP+ | 10000 | up | Server NIC
CA-DC-021-MMR-SW-02 | xe-0/0/20 | 10G SFP+ | 10000 | up | Server NIC
CA-DC-021-MMR-SW-02 | xe-0/0/21 | 10G SFP+ | 10000 | admin-down
CA-DC-021-MMR-SW-02 | xe-0/0/22 | 10G SFP+ | 10000 | up | Server NIC
CA-DC-021-MMR-SW-02 | xe-0/0/23 | 10G SFP+ | 10000 | up | Server NIC
CA-DC-021-MMR-SW-02 | xe-0/0/24 | 10G SFP+ | 10000 | admin-down
CA-DC-021-MMR-SW-02 | xe-0/0/25 | 10G SFP+ | 10000 | admin-down
CA-DC-021-MMR-SW-02 | xe-0/0/26 | 10G SFP+ | 10000 | up | Server NIC
CA-DC-021-MMR-SW-02 | xe-0/0/27 | 10G SFP+ | 10000 | up | Server NIC
CA-DC-021-MMR-SW-02 | xe-0/0/28 | 10G SFP+ | 10000 | admin-down
CA-DC-021-MMR-SW-02 | xe-0/0/29 | 10G SFP+ | 10000 | admin-down
CA-DC-021-MMR-SW-02 | xe-0/0/30 | 10G SFP+ | 10000 | admin-down
CA-DC-021-MMR-SW-02 | xe-0/0/31 | 10G SFP+ | 10000 | up | Server NIC
CA-DC-021-MMR-SW-02 | xe-0/0/32 | 10G SFP+ | 10000 | up | Server NIC
CA-DC-021-MMR-SW-02 | xe-0/0/33 | 10G SFP+ | 10000 | up | Server NIC
CA-DC-021-MMR-SW-02 | xe-0/0/34 | 10G SFP+ | 10000 | admin-down
CA-DC-021-MMR-SW-02 | xe-0/0/35 | 10G SFP+ | 10000 | up | Server NIC
CA-DC-021-MMR-SW-02 | xe-0/0/36 | 10G SFP+ | 10000 | up | Server NIC
CA-DC-021-MMR-SW-02 | xe-0/0/37 | 10G SFP+ | 10000 | up | Server NIC
CA-DC-021-MMR-SW-02 | xe-0/0/38 | 10G SFP+ | 10000 | up | Server NIC
CA-DC-021-MMR-SW-02 | xe-0/0/39 | 10G SFP+ | 10000 | up | Server NIC
CA-DC-021-MMR-SW-02 | xe-0/0/40 | 10G SFP+ | 10000 | up | Server NIC
CA-DC-021-MMR-SW-02 | xe-0/0/41 | 10G SFP+ | 10000 | admin-down
CA-DC-021-MMR-SW-02 | xe-0/0/42 | 10G SFP+ | 10000 | up | Server NIC
CA-DC-021-MMR-SW-02 | xe-0/0/43 | 10G SFP+ | 10000 | up | Server NIC
CA-DC-021-MMR-SW-02 | xe-0/0/44 | 10G SFP+ | 10000 | up | Server NIC
CA-DC-021-MMR-SW-02 | xe-0/0/45 | 10G SFP+ | 10000 | up | Server NIC
CA-DC-021-MMR-SW-02 | xe-0/0/46 | 10G SFP+ | 10000 | up | Server NIC
CA-DC-021-MMR-SW-02 | xe-0/0/47 | 10G SFP+ | 10000 | admin-down
CA-DC-021-MMR-SW-02 | et-0/1/0 | 100G QSFP28 | 100000 | up | Uplink to CA-DC-021-AGG-R02 | QSFP28-100G-LR4
CA-DC-021-MMR-SW-02 | et-0/1/1 | 100G QSFP28 | 100000 | up | Uplink to CA-DC-021-AGG-R01 | QSFP28-100G-LR4
CA-DC-021-MMR-SW-02 | et-0/1/2 | 100G QSFP28 | 100000 | admin-down
CA-DC-021-MMR-SW-02 | et-0/1/3 | 100G QSFP28 | 100000 | admin-down
CA-DC-021-MMR-SW-03 | Ethernet1 | 10G SFP+ | 10000 | up | Access to CA-DC-021-TOR-002 | SFP-10G-LR
CA-DC-021-MMR-SW-03 | Ethernet2 | 10G SFP+ | 10000 | up | Access to CA-DC-021-TOR-003 | SFP-10G-LR
CA-DC-021-MMR-SW-03 | Ethernet3 | 10G SFP+ | 10000 | up | Server NIC
CA-DC-021-MMR-SW-03 | Ethernet4 | 10G SFP+ | 10000 | admin-down
CA-DC-021-MMR-SW-03 | Ethernet5 | 10G SFP+ | 10000 | up | Server NIC
CA-DC-021-MMR-SW-03 | Ethernet6 | 10G SFP+ | 10000 | up | Server NIC
CA-DC-021-MMR-SW-03 | Ethernet7 | 10G SFP+ | 10000 | up | Server NIC
CA-DC-021-MMR-SW-03 | Ethernet8 | 10G SFP+ | 10000 | admin-down
CA-DC-021-MMR-SW-03 | Ethernet9 | 10G SFP+ | 10000 | up | Server NIC
CA-DC-021-MMR-SW-03 | Ethernet10 | 10G SFP+ | 10000 | up | Server NIC
CA-DC-021-MMR-SW-03 | Ethernet11 | 10G SFP+ | 10000 | admin-down
CA-DC-021-MMR-SW-03 | Ethernet12 | 10G SFP+ | 10000 | admin-down
CA-DC-021-MMR-SW-03 | Ethernet13 | 10G SFP+ | 10000 | up | Server NIC
CA-DC-021-MMR-SW-03 | Ethernet14 | 10G SFP+ | 10000 | up | Server NIC
CA-DC-021-MMR-SW-03 | Ethernet15 | 10G SFP+ | 10000 | up | Server NIC
CA-DC-021-MMR-SW-03 | Ethernet16 | 10G SFP+ | 10000 | up | Server NIC
CA-DC-021-MMR-SW-03 | Ethernet17 | 10G SFP+ | 10000 | admin-down
CA-DC-021-MMR-SW-03 | Ethernet18 | 10G SFP+ | 10000 | admin-down
CA-DC-021-MMR-SW-03 | Ethernet19 | 10G SFP+ | 10000 | admin-down
CA-DC-021-MMR-SW-03 | Ethernet20 | 10G SFP+ | 10000 | up | Server NIC
CA-DC-021-MMR-SW-03 | Ethernet21 | 10G SFP+ | 10000 | up | Server NIC
CA-DC-021-MMR-SW-03 | Ethernet22 | 10G SFP+ | 10000 | admin-down
CA-DC-021-MMR-SW-03 | Ethernet23 | 10G SFP+ | 10000 | up | Server NIC
CA-DC-021-MMR-SW-03 | Ethernet24 | 10G SFP+ | 10000 | up | Server NIC
CA-DC-021-MMR-SW-03 | Ethernet25 | 10G SFP+ | 10000 | admin-down
CA-DC-021-MMR-SW-03 | Ethernet26 | 10G SFP+ | 10000 | up | Server NIC
CA-DC-021-MMR-SW-03 | Ethernet27 | 10G SFP+ | 10000 | up | Server NIC
CA-DC-021-MMR-SW-03 | Ethernet28 | 10G SFP+ | 10000 | admin-down
CA-DC-021-MMR-SW-03 | Ethernet29 | 10G SFP+ | 10000 | up | Server NIC
CA-DC-021-MMR-SW-03 | Ethernet30 | 10G SFP+ | 10000 | up | Server NIC
CA-DC-021-MMR-SW-03 | Ethernet31 | 10G SFP+ | 10000 | admin-down
CA-DC-021-MMR-SW-03 | Ethernet32 | 10G SFP+ | 10000 | up | Server NIC
CA-DC-021-MMR-SW-03 | Ethernet33 | 10G SFP+ | 10000 | up | Server NIC
CA-DC-021-MMR-SW-03 | Ethernet34 | 10G SFP+ | 10000 | admin-down
CA-DC-021-MMR-SW-03 | Ethernet35 | 10G SFP+ | 10000 | up | Server NIC
CA-DC-021-MMR-SW-03 | Ethernet36 | 10G SFP+ | 10000 | admin-down
CA-DC-021-MMR-SW-03 | Ethernet37 | 10G SFP+ | 10000 | up | Server NIC
CA-DC-021-MMR-SW-03 | Ethernet38 | 10G SFP+ | 10000 | up | Server NIC
CA-DC-021-MMR-SW-03 | Ethernet39 | 10G SFP+ | 10000 | up | Server NIC
CA-DC-021-MMR-SW-03 | Ethernet40 | 10G SFP+ | 10000 | admin-down
CA-DC-021-MMR-SW-03 | Ethernet41 | 10G SFP+ | 10000 | admin-down
CA-DC-021-MMR-SW-03 | Ethernet42 | 10G SFP+ | 10000 | up | Server NIC
CA-DC-021-MMR-SW-03 | Ethernet43 | 10G SFP+ | 10000 | admin-down
CA-DC-021-MMR-SW-03 | Ethernet44 | 10G SFP+ | 10000 | up | Server NIC
CA-DC-021-MMR-SW-03 | Ethernet45 | 10G SFP+ | 10000 | admin-down
CA-DC-021-MMR-SW-03 | Ethernet46 | 10G SFP+ | 10000 | up | Server NIC
CA-DC-021-MMR-SW-03 | Ethernet47 | 10G SFP+ | 10000 | up | Server NIC
CA-DC-021-MMR-SW-03 | Ethernet48 | 10G SFP+ | 10000 | up | Server NIC
CA-DC-021-MMR-SW-03 | Ethernet49/1 | 100G QSFP28 | 100000 | up | Uplink to CA-DC-021-AGG-R01 | QSFP28-100G-LR4
CA-DC-021-MMR-SW-03 | Ethernet49/2 | 100G QSFP28 | 100000 | up | Uplink to CA-DC-021-AGG-R02 | QSFP28-100G-LR4
CA-DC-021-MMR-SW-03 | Ethernet49/3 | 100G QSFP28 | 100000 | admin-down
CA-DC-021-MMR-SW-03 | Ethernet49/4 | 100G QSFP28 | 100000 | reserved
CA-DC-021-MMR-SW-04 | xe-0/0/0 | 10G SFP+ | 10000 | up | Access to CA-DC-021-TOR-003 | SFP-10G-LR
CA-DC-021-MMR-SW-04 | xe-0/0/1 | 10G SFP+ | 10000 | up | Access to CA-DC-021-TOR-004 | SFP-10G-LR
CA-DC-021-MMR-SW-04 | xe-0/0/2 | 10G SFP+ | 10000 | admin-down
CA-DC-021-MMR-SW-04 | xe-0/0/3 | 10G SFP+ | 10000 | admin-down
CA-DC-021-MMR-SW-04 | xe-0/0/4 | 10G SFP+ | 10000 | admin-down
CA-DC-021-MMR-SW-04 | xe-0/0/5 | 10G SFP+ | 10000 | up | Server NIC
CA-DC-021-MMR-SW-04 | xe-0/0/6 | 10G SFP+ | 10000 | up | Server NIC
CA-DC-021-MMR-SW-04 | xe-0/0/7 | 10G SFP+ | 10000 | up | Server NIC
CA-DC-021-MMR-SW-04 | xe-0/0/8 | 10G SFP+ | 10000 | up | Server NIC
CA-DC-021-MMR-SW-04 | xe-0/0/9 | 10G SFP+ | 10000 | up | Server NIC
CA-DC-021-MMR-SW-04 | xe-0/0/10 | 10G SFP+ | 10000 | reserved
CA-DC-021-MMR-SW-04 | xe-0/0/11 | 10G SFP+ | 10000 | admin-down
CA-DC-021-MMR-SW-04 | xe-0/0/12 | 10G SFP+ | 10000 | up | Server NIC
CA-DC-021-MMR-SW-04 | xe-0/0/13 | 10G SFP+ | 10000 | up | Server NIC
CA-DC-021-MMR-SW-04 | xe-0/0/14 | 10G SFP+ | 10000 | admin-down
CA-DC-021-MMR-SW-04 | xe-0/0/15 | 10G SFP+ | 10000 | up | Server NIC
CA-DC-021-MMR-SW-04 | xe-0/0/16 | 10G SFP+ | 10000 | admin-down
CA-DC-021-MMR-SW-04 | xe-0/0/17 | 10G SFP+ | 10000 | up | Server NIC
CA-DC-021-MMR-SW-04 | xe-0/0/18 | 10G SFP+ | 10000 | up | Server NIC
CA-DC-021-MMR-SW-04 | xe-0/0/19 | 10G SFP+ | 10000 | up | Server NIC
CA-DC-021-MMR-SW-04 | xe-0/0/20 | 10G SFP+ | 10000 | up | Server NIC
CA-DC-021-MMR-SW-04 | xe-0/0/21 | 10G SFP+ | 10000 | up | Server NIC
CA-DC-021-MMR-SW-04 | xe-0/0/22 | 10G SFP+ | 10000 | up | Server NIC
CA-DC-021-MMR-SW-04 | xe-0/0/23 | 10G SFP+ | 10000 | up | Server NIC
CA-DC-021-MMR-SW-04 | xe-0/0/24 | 10G SFP+ | 10000 | up | Server NIC
CA-DC-021-MMR-SW-04 | xe-0/0/25 | 10G SFP+ | 10000 | up | Server NIC
CA-DC-021-MMR-SW-04 | xe-0/0/26 | 10G SFP+ | 10000 | up | Server NIC
CA-DC-021-MMR-SW-04 | xe-0/0/27 | 10G SFP+ | 10000 | up | Server NIC
CA-DC-021-MMR-SW-04 | xe-0/0/28 | 10G SFP+ | 10000 | admin-down
CA-DC-021-MMR-SW-04 | xe-0/0/29 | 10G SFP+ | 10000 | up | Server NIC
CA-DC-021-MMR-SW-04 | xe-0/0/30 | 10G SFP+ | 10000 | admin-down
CA-DC-021-MMR-SW-04 | xe-0/0/31 | 10G SFP+ | 10000 | admin-down
CA-DC-021-MMR-SW-04 | xe-0/0/32 | 10G SFP+ | 10000 | up | Server NIC
CA-DC-021-MMR-SW-04 | xe-0/0/33 | 10G SFP+ | 10000 | admin-down
CA-DC-021-MMR-SW-04 | xe-0/0/34 | 10G SFP+ | 10000 | up | Server NIC
CA-DC-021-MMR-SW-04 | xe-0/0/35 | 10G SFP+ | 10000 | up | Server NIC
CA-DC-021-MMR-SW-04 | xe-0/0/36 | 10G SFP+ | 10000 | admin-down
CA-DC-021-MMR-SW-04 | xe-0/0/37 | 10G SFP+ | 10000 | up | Server NIC
CA-DC-021-MMR-SW-04 | xe-0/0/38 | 10G SFP+ | 10000 | reserved
CA-DC-021-MMR-SW-04 | xe-0/0/39 | 10G SFP+ | 10000 | up | Server NIC
CA-DC-021-MMR-SW-04 | xe-0/0/40 | 10G SFP+ | 10000 | admin-down
CA-DC-021-MMR-SW-04 | xe-0/0/41 | 10G SFP+ | 10000 | up | Server NIC
CA-DC-021-MMR-SW-04 | xe-0/0/42 | 10G SFP+ | 10000 | admin-down
CA-DC-021-MMR-SW-04 | xe-0/0/43 | 10G SFP+ | 10000 | admin-down
CA-DC-021-MMR-SW-04 | xe-0/0/44 | 10G SFP+ | 10000 | up | Server NIC
CA-DC-021-MMR-SW-04 | xe-0/0/45 | 10G SFP+ | 10000 | up | Server NIC
CA-DC-021-MMR-SW-04 | xe-0/0/46 | 10G SFP+ | 10000 | up | Server NIC
CA-DC-021-MMR-SW-04 | xe-0/0/47 | 10G SFP+ | 10000 | admin-down
CA-DC-021-MMR-SW-04 | et-0/1/0 | 100G QSFP28 | 100000 | up | Uplink to CA-DC-021-AGG-R02 | QSFP28-100G-LR4
CA-DC-021-MMR-SW-04 | et-0/1/1 | 100G QSFP28 | 100000 | up | Uplink to CA-DC-021-AGG-R01 | QSFP28-100G-LR4
CA-DC-021-MMR-SW-04 | et-0/1/2 | 100G QSFP28 | 100000 | reserved
CA-DC-021-MMR-SW-04 | et-0/1/3 | 100G QSFP28 | 100000 | admin-down
CA-DC-021-MMR-SW-05 | xe-0/0/0 | 10G SFP+ | 10000 | up | Access to CA-DC-021-TOR-004 | SFP-10G-LR
CA-DC-021-MMR-SW-05 | xe-0/0/1 | 10G SFP+ | 10000 | up | Server NIC
CA-DC-021-MMR-SW-05 | xe-0/0/2 | 10G SFP+ | 10000 | up | Server NIC
CA-DC-021-MMR-SW-05 | xe-0/0/3 | 10G SFP+ | 10000 | admin-down
CA-DC-021-MMR-SW-05 | xe-0/0/4 | 10G SFP+ | 10000 | admin-down
CA-DC-021-MMR-SW-05 | xe-0/0/5 | 10G SFP+ | 10000 | admin-down
CA-DC-021-MMR-SW-05 | xe-0/0/6 | 10G SFP+ | 10000 | admin-down
CA-DC-021-MMR-SW-05 | xe-0/0/7 | 10G SFP+ | 10000 | admin-down
CA-DC-021-MMR-SW-05 | xe-0/0/8 | 10G SFP+ | 10000 | up | Server NIC
CA-DC-021-MMR-SW-05 | xe-0/0/9 | 10G SFP+ | 10000 | admin-down
CA-DC-021-MMR-SW-05 | xe-0/0/10 | 10G SFP+ | 10000 | admin-down
CA-DC-021-MMR-SW-05 | xe-0/0/11 | 10G SFP+ | 10000 | up | Server NIC
CA-DC-021-MMR-SW-05 | xe-0/0/12 | 10G SFP+ | 10000 | reserved
CA-DC-021-MMR-SW-05 | xe-0/0/13 | 10G SFP+ | 10000 | admin-down
CA-DC-021-MMR-SW-05 | xe-0/0/14 | 10G SFP+ | 10000 | admin-down
CA-DC-021-MMR-SW-05 | xe-0/0/15 | 10G SFP+ | 10000 | up | Server NIC
CA-DC-021-MMR-SW-05 | xe-0/0/16 | 10G SFP+ | 10000 | up | Server NIC
CA-DC-021-MMR-SW-05 | xe-0/0/17 | 10G SFP+ | 10000 | up | Server NIC
CA-DC-021-MMR-SW-05 | xe-0/0/18 | 10G SFP+ | 10000 | up | Server NIC
CA-DC-021-MMR-SW-05 | xe-0/0/19 | 10G SFP+ | 10000 | admin-down
CA-DC-021-MMR-SW-05 | xe-0/0/20 | 10G SFP+ | 10000 | up | Server NIC
CA-DC-021-MMR-SW-05 | xe-0/0/21 | 10G SFP+ | 10000 | admin-down
CA-DC-021-MMR-SW-05 | xe-0/0/22 | 10G SFP+ | 10000 | admin-down
CA-DC-021-MMR-SW-05 | xe-0/0/23 | 10G SFP+ | 10000 | up | Server NIC
CA-DC-021-MMR-SW-05 | xe-0/0/24 | 10G SFP+ | 10000 | up | Server NIC
CA-DC-021-MMR-SW-05 | xe-0/0/25 | 10G SFP+ | 10000 | up | Server NIC
CA-DC-021-MMR-SW-05 | xe-0/0/26 | 10G SFP+ | 10000 | admin-down
CA-DC-021-MMR-SW-05 | xe-0/0/27 | 10G SFP+ | 10000 | up | Server NIC
CA-DC-021-MMR-SW-05 | xe-0/0/28 | 10G SFP+ | 10000 | up | Server NIC
CA-DC-021-MMR-SW-05 | xe-0/0/29 | 10G SFP+ | 10000 | admin-down
CA-DC-021-MMR-SW-05 | xe-0/0/30 | 10G SFP+ | 10000 | admin-down
CA-DC-021-MMR-SW-05 | xe-0/0/31 | 10G SFP+ | 10000 | admin-down
CA-DC-021-MMR-SW-05 | xe-0/0/32 | 10G SFP+ | 10000 | up | Server NIC
CA-DC-021-MMR-SW-05 | xe-0/0/33 | 10G SFP+ | 10000 | admin-down
CA-DC-021-MMR-SW-05 | xe-0/0/34 | 10G SFP+ | 10000 | admin-down
CA-DC-021-MMR-SW-05 | xe-0/0/35 | 10G SFP+ | 10000 | admin-down
CA-DC-021-MMR-SW-05 | xe-0/0/36 | 10G SFP+ | 10000 | up | Server NIC
CA-DC-021-MMR-SW-05 | xe-0/0/37 | 10G SFP+ | 10000 | up | Server NIC
CA-DC-021-MMR-SW-05 | xe-0/0/38 | 10G SFP+ | 10000 | up | Server NIC
CA-DC-021-MMR-SW-05 | xe-0/0/39 | 10G SFP+ | 10000 | up | Server NIC
CA-DC-021-MMR-SW-05 | xe-0/0/40 | 10G SFP+ | 10000 | admin-down
CA-DC-021-MMR-SW-05 | xe-0/0/41 | 10G SFP+ | 10000 | up | Server NIC
CA-DC-021-MMR-SW-05 | xe-0/0/42 | 10G SFP+ | 10000 | admin-down
CA-DC-021-MMR-SW-05 | xe-0/0/43 | 10G SFP+ | 10000 | up | Server NIC
CA-DC-021-MMR-SW-05 | xe-0/0/44 | 10G SFP+ | 10000 | up | Server NIC
CA-DC-021-MMR-SW-05 | xe-0/0/45 | 10G SFP+ | 10000 | up | Server NIC
CA-DC-021-MMR-SW-05 | xe-0/0/46 | 10G SFP+ | 10000 | up | Server NIC
CA-DC-021-MMR-SW-05 | xe-0/0/47 | 10G SFP+ | 10000 | admin-down
CA-DC-021-MMR-SW-05 | et-0/1/0 | 100G QSFP28 | 100000 | up | Uplink to CA-DC-021-AGG-R01 | QSFP28-100G-LR4
CA-DC-021-MMR-SW-05 | et-0/1/1 | 100G QSFP28 | 100000 | up | Uplink to CA-DC-021-AGG-R02 | QSFP28-100G-LR4
CA-DC-021-MMR-SW-05 | et-0/1/2 | 100G QSFP28 | 100000 | admin-down
CA-DC-021-MMR-SW-05 | et-0/1/3 | 100G QSFP28 | 100000 | admin-down
CA-DC-021-MMR-SW-06 | Te0/0/0/0 | 10G SFP+ | 10000 | up | Server NIC
CA-DC-021-MMR-SW-06 | Te0/0/0/1 | 10G SFP+ | 10000 | admin-down
CA-DC-021-MMR-SW-06 | Te0/0/0/2 | 10G SFP+ | 10000 | up | Server NIC
CA-DC-021-MMR-SW-06 | Te0/0/0/3 | 10G SFP+ | 10000 | admin-down
CA-DC-021-MMR-SW-06 | Te0/0/0/4 | 10G SFP+ | 10000 | admin-down
CA-DC-021-MMR-SW-06 | Te0/0/0/5 | 10G SFP+ | 10000 | admin-down
CA-DC-021-MMR-SW-06 | Te0/0/0/6 | 10G SFP+ | 10000 | up | Server NIC
CA-DC-021-MMR-SW-06 | Te0/0/0/7 | 10G SFP+ | 10000 | admin-down
CA-DC-021-MMR-SW-06 | Te0/0/0/8 | 10G SFP+ | 10000 | admin-down
CA-DC-021-MMR-SW-06 | Te0/0/0/9 | 10G SFP+ | 10000 | admin-down
CA-DC-021-MMR-SW-06 | Te0/0/0/10 | 10G SFP+ | 10000 | admin-down
CA-DC-021-MMR-SW-06 | Te0/0/0/11 | 10G SFP+ | 10000 | admin-down
CA-DC-021-MMR-SW-06 | Te0/0/0/12 | 10G SFP+ | 10000 | up | Server NIC
CA-DC-021-MMR-SW-06 | Te0/0/0/13 | 10G SFP+ | 10000 | admin-down
CA-DC-021-MMR-SW-06 | Te0/0/0/14 | 10G SFP+ | 10000 | up | Server NIC
CA-DC-021-MMR-SW-06 | Te0/0/0/15 | 10G SFP+ | 10000 | up | Server NIC
CA-DC-021-MMR-SW-06 | Te0/0/0/16 | 10G SFP+ | 10000 | up | Server NIC
CA-DC-021-MMR-SW-06 | Te0/0/0/17 | 10G SFP+ | 10000 | admin-down
CA-DC-021-MMR-SW-06 | Te0/0/0/18 | 10G SFP+ | 10000 | up | Server NIC
CA-DC-021-MMR-SW-06 | Te0/0/0/19 | 10G SFP+ | 10000 | admin-down
CA-DC-021-MMR-SW-06 | Te0/0/0/20 | 10G SFP+ | 10000 | up | Server NIC
CA-DC-021-MMR-SW-06 | Te0/0/0/21 | 10G SFP+ | 10000 | up | Server NIC
CA-DC-021-MMR-SW-06 | Te0/0/0/22 | 10G SFP+ | 10000 | admin-down
CA-DC-021-MMR-SW-06 | Te0/0/0/23 | 10G SFP+ | 10000 | admin-down
CA-DC-021-MMR-SW-06 | Te0/0/0/24 | 10G SFP+ | 10000 | up | Server NIC
CA-DC-021-MMR-SW-06 | Te0/0/0/25 | 10G SFP+ | 10000 | admin-down
CA-DC-021-MMR-SW-06 | Te0/0/0/26 | 10G SFP+ | 10000 | up | Server NIC
CA-DC-021-MMR-SW-06 | Te0/0/0/27 | 10G SFP+ | 10000 | up | Server NIC
CA-DC-021-MMR-SW-06 | Te0/0/0/28 | 10G SFP+ | 10000 | up | Server NIC
CA-DC-021-MMR-SW-06 | Te0/0/0/29 | 10G SFP+ | 10000 | up | Server NIC
CA-DC-021-MMR-SW-06 | Te0/0/0/30 | 10G SFP+ | 10000 | up | Server NIC
CA-DC-021-MMR-SW-06 | Te0/0/0/31 | 10G SFP+ | 10000 | admin-down
CA-DC-021-MMR-SW-06 | Te0/0/0/32 | 10G SFP+ | 10000 | up | Server NIC
CA-DC-021-MMR-SW-06 | Te0/0/0/33 | 10G SFP+ | 10000 | up | Server NIC
CA-DC-021-MMR-SW-06 | Te0/0/0/34 | 10G SFP+ | 10000 | up | Server NIC
CA-DC-021-MMR-SW-06 | Te0/0/0/35 | 10G SFP+ | 10000 | up | Server NIC
CA-DC-021-MMR-SW-06 | Te0/0/0/36 | 10G SFP+ | 10000 | admin-down
CA-DC-021-MMR-SW-06 | Te0/0/0/37 | 10G SFP+ | 10000 | up | Server NIC
CA-DC-021-MMR-SW-06 | Te0/0/0/38 | 10G SFP+ | 10000 | admin-down
CA-DC-021-MMR-SW-06 | Te0/0/0/39 | 10G SFP+ | 10000 | up | Server NIC
CA-DC-021-MMR-SW-06 | Te0/0/0/40 | 10G SFP+ | 10000 | up | Server NIC
CA-DC-021-MMR-SW-06 | Te0/0/0/41 | 10G SFP+ | 10000 | up | Server NIC
CA-DC-021-MMR-SW-06 | Te0/0/0/42 | 10G SFP+ | 10000 | up | Server NIC
CA-DC-021-MMR-SW-06 | Te0/0/0/43 | 10G SFP+ | 10000 | up | Server NIC
CA-DC-021-MMR-SW-06 | Te0/0/0/44 | 10G SFP+ | 10000 | up | Server NIC
CA-DC-021-MMR-SW-06 | Te0/0/0/45 | 10G SFP+ | 10000 | up | Server NIC
CA-DC-021-MMR-SW-06 | Te0/0/0/46 | 10G SFP+ | 10000 | up | Server NIC
CA-DC-021-MMR-SW-06 | Te0/0/0/47 | 10G SFP+ | 10000 | up | Server NIC
CA-DC-021-MMR-SW-06 | Hu0/0/1/0 | 100G QSFP28 | 100000 | up | Uplink to CA-DC-021-AGG-R02 | QSFP28-100G-LR4
CA-DC-021-MMR-SW-06 | Hu0/0/1/1 | 100G QSFP28 | 100000 | up | Uplink to CA-DC-021-AGG-R01 | QSFP28-100G-LR4
CA-DC-021-MMR-SW-06 | Hu0/0/1/2 | 100G QSFP28 | 100000 | admin-down
CA-DC-021-MMR-SW-06 | Hu0/0/1/3 | 100G QSFP28 | 100000 | admin-down
CA-DC-021-TOR-001 | Te0/0/0/0 | 10G SFP+ | 10000 | up | Access to CA-DC-021-MMR-SW-01 | SFP-10G-LR
CA-DC-021-TOR-001 | Te0/0/0/1 | 10G SFP+ | 10000 | up | Access to CA-DC-021-MMR-SW-02 | SFP-10G-LR
CA-DC-021-TOR-001 | Te0/0/0/2 | 10G SFP+ | 10000 | admin-down
CA-DC-021-TOR-001 | Te0/0/0/3 | 10G SFP+ | 10000 | up | Server NIC
CA-DC-021-TOR-001 | Te0/0/0/4 | 10G SFP+ | 10000 | up | Server NIC
CA-DC-021-TOR-001 | Te0/0/0/5 | 10G SFP+ | 10000 | up | Server NIC
CA-DC-021-TOR-001 | Te0/0/0/6 | 10G SFP+ | 10000 | admin-down
CA-DC-021-TOR-001 | Te0/0/0/7 | 10G SFP+ | 10000 | up | Server NIC
CA-DC-021-TOR-001 | Te0/0/0/8 | 10G SFP+ | 10000 | admin-down
CA-DC-021-TOR-001 | Te0/0/0/9 | 10G SFP+ | 10000 | admin-down
CA-DC-021-TOR-001 | Te0/0/0/10 | 10G SFP+ | 10000 | up | Server NIC
CA-DC-021-TOR-001 | Te0/0/0/11 | 10G SFP+ | 10000 | up | Server NIC
CA-DC-021-TOR-001 | Te0/0/0/12 | 10G SFP+ | 10000 | admin-down
CA-DC-021-TOR-001 | Te0/0/0/13 | 10G SFP+ | 10000 | admin-down
CA-DC-021-TOR-001 | Te0/0/0/14 | 10G SFP+ | 10000 | up | Server NIC
CA-DC-021-TOR-001 | Te0/0/0/15 | 10G SFP+ | 10000 | up | Server NIC
CA-DC-021-TOR-001 | Te0/0/0/16 | 10G SFP+ | 10000 | up | Server NIC
CA-DC-021-TOR-001 | Te0/0/0/17 | 10G SFP+ | 10000 | admin-down
CA-DC-021-TOR-001 | Te0/0/0/18 | 10G SFP+ | 10000 | up | Server NIC
CA-DC-021-TOR-001 | Te0/0/0/19 | 10G SFP+ | 10000 | up | Server NIC
CA-DC-021-TOR-001 | Te0/0/0/20 | 10G SFP+ | 10000 | admin-down
CA-DC-021-TOR-001 | Te0/0/0/21 | 10G SFP+ | 10000 | up | Server NIC
CA-DC-021-TOR-001 | Te0/0/0/22 | 10G SFP+ | 10000 | up | Server NIC
CA-DC-021-TOR-001 | Te0/0/0/23 | 10G SFP+ | 10000 | admin-down
CA-DC-021-TOR-001 | Hu0/0/1/0 | 100G QSFP28 | 100000 | admin-down
CA-DC-021-TOR-001 | Hu0/0/1/1 | 100G QSFP28 | 100000 | admin-down
CA-DC-021-TOR-002 | Ethernet1 | 10G SFP+ | 10000 | up | Access to CA-DC-021-MMR-SW-02 | SFP-10G-LR
CA-DC-021-TOR-002 | Ethernet2 | 10G SFP+ | 10000 | up | Access to CA-DC-021-MMR-SW-03 | SFP-10G-LR
CA-DC-021-TOR-002 | Ethernet3 | 10G SFP+ | 10000 | admin-down
CA-DC-021-TOR-002 | Ethernet4 | 10G SFP+ | 10000 | admin-down
CA-DC-021-TOR-002 | Ethernet5 | 10G SFP+ | 10000 | up | Server NIC
CA-DC-021-TOR-002 | Ethernet6 | 10G SFP+ | 10000 | up | Server NIC
CA-DC-021-TOR-002 | Ethernet7 | 10G SFP+ | 10000 | up | Server NIC
CA-DC-021-TOR-002 | Ethernet8 | 10G SFP+ | 10000 | admin-down
CA-DC-021-TOR-002 | Ethernet9 | 10G SFP+ | 10000 | admin-down
CA-DC-021-TOR-002 | Ethernet10 | 10G SFP+ | 10000 | reserved
CA-DC-021-TOR-002 | Ethernet11 | 10G SFP+ | 10000 | up | Server NIC
CA-DC-021-TOR-002 | Ethernet12 | 10G SFP+ | 10000 | up | Server NIC
CA-DC-021-TOR-002 | Ethernet13 | 10G SFP+ | 10000 | admin-down
CA-DC-021-TOR-002 | Ethernet14 | 10G SFP+ | 10000 | admin-down
CA-DC-021-TOR-002 | Ethernet15 | 10G SFP+ | 10000 | up | Server NIC
CA-DC-021-TOR-002 | Ethernet16 | 10G SFP+ | 10000 | up | Server NIC
CA-DC-021-TOR-002 | Ethernet17 | 10G SFP+ | 10000 | up | Server NIC
CA-DC-021-TOR-002 | Ethernet18 | 10G SFP+ | 10000 | up | Server NIC
CA-DC-021-TOR-002 | Ethernet19 | 10G SFP+ | 10000 | admin-down
CA-DC-021-TOR-002 | Ethernet20 | 10G SFP+ | 10000 | admin-down
CA-DC-021-TOR-002 | Ethernet21 | 10G SFP+ | 10000 | up | Server NIC
CA-DC-021-TOR-002 | Ethernet22 | 10G SFP+ | 10000 | up | Server NIC
CA-DC-021-TOR-002 | Ethernet23 | 10G SFP+ | 10000 | admin-down
CA-DC-021-TOR-002 | Ethernet24 | 10G SFP+ | 10000 | admin-down
CA-DC-021-TOR-002 | Ethernet49/1 | 100G QSFP28 | 100000 | admin-down
CA-DC-021-TOR-002 | Ethernet49/2 | 100G QSFP28 | 100000 | admin-down
CA-DC-021-TOR-003 | Te0/0/0/0 | 10G SFP+ | 10000 | up | Access to CA-DC-021-MMR-SW-03 | SFP-10G-LR
CA-DC-021-TOR-003 | Te0/0/0/1 | 10G SFP+ | 10000 | up | Access to CA-DC-021-MMR-SW-04 | SFP-10G-LR
CA-DC-021-TOR-003 | Te0/0/0/2 | 10G SFP+ | 10000 | admin-down
CA-DC-021-TOR-003 | Te0/0/0/3 | 10G SFP+ | 10000 | admin-down
CA-DC-021-TOR-003 | Te0/0/0/4 | 10G SFP+ | 10000 | admin-down
CA-DC-021-TOR-003 | Te0/0/0/5 | 10G SFP+ | 10000 | up | Server NIC
CA-DC-021-TOR-003 | Te0/0/0/6 | 10G SFP+ | 10000 | up | Server NIC
CA-DC-021-TOR-003 | Te0/0/0/7 | 10G SFP+ | 10000 | up | Server NIC
CA-DC-021-TOR-003 | Te0/0/0/8 | 10G SFP+ | 10000 | up | Server NIC
CA-DC-021-TOR-003 | Te0/0/0/9 | 10G SFP+ | 10000 | admin-down
CA-DC-021-TOR-003 | Te0/0/0/10 | 10G SFP+ | 10000 | up | Server NIC
CA-DC-021-TOR-003 | Te0/0/0/11 | 10G SFP+ | 10000 | up | Server NIC
CA-DC-021-TOR-003 | Te0/0/0/12 | 10G SFP+ | 10000 | admin-down
CA-DC-021-TOR-003 | Te0/0/0/13 | 10G SFP+ | 10000 | admin-down
CA-DC-021-TOR-003 | Te0/0/0/14 | 10G SFP+ | 10000 | up | Server NIC
CA-DC-021-TOR-003 | Te0/0/0/15 | 10G SFP+ | 10000 | admin-down
CA-DC-021-TOR-003 | Te0/0/0/16 | 10G SFP+ | 10000 | up | Server NIC
CA-DC-021-TOR-003 | Te0/0/0/17 | 10G SFP+ | 10000 | admin-down
CA-DC-021-TOR-003 | Te0/0/0/18 | 10G SFP+ | 10000 | up | Server NIC
CA-DC-021-TOR-003 | Te0/0/0/19 | 10G SFP+ | 10000 | up | Server NIC
CA-DC-021-TOR-003 | Te0/0/0/20 | 10G SFP+ | 10000 | up | Server NIC
CA-DC-021-TOR-003 | Te0/0/0/21 | 10G SFP+ | 10000 | reserved
CA-DC-021-TOR-003 | Te0/0/0/22 | 10G SFP+ | 10000 | admin-down
CA-DC-021-TOR-003 | Te0/0/0/23 | 10G SFP+ | 10000 | admin-down
CA-DC-021-TOR-003 | Hu0/0/1/0 | 100G QSFP28 | 100000 | admin-down
CA-DC-021-TOR-003 | Hu0/0/1/1 | 100G QSFP28 | 100000 | admin-down
CA-DC-021-TOR-004 | Ethernet1 | 10G SFP+ | 10000 | up | Access to CA-DC-021-MMR-SW-04 | SFP-10G-LR
CA-DC-021-TOR-004 | Ethernet2 | 10G SFP+ | 10000 | up | Access to CA-DC-021-MMR-SW-05 | SFP-10G-LR
CA-DC-021-TOR-004 | Ethernet3 | 10G SFP+ | 10000 | up | Server NIC
CA-DC-021-TOR-004 | Ethernet4 | 10G SFP+ | 10000 | up | Server NIC
CA-DC-021-TOR-004 | Ethernet5 | 10G SFP+ | 10000 | up | Server NIC
CA-DC-021-TOR-004 | Ethernet6 | 10G SFP+ | 10000 | up | Server NIC
CA-DC-021-TOR-004 | Ethernet7 | 10G SFP+ | 10000 | up | Server NIC
CA-DC-021-TOR-004 | Ethernet8 | 10G SFP+ | 10000 | up | Server NIC
CA-DC-021-TOR-004 | Ethernet9 | 10G SFP+ | 10000 | admin-down
CA-DC-021-TOR-004 | Ethernet10 | 10G SFP+ | 10000 | up | Server NIC
CA-DC-021-TOR-004 | Ethernet11 | 10G SFP+ | 10000 | admin-down
CA-DC-021-TOR-004 | Ethernet12 | 10G SFP+ | 10000 | up | Server NIC
CA-DC-021-TOR-004 | Ethernet13 | 10G SFP+ | 10000 | up | Server NIC
CA-DC-021-TOR-004 | Ethernet14 | 10G SFP+ | 10000 | admin-down
CA-DC-021-TOR-004 | Ethernet15 | 10G SFP+ | 10000 | up | Server NIC
CA-DC-021-TOR-004 | Ethernet16 | 10G SFP+ | 10000 | admin-down
CA-DC-021-TOR-004 | Ethernet17 | 10G SFP+ | 10000 | admin-down
CA-DC-021-TOR-004 | Ethernet18 | 10G SFP+ | 10000 | admin-down
CA-DC-021-TOR-004 | Ethernet19 | 10G SFP+ | 10000 | up | Server NIC
CA-DC-021-TOR-004 | Ethernet20 | 10G SFP+ | 10000 | up | Server NIC
CA-DC-021-TOR-004 | Ethernet21 | 10G SFP+ | 10000 | admin-down
CA-DC-021-TOR-004 | Ethernet22 | 10G SFP+ | 10000 | up | Server NIC
CA-DC-021-TOR-004 | Ethernet23 | 10G SFP+ | 10000 | admin-down
CA-DC-021-TOR-004 | Ethernet24 | 10G SFP+ | 10000 | up | Server NIC
CA-DC-021-TOR-004 | Ethernet49/1 | 100G QSFP28 | 100000 | admin-down
CA-DC-021-TOR-004 | Ethernet49/2 | 100G QSFP28 | 100000 | admin-down
TX-DC-022-PE-T4-01 | xe-0/0/0 | 10G SFP+ | 10000 | admin-down
TX-DC-022-PE-T4-01 | xe-0/0/1 | 10G SFP+ | 10000 | up | Backhaul to OH-DC-017 | SFP-10G-LR
TX-DC-022-PE-T4-01 | xe-0/0/2 | 10G SFP+ | 10000 | up | Backhaul to TX-DC-005 | SFP-10G-LR
TX-DC-022-PE-T4-01 | xe-0/0/3 | 10G SFP+ | 10000 | up | Backhaul to TX-DC-007 | SFP-10G-LR
TX-DC-022-PE-T4-01 | xe-0/0/4 | 10G SFP+ | 10000 | up | Backhaul to VA-DC-002 | SFP-10G-LR
TX-DC-022-PE-T4-01 | xe-0/0/5 | 10G SFP+ | 10000 | up | Backhaul to VA-DC-002 | SFP-10G-LR
TX-DC-022-PE-T4-01 | xe-0/0/6 | 10G SFP+ | 10000 | up | Uplink to TX-DC-022-AGG-R01 | SFP-10G-LR
TX-DC-022-PE-T4-01 | xe-0/0/7 | 10G SFP+ | 10000 | admin-down
TX-DC-022-PE-T4-01 | xe-0/0/8 | 10G SFP+ | 10000 | admin-down
TX-DC-022-PE-T4-01 | xe-0/0/9 | 10G SFP+ | 10000 | admin-down
TX-DC-022-PE-T4-01 | xe-0/0/10 | 10G SFP+ | 10000 | admin-down
TX-DC-022-PE-T4-01 | xe-0/0/11 | 10G SFP+ | 10000 | admin-down
TX-DC-022-PE-T4-01 | et-0/1/0 | 100G QSFP28 | 100000 | up | Fabric to TX-DC-022-PE-T4-02 | QSFP28-100G-LR4
TX-DC-022-PE-T4-01 | et-0/1/1 | 100G QSFP28 | 100000 | up | Fabric to TX-DC-022-PE-T4-03 | QSFP28-100G-LR4
TX-DC-022-PE-T4-01 | et-0/1/2 | 100G QSFP28 | 100000 | up | Fabric to TX-DC-022-PE-T4-04 | QSFP28-100G-LR4
TX-DC-022-PE-T4-01 | et-0/1/3 | 100G QSFP28 | 100000 | admin-down
TX-DC-022-PE-T4-01 | ge-0/2/0 | 1G copper | 1000 | admin-down
TX-DC-022-PE-T4-01 | ge-0/2/1 | 1G copper | 1000 | admin-down
TX-DC-022-PE-T4-01 | ge-0/2/2 | 1G copper | 1000 | admin-down
TX-DC-022-PE-T4-01 | ge-0/2/3 | 1G copper | 1000 | admin-down
TX-DC-022-PE-T4-01 | ge-0/2/4 | 1G copper | 1000 | admin-down
TX-DC-022-PE-T4-01 | ge-0/2/5 | 1G copper | 1000 | admin-down
TX-DC-022-PE-T4-01 | ge-0/2/6 | 1G copper | 1000 | admin-down
TX-DC-022-PE-T4-01 | ge-0/2/7 | 1G copper | 1000 | admin-down
TX-DC-022-PE-T4-01 | ge-0/2/8 | 1G copper | 1000 | admin-down
TX-DC-022-PE-T4-01 | ge-0/2/9 | 1G copper | 1000 | admin-down
TX-DC-022-PE-T4-01 | ge-0/2/10 | 1G copper | 1000 | admin-down
TX-DC-022-PE-T4-01 | ge-0/2/11 | 1G copper | 1000 | admin-down
TX-DC-022-PE-T4-01 | ge-0/2/12 | 1G copper | 1000 | admin-down
TX-DC-022-PE-T4-01 | ge-0/2/13 | 1G copper | 1000 | admin-down
TX-DC-022-PE-T4-01 | ge-0/2/14 | 1G copper | 1000 | admin-down
TX-DC-022-PE-T4-01 | ge-0/2/15 | 1G copper | 1000 | admin-down
TX-DC-022-PE-T4-02 | xe-0/0/0 | 10G SFP+ | 10000 | admin-down
TX-DC-022-PE-T4-02 | xe-0/0/1 | 10G SFP+ | 10000 | up | Backhaul to IL-DC-009 | SFP-10G-LR
TX-DC-022-PE-T4-02 | xe-0/0/2 | 10G SFP+ | 10000 | up | Backhaul to VA-DC-001 | SFP-10G-LR
TX-DC-022-PE-T4-02 | xe-0/0/3 | 10G SFP+ | 10000 | up | Backhaul to WA-DC-024 | SFP-10G-LR
TX-DC-022-PE-T4-02 | xe-0/0/4 | 10G SFP+ | 10000 | up | Backhaul to IL-DC-009 | SFP-10G-LR
TX-DC-022-PE-T4-02 | xe-0/0/5 | 10G SFP+ | 10000 | up | Backhaul to VA-DC-003 | SFP-10G-LR
TX-DC-022-PE-T4-02 | xe-0/0/6 | 10G SFP+ | 10000 | up | Uplink to TX-DC-022-AGG-R01 | SFP-10G-LR
TX-DC-022-PE-T4-02 | xe-0/0/7 | 10G SFP+ | 10000 | up | Uplink to TX-DC-022-AGG-R02 | SFP-10G-LR
TX-DC-022-PE-T4-02 | xe-0/0/8 | 10G SFP+ | 10000 | admin-down
TX-DC-022-PE-T4-02 | xe-0/0/9 | 10G SFP+ | 10000 | admin-down
TX-DC-022-PE-T4-02 | xe-0/0/10 | 10G SFP+ | 10000 | admin-down
TX-DC-022-PE-T4-02 | xe-0/0/11 | 10G SFP+ | 10000 | admin-down
TX-DC-022-PE-T4-02 | et-0/1/0 | 100G QSFP28 | 100000 | up | Fabric to TX-DC-022-PE-T4-01 | QSFP28-100G-LR4
TX-DC-022-PE-T4-02 | et-0/1/1 | 100G QSFP28 | 100000 | up | Fabric to TX-DC-022-PE-T4-03 | QSFP28-100G-LR4
TX-DC-022-PE-T4-02 | et-0/1/2 | 100G QSFP28 | 100000 | up | Fabric to TX-DC-022-PE-T4-04 | QSFP28-100G-LR4
TX-DC-022-PE-T4-02 | et-0/1/3 | 100G QSFP28 | 100000 | admin-down
TX-DC-022-PE-T4-02 | ge-0/2/0 | 1G copper | 1000 | admin-down
TX-DC-022-PE-T4-02 | ge-0/2/1 | 1G copper | 1000 | admin-down
TX-DC-022-PE-T4-02 | ge-0/2/2 | 1G copper | 1000 | admin-down
TX-DC-022-PE-T4-02 | ge-0/2/3 | 1G copper | 1000 | admin-down
TX-DC-022-PE-T4-02 | ge-0/2/4 | 1G copper | 1000 | admin-down
TX-DC-022-PE-T4-02 | ge-0/2/5 | 1G copper | 1000 | admin-down
TX-DC-022-PE-T4-02 | ge-0/2/6 | 1G copper | 1000 | admin-down
TX-DC-022-PE-T4-02 | ge-0/2/7 | 1G copper | 1000 | admin-down
TX-DC-022-PE-T4-02 | ge-0/2/8 | 1G copper | 1000 | admin-down
TX-DC-022-PE-T4-02 | ge-0/2/9 | 1G copper | 1000 | admin-down
TX-DC-022-PE-T4-02 | ge-0/2/10 | 1G copper | 1000 | admin-down
TX-DC-022-PE-T4-02 | ge-0/2/11 | 1G copper | 1000 | admin-down
TX-DC-022-PE-T4-02 | ge-0/2/12 | 1G copper | 1000 | admin-down
TX-DC-022-PE-T4-02 | ge-0/2/13 | 1G copper | 1000 | admin-down
TX-DC-022-PE-T4-02 | ge-0/2/14 | 1G copper | 1000 | admin-down
TX-DC-022-PE-T4-02 | ge-0/2/15 | 1G copper | 1000 | admin-down
TX-DC-022-PE-T4-03 | xe-0/0/0 | 10G SFP+ | 10000 | admin-down
TX-DC-022-PE-T4-03 | xe-0/0/1 | 10G SFP+ | 10000 | up | Backhaul to CA-DC-020 | SFP-10G-LR
TX-DC-022-PE-T4-03 | xe-0/0/2 | 10G SFP+ | 10000 | up | Backhaul to UT-DC-019 | SFP-10G-LR
TX-DC-022-PE-T4-03 | xe-0/0/3 | 10G SFP+ | 10000 | up | Backhaul to VA-DC-003 | SFP-10G-LR
TX-DC-022-PE-T4-03 | xe-0/0/4 | 10G SFP+ | 10000 | up | Backhaul to VA-DC-003 | SFP-10G-LR
TX-DC-022-PE-T4-03 | xe-0/0/5 | 10G SFP+ | 10000 | up | Backhaul to CA-DC-021 | SFP-10G-LR
TX-DC-022-PE-T4-03 | xe-0/0/6 | 10G SFP+ | 10000 | up | Uplink to TX-DC-022-AGG-R02 | SFP-10G-LR
TX-DC-022-PE-T4-03 | xe-0/0/7 | 10G SFP+ | 10000 | up | Uplink to TX-DC-022-AGG-R03 | SFP-10G-LR
TX-DC-022-PE-T4-03 | xe-0/0/8 | 10G SFP+ | 10000 | admin-down
TX-DC-022-PE-T4-03 | xe-0/0/9 | 10G SFP+ | 10000 | admin-down
TX-DC-022-PE-T4-03 | xe-0/0/10 | 10G SFP+ | 10000 | admin-down
TX-DC-022-PE-T4-03 | xe-0/0/11 | 10G SFP+ | 10000 | admin-down
TX-DC-022-PE-T4-03 | et-0/1/0 | 100G QSFP28 | 100000 | up | Fabric to TX-DC-022-PE-T4-01 | QSFP28-100G-LR4
TX-DC-022-PE-T4-03 | et-0/1/1 | 100G QSFP28 | 100000 | up | Fabric to TX-DC-022-PE-T4-02 | QSFP28-100G-LR4
TX-DC-022-PE-T4-03 | et-0/1/2 | 100G QSFP28 | 100000 | up | Fabric to TX-DC-022-PE-T4-04 | QSFP28-100G-LR4
TX-DC-022-PE-T4-03 | et-0/1/3 | 100G QSFP28 | 100000 | reserved
TX-DC-022-PE-T4-03 | ge-0/2/0 | 1G copper | 1000 | admin-down
TX-DC-022-PE-T4-03 | ge-0/2/1 | 1G copper | 1000 | admin-down
TX-DC-022-PE-T4-03 | ge-0/2/2 | 1G copper | 1000 | admin-down
TX-DC-022-PE-T4-03 | ge-0/2/3 | 1G copper | 1000 | admin-down
TX-DC-022-PE-T4-03 | ge-0/2/4 | 1G copper | 1000 | admin-down
TX-DC-022-PE-T4-03 | ge-0/2/5 | 1G copper | 1000 | admin-down
TX-DC-022-PE-T4-03 | ge-0/2/6 | 1G copper | 1000 | admin-down
TX-DC-022-PE-T4-03 | ge-0/2/7 | 1G copper | 1000 | admin-down
TX-DC-022-PE-T4-03 | ge-0/2/8 | 1G copper | 1000 | admin-down
TX-DC-022-PE-T4-03 | ge-0/2/9 | 1G copper | 1000 | admin-down
TX-DC-022-PE-T4-03 | ge-0/2/10 | 1G copper | 1000 | admin-down
TX-DC-022-PE-T4-03 | ge-0/2/11 | 1G copper | 1000 | admin-down
TX-DC-022-PE-T4-03 | ge-0/2/12 | 1G copper | 1000 | admin-down
TX-DC-022-PE-T4-03 | ge-0/2/13 | 1G copper | 1000 | admin-down
TX-DC-022-PE-T4-03 | ge-0/2/14 | 1G copper | 1000 | admin-down
TX-DC-022-PE-T4-03 | ge-0/2/15 | 1G copper | 1000 | admin-down
TX-DC-022-PE-T4-04 | xe-0/0/0 | 10G SFP+ | 10000 | reserved
TX-DC-022-PE-T4-04 | xe-0/0/1 | 10G SFP+ | 10000 | up | Backhaul to TX-DC-006 | SFP-10G-LR
TX-DC-022-PE-T4-04 | xe-0/0/2 | 10G SFP+ | 10000 | up | Backhaul to CO-DC-015 | SFP-10G-LR
TX-DC-022-PE-T4-04 | xe-0/0/3 | 10G SFP+ | 10000 | up | Backhaul to OR-DC-014 | SFP-10G-LR
TX-DC-022-PE-T4-04 | xe-0/0/4 | 10G SFP+ | 10000 | up | Backhaul to CA-DC-008 | SFP-10G-LR
TX-DC-022-PE-T4-04 | xe-0/0/5 | 10G SFP+ | 10000 | up | Backhaul to VA-DC-004 | SFP-10G-LR
TX-DC-022-PE-T4-04 | xe-0/0/6 | 10G SFP+ | 10000 | up | Uplink to TX-DC-022-AGG-R03 | SFP-10G-LR
TX-DC-022-PE-T4-04 | xe-0/0/7 | 10G SFP+ | 10000 | admin-down
TX-DC-022-PE-T4-04 | xe-0/0/8 | 10G SFP+ | 10000 | admin-down
TX-DC-022-PE-T4-04 | xe-0/0/9 | 10G SFP+ | 10000 | admin-down
TX-DC-022-PE-T4-04 | xe-0/0/10 | 10G SFP+ | 10000 | admin-down
TX-DC-022-PE-T4-04 | xe-0/0/11 | 10G SFP+ | 10000 | admin-down
TX-DC-022-PE-T4-04 | et-0/1/0 | 100G QSFP28 | 100000 | up | Fabric to TX-DC-022-PE-T4-01 | QSFP28-100G-LR4
TX-DC-022-PE-T4-04 | et-0/1/1 | 100G QSFP28 | 100000 | up | Fabric to TX-DC-022-PE-T4-02 | QSFP28-100G-LR4
TX-DC-022-PE-T4-04 | et-0/1/2 | 100G QSFP28 | 100000 | up | Fabric to TX-DC-022-PE-T4-03 | QSFP28-100G-LR4
TX-DC-022-PE-T4-04 | et-0/1/3 | 100G QSFP28 | 100000 | admin-down
TX-DC-022-PE-T4-04 | ge-0/2/0 | 1G copper | 1000 | admin-down
TX-DC-022-PE-T4-04 | ge-0/2/1 | 1G copper | 1000 | admin-down
TX-DC-022-PE-T4-04 | ge-0/2/2 | 1G copper | 1000 | admin-down
TX-DC-022-PE-T4-04 | ge-0/2/3 | 1G copper | 1000 | admin-down
TX-DC-022-PE-T4-04 | ge-0/2/4 | 1G copper | 1000 | admin-down
TX-DC-022-PE-T4-04 | ge-0/2/5 | 1G copper | 1000 | admin-down
TX-DC-022-PE-T4-04 | ge-0/2/6 | 1G copper | 1000 | admin-down
TX-DC-022-PE-T4-04 | ge-0/2/7 | 1G copper | 1000 | reserved
TX-DC-022-PE-T4-04 | ge-0/2/8 | 1G copper | 1000 | admin-down
TX-DC-022-PE-T4-04 | ge-0/2/9 | 1G copper | 1000 | admin-down
TX-DC-022-PE-T4-04 | ge-0/2/10 | 1G copper | 1000 | admin-down
TX-DC-022-PE-T4-04 | ge-0/2/11 | 1G copper | 1000 | admin-down
TX-DC-022-PE-T4-04 | ge-0/2/12 | 1G copper | 1000 | reserved
TX-DC-022-PE-T4-04 | ge-0/2/13 | 1G copper | 1000 | admin-down
TX-DC-022-PE-T4-04 | ge-0/2/14 | 1G copper | 1000 | admin-down
TX-DC-022-PE-T4-04 | ge-0/2/15 | 1G copper | 1000 | admin-down
TX-DC-022-FW-01 | port1 | 10G SFP+ | 10000 | up | Uplink to TX-DC-022-AGG-R01 | SFP-10G-LR
TX-DC-022-FW-01 | port2 | 10G SFP+ | 10000 | up | Uplink to TX-DC-022-AGG-R02 | SFP-10G-LR
TX-DC-022-FW-01 | port3 | 10G SFP+ | 10000 | admin-down
TX-DC-022-FW-01 | port4 | 10G SFP+ | 10000 | admin-down
TX-DC-022-FW-01 | port5 | 10G SFP+ | 10000 | admin-down
TX-DC-022-FW-01 | port6 | 10G SFP+ | 10000 | admin-down
TX-DC-022-FW-01 | port7 | 10G SFP+ | 10000 | admin-down
TX-DC-022-FW-01 | port8 | 10G SFP+ | 10000 | admin-down
TX-DC-022-OLA-01 | 1-A-1 | 100G QSFP28 | 100000 | up | Uplink to TX-DC-022-AGG-R01 | QSFP28-100G-LR4
TX-DC-022-OLA-01 | 1-A-2 | 100G QSFP28 | 100000 | admin-down
TX-DC-022-OLA-01 | 1-A-3 | 100G QSFP28 | 100000 | admin-down
TX-DC-022-OLA-01 | 1-A-4 | 100G QSFP28 | 100000 | admin-down
TX-DC-022-OLA-01 | 1-A-5 | 100G QSFP28 | 100000 | admin-down
TX-DC-022-OLA-01 | 1-A-6 | 100G QSFP28 | 100000 | admin-down
TX-DC-022-OLA-01 | 1-A-7 | 100G QSFP28 | 100000 | admin-down
TX-DC-022-OLA-01 | 1-A-8 | 100G QSFP28 | 100000 | admin-down
TX-DC-022-OLA-02 | 1/2/c1 | 100G QSFP28 | 100000 | up | Uplink to TX-DC-022-AGG-R02 | QSFP28-100G-LR4
TX-DC-022-OLA-02 | 1/2/c2 | 100G QSFP28 | 100000 | admin-down
TX-DC-022-OLA-02 | 1/2/c3 | 100G QSFP28 | 100000 | admin-down
TX-DC-022-OLA-02 | 1/2/c4 | 100G QSFP28 | 100000 | admin-down
TX-DC-022-OLA-02 | 1/2/c5 | 100G QSFP28 | 100000 | admin-down
TX-DC-022-OLA-02 | 1/2/c6 | 100G QSFP28 | 100000 | admin-down
TX-DC-022-OLA-02 | 1/2/c7 | 100G QSFP28 | 100000 | admin-down
TX-DC-022-OLA-02 | 1/2/c8 | 100G QSFP28 | 100000 | admin-down
TX-DC-022-AGG-R01 | xe-0/0/0 | 10G SFP+ | 10000 | up | Uplink to TX-DC-022-FW-01 | SFP-10G-LR
TX-DC-022-AGG-R01 | xe-0/0/1 | 10G SFP+ | 10000 | up | Uplink to TX-DC-022-MMR-SW-01 | SFP-10G-LR
TX-DC-022-AGG-R01 | xe-0/0/2 | 10G SFP+ | 10000 | up | Uplink to TX-DC-022-MMR-SW-01 | SFP-10G-LR
TX-DC-022-AGG-R01 | xe-0/0/3 | 10G SFP+ | 10000 | up | Uplink to TX-DC-022-MMR-SW-04 | SFP-10G-LR
TX-DC-022-AGG-R01 | xe-0/0/4 | 10G SFP+ | 10000 | up | Uplink to TX-DC-022-MMR-SW-04 | SFP-10G-LR
TX-DC-022-AGG-R01 | xe-0/0/5 | 10G SFP+ | 10000 | up | Uplink to TX-DC-022-MMR-SW-07 | SFP-10G-LR
TX-DC-022-AGG-R01 | xe-0/0/6 | 10G SFP+ | 10000 | up | Uplink to TX-DC-022-MMR-SW-07 | SFP-10G-LR
TX-DC-022-AGG-R01 | xe-0/0/7 | 10G SFP+ | 10000 | admin-down
TX-DC-022-AGG-R01 | xe-0/0/8 | 10G SFP+ | 10000 | admin-down
TX-DC-022-AGG-R01 | xe-0/0/9 | 10G SFP+ | 10000 | admin-down
TX-DC-022-AGG-R01 | xe-0/0/10 | 10G SFP+ | 10000 | admin-down
TX-DC-022-AGG-R01 | xe-0/0/11 | 10G SFP+ | 10000 | admin-down
TX-DC-022-AGG-R01 | xe-0/0/12 | 10G SFP+ | 10000 | admin-down
TX-DC-022-AGG-R01 | xe-0/0/13 | 10G SFP+ | 10000 | reserved
TX-DC-022-AGG-R01 | xe-0/0/14 | 10G SFP+ | 10000 | admin-down
TX-DC-022-AGG-R01 | xe-0/0/15 | 10G SFP+ | 10000 | admin-down
TX-DC-022-AGG-R01 | et-0/1/0 | 100G QSFP28 | 100000 | up | Uplink to TX-DC-022-PE-T4-01 | QSFP28-100G-LR4
TX-DC-022-AGG-R01 | et-0/1/1 | 100G QSFP28 | 100000 | up | Uplink to TX-DC-022-PE-T4-02 | QSFP28-100G-LR4
TX-DC-022-AGG-R01 | et-0/1/2 | 100G QSFP28 | 100000 | up | Uplink to TX-DC-022-OLA-01 | QSFP28-100G-LR4
TX-DC-022-AGG-R01 | et-0/1/3 | 100G QSFP28 | 100000 | admin-down
TX-DC-022-AGG-R01 | et-0/1/4 | 100G QSFP28 | 100000 | admin-down
TX-DC-022-AGG-R01 | et-0/1/5 | 100G QSFP28 | 100000 | admin-down
TX-DC-022-AGG-R01 | et-0/1/6 | 100G QSFP28 | 100000 | admin-down
TX-DC-022-AGG-R01 | et-0/1/7 | 100G QSFP28 | 100000 | admin-down
TX-DC-022-AGG-R02 | xe-0/0/0 | 10G SFP+ | 10000 | up | Uplink to TX-DC-022-FW-01 | SFP-10G-LR
TX-DC-022-AGG-R02 | xe-0/0/1 | 10G SFP+ | 10000 | up | Uplink to TX-DC-022-MMR-SW-02 | SFP-10G-LR
TX-DC-022-AGG-R02 | xe-0/0/2 | 10G SFP+ | 10000 | up | Uplink to TX-DC-022-MMR-SW-02 | SFP-10G-LR
TX-DC-022-AGG-R02 | xe-0/0/3 | 10G SFP+ | 10000 | up | Uplink to TX-DC-022-MMR-SW-05 | SFP-10G-LR
TX-DC-022-AGG-R02 | xe-0/0/4 | 10G SFP+ | 10000 | up | Uplink to TX-DC-022-MMR-SW-05 | SFP-10G-LR
TX-DC-022-AGG-R02 | xe-0/0/5 | 10G SFP+ | 10000 | admin-down
TX-DC-022-AGG-R02 | xe-0/0/6 | 10G SFP+ | 10000 | admin-down
TX-DC-022-AGG-R02 | xe-0/0/7 | 10G SFP+ | 10000 | admin-down
TX-DC-022-AGG-R02 | xe-0/0/8 | 10G SFP+ | 10000 | admin-down
TX-DC-022-AGG-R02 | xe-0/0/9 | 10G SFP+ | 10000 | admin-down
TX-DC-022-AGG-R02 | xe-0/0/10 | 10G SFP+ | 10000 | reserved
TX-DC-022-AGG-R02 | xe-0/0/11 | 10G SFP+ | 10000 | admin-down
TX-DC-022-AGG-R02 | xe-0/0/12 | 10G SFP+ | 10000 | admin-down
TX-DC-022-AGG-R02 | xe-0/0/13 | 10G SFP+ | 10000 | admin-down
TX-DC-022-AGG-R02 | xe-0/0/14 | 10G SFP+ | 10000 | admin-down
TX-DC-022-AGG-R02 | xe-0/0/15 | 10G SFP+ | 10000 | admin-down
TX-DC-022-AGG-R02 | et-0/1/0 | 100G QSFP28 | 100000 | up | Uplink to TX-DC-022-PE-T4-02 | QSFP28-100G-LR4
TX-DC-022-AGG-R02 | et-0/1/1 | 100G QSFP28 | 100000 | up | Uplink to TX-DC-022-PE-T4-03 | QSFP28-100G-LR4
TX-DC-022-AGG-R02 | et-0/1/2 | 100G QSFP28 | 100000 | up | Uplink to TX-DC-022-OLA-02 | QSFP28-100G-LR4
TX-DC-022-AGG-R02 | et-0/1/3 | 100G QSFP28 | 100000 | admin-down
TX-DC-022-AGG-R02 | et-0/1/4 | 100G QSFP28 | 100000 | admin-down
TX-DC-022-AGG-R02 | et-0/1/5 | 100G QSFP28 | 100000 | admin-down
TX-DC-022-AGG-R02 | et-0/1/6 | 100G QSFP28 | 100000 | admin-down
TX-DC-022-AGG-R02 | et-0/1/7 | 100G QSFP28 | 100000 | admin-down
TX-DC-022-AGG-R03 | xe-0/0/0 | 10G SFP+ | 10000 | up | Uplink to TX-DC-022-MMR-SW-03 | SFP-10G-LR
TX-DC-022-AGG-R03 | xe-0/0/1 | 10G SFP+ | 10000 | up | Uplink to TX-DC-022-MMR-SW-03 | SFP-10G-LR
TX-DC-022-AGG-R03 | xe-0/0/2 | 10G SFP+ | 10000 | up | Uplink to TX-DC-022-MMR-SW-06 | SFP-10G-LR
TX-DC-022-AGG-R03 | xe-0/0/3 | 10G SFP+ | 10000 | up | Uplink to TX-DC-022-MMR-SW-06 | SFP-10G-LR
TX-DC-022-AGG-R03 | xe-0/0/4 | 10G SFP+ | 10000 | admin-down
TX-DC-022-AGG-R03 | xe-0/0/5 | 10G SFP+ | 10000 | admin-down
TX-DC-022-AGG-R03 | xe-0/0/6 | 10G SFP+ | 10000 | admin-down
TX-DC-022-AGG-R03 | xe-0/0/7 | 10G SFP+ | 10000 | admin-down
TX-DC-022-AGG-R03 | xe-0/0/8 | 10G SFP+ | 10000 | admin-down
TX-DC-022-AGG-R03 | xe-0/0/9 | 10G SFP+ | 10000 | admin-down
TX-DC-022-AGG-R03 | xe-0/0/10 | 10G SFP+ | 10000 | admin-down
TX-DC-022-AGG-R03 | xe-0/0/11 | 10G SFP+ | 10000 | admin-down
TX-DC-022-AGG-R03 | xe-0/0/12 | 10G SFP+ | 10000 | admin-down
TX-DC-022-AGG-R03 | xe-0/0/13 | 10G SFP+ | 10000 | admin-down
TX-DC-022-AGG-R03 | xe-0/0/14 | 10G SFP+ | 10000 | admin-down
TX-DC-022-AGG-R03 | xe-0/0/15 | 10G SFP+ | 10000 | reserved
TX-DC-022-AGG-R03 | et-0/1/0 | 100G QSFP28 | 100000 | up | Uplink to TX-DC-022-PE-T4-03 | QSFP28-100G-LR4
TX-DC-022-AGG-R03 | et-0/1/1 | 100G QSFP28 | 100000 | up | Uplink to TX-DC-022-PE-T4-04 | QSFP28-100G-LR4
TX-DC-022-AGG-R03 | et-0/1/2 | 100G QSFP28 | 100000 | admin-down
TX-DC-022-AGG-R03 | et-0/1/3 | 100G QSFP28 | 100000 | admin-down
TX-DC-022-AGG-R03 | et-0/1/4 | 100G QSFP28 | 100000 | admin-down
TX-DC-022-AGG-R03 | et-0/1/5 | 100G QSFP28 | 100000 | admin-down
TX-DC-022-AGG-R03 | et-0/1/6 | 100G QSFP28 | 100000 | admin-down
TX-DC-022-AGG-R03 | et-0/1/7 | 100G QSFP28 | 100000 | admin-down
TX-DC-022-MMR-SW-01 | Ethernet1 | 10G SFP+ | 10000 | up | Access to TX-DC-022-TOR-001 | SFP-10G-LR
TX-DC-022-MMR-SW-01 | Ethernet2 | 10G SFP+ | 10000 | admin-down
TX-DC-022-MMR-SW-01 | Ethernet3 | 10G SFP+ | 10000 | admin-down
TX-DC-022-MMR-SW-01 | Ethernet4 | 10G SFP+ | 10000 | admin-down
TX-DC-022-MMR-SW-01 | Ethernet5 | 10G SFP+ | 10000 | up | Server NIC
TX-DC-022-MMR-SW-01 | Ethernet6 | 10G SFP+ | 10000 | up | Server NIC
TX-DC-022-MMR-SW-01 | Ethernet7 | 10G SFP+ | 10000 | admin-down
TX-DC-022-MMR-SW-01 | Ethernet8 | 10G SFP+ | 10000 | up | Server NIC
TX-DC-022-MMR-SW-01 | Ethernet9 | 10G SFP+ | 10000 | admin-down
TX-DC-022-MMR-SW-01 | Ethernet10 | 10G SFP+ | 10000 | up | Server NIC
TX-DC-022-MMR-SW-01 | Ethernet11 | 10G SFP+ | 10000 | up | Server NIC
TX-DC-022-MMR-SW-01 | Ethernet12 | 10G SFP+ | 10000 | admin-down
TX-DC-022-MMR-SW-01 | Ethernet13 | 10G SFP+ | 10000 | up | Server NIC
TX-DC-022-MMR-SW-01 | Ethernet14 | 10G SFP+ | 10000 | up | Server NIC
TX-DC-022-MMR-SW-01 | Ethernet15 | 10G SFP+ | 10000 | up | Server NIC
TX-DC-022-MMR-SW-01 | Ethernet16 | 10G SFP+ | 10000 | up | Server NIC
TX-DC-022-MMR-SW-01 | Ethernet17 | 10G SFP+ | 10000 | up | Server NIC
TX-DC-022-MMR-SW-01 | Ethernet18 | 10G SFP+ | 10000 | admin-down
TX-DC-022-MMR-SW-01 | Ethernet19 | 10G SFP+ | 10000 | up | Server NIC
TX-DC-022-MMR-SW-01 | Ethernet20 | 10G SFP+ | 10000 | up | Server NIC
TX-DC-022-MMR-SW-01 | Ethernet21 | 10G SFP+ | 10000 | admin-down
TX-DC-022-MMR-SW-01 | Ethernet22 | 10G SFP+ | 10000 | up | Server NIC
TX-DC-022-MMR-SW-01 | Ethernet23 | 10G SFP+ | 10000 | admin-down
TX-DC-022-MMR-SW-01 | Ethernet24 | 10G SFP+ | 10000 | admin-down
TX-DC-022-MMR-SW-01 | Ethernet25 | 10G SFP+ | 10000 | up | Server NIC
TX-DC-022-MMR-SW-01 | Ethernet26 | 10G SFP+ | 10000 | up | Server NIC
TX-DC-022-MMR-SW-01 | Ethernet27 | 10G SFP+ | 10000 | admin-down
TX-DC-022-MMR-SW-01 | Ethernet28 | 10G SFP+ | 10000 | up | Server NIC
TX-DC-022-MMR-SW-01 | Ethernet29 | 10G SFP+ | 10000 | admin-down
TX-DC-022-MMR-SW-01 | Ethernet30 | 10G SFP+ | 10000 | up | Server NIC
TX-DC-022-MMR-SW-01 | Ethernet31 | 10G SFP+ | 10000 | admin-down
TX-DC-022-MMR-SW-01 | Ethernet32 | 10G SFP+ | 10000 | up | Server NIC
TX-DC-022-MMR-SW-01 | Ethernet33 | 10G SFP+ | 10000 | admin-down
TX-DC-022-MMR-SW-01 | Ethernet34 | 10G SFP+ | 10000 | up | Server NIC
TX-DC-022-MMR-SW-01 | Ethernet35 | 10G SFP+ | 10000 | up | Server NIC
TX-DC-022-MMR-SW-01 | Ethernet36 | 10G SFP+ | 10000 | admin-down
TX-DC-022-MMR-SW-01 | Ethernet37 | 10G SFP+ | 10000 | admin-down
TX-DC-022-MMR-SW-01 | Ethernet38 | 10G SFP+ | 10000 | admin-down
TX-DC-022-MMR-SW-01 | Ethernet39 | 10G SFP+ | 10000 | up | Server NIC
TX-DC-022-MMR-SW-01 | Ethernet40 | 10G SFP+ | 10000 | up | Server NIC
TX-DC-022-MMR-SW-01 | Ethernet41 | 10G SFP+ | 10000 | admin-down
TX-DC-022-MMR-SW-01 | Ethernet42 | 10G SFP+ | 10000 | up | Server NIC
TX-DC-022-MMR-SW-01 | Ethernet43 | 10G SFP+ | 10000 | up | Server NIC
TX-DC-022-MMR-SW-01 | Ethernet44 | 10G SFP+ | 10000 | up | Server NIC
TX-DC-022-MMR-SW-01 | Ethernet45 | 10G SFP+ | 10000 | up | Server NIC
TX-DC-022-MMR-SW-01 | Ethernet46 | 10G SFP+ | 10000 | admin-down
TX-DC-022-MMR-SW-01 | Ethernet47 | 10G SFP+ | 10000 | up | Server NIC
TX-DC-022-MMR-SW-01 | Ethernet48 | 10G SFP+ | 10000 | up | Server NIC
TX-DC-022-MMR-SW-01 | Ethernet49/1 | 100G QSFP28 | 100000 | up | Uplink to TX-DC-022-AGG-R01 | QSFP28-100G-LR4
TX-DC-022-MMR-SW-01 | Ethernet49/2 | 100G QSFP28 | 100000 | up | Uplink to TX-DC-022-AGG-R01 | QSFP28-100G-LR4
TX-DC-022-MMR-SW-01 | Ethernet49/3 | 100G QSFP28 | 100000 | admin-down
TX-DC-022-MMR-SW-01 | Ethernet49/4 | 100G QSFP28 | 100000 | admin-down
TX-DC-022-MMR-SW-02 | xe-0/0/0 | 10G SFP+ | 10000 | up | Access to TX-DC-022-TOR-001 | SFP-10G-LR
TX-DC-022-MMR-SW-02 | xe-0/0/1 | 10G SFP+ | 10000 | up | Access to TX-DC-022-TOR-002 | SFP-10G-LR
TX-DC-022-MMR-SW-02 | xe-0/0/2 | 10G SFP+ | 10000 | up | Server NIC
TX-DC-022-MMR-SW-02 | xe-0/0/3 | 10G SFP+ | 10000 | up | Server NIC
TX-DC-022-MMR-SW-02 | xe-0/0/4 | 10G SFP+ | 10000 | admin-down
TX-DC-022-MMR-SW-02 | xe-0/0/5 | 10G SFP+ | 10000 | up | Server NIC
TX-DC-022-MMR-SW-02 | xe-0/0/6 | 10G SFP+ | 10000 | admin-down
TX-DC-022-MMR-SW-02 | xe-0/0/7 | 10G SFP+ | 10000 | up | Server NIC
TX-DC-022-MMR-SW-02 | xe-0/0/8 | 10G SFP+ | 10000 | up | Server NIC
TX-DC-022-MMR-SW-02 | xe-0/0/9 | 10G SFP+ | 10000 | admin-down
TX-DC-022-MMR-SW-02 | xe-0/0/10 | 10G SFP+ | 10000 | reserved
TX-DC-022-MMR-SW-02 | xe-0/0/11 | 10G SFP+ | 10000 | admin-down
TX-DC-022-MMR-SW-02 | xe-0/0/12 | 10G SFP+ | 10000 | up | Server NIC
TX-DC-022-MMR-SW-02 | xe-0/0/13 | 10G SFP+ | 10000 | up | Server NIC
TX-DC-022-MMR-SW-02 | xe-0/0/14 | 10G SFP+ | 10000 | admin-down
TX-DC-022-MMR-SW-02 | xe-0/0/15 | 10G SFP+ | 10000 | up | Server NIC
TX-DC-022-MMR-SW-02 | xe-0/0/16 | 10G SFP+ | 10000 | up | Server NIC
TX-DC-022-MMR-SW-02 | xe-0/0/17 | 10G SFP+ | 10000 | up | Server NIC
TX-DC-022-MMR-SW-02 | xe-0/0/18 | 10G SFP+ | 10000 | up | Server NIC
TX-DC-022-MMR-SW-02 | xe-0/0/19 | 10G SFP+ | 10000 | up | Server NIC
TX-DC-022-MMR-SW-02 | xe-0/0/20 | 10G SFP+ | 10000 | admin-down
TX-DC-022-MMR-SW-02 | xe-0/0/21 | 10G SFP+ | 10000 | admin-down
TX-DC-022-MMR-SW-02 | xe-0/0/22 | 10G SFP+ | 10000 | up | Server NIC
TX-DC-022-MMR-SW-02 | xe-0/0/23 | 10G SFP+ | 10000 | up | Server NIC
TX-DC-022-MMR-SW-02 | xe-0/0/24 | 10G SFP+ | 10000 | up | Server NIC
TX-DC-022-MMR-SW-02 | xe-0/0/25 | 10G SFP+ | 10000 | up | Server NIC
TX-DC-022-MMR-SW-02 | xe-0/0/26 | 10G SFP+ | 10000 | admin-down
TX-DC-022-MMR-SW-02 | xe-0/0/27 | 10G SFP+ | 10000 | admin-down
TX-DC-022-MMR-SW-02 | xe-0/0/28 | 10G SFP+ | 10000 | up | Server NIC
TX-DC-022-MMR-SW-02 | xe-0/0/29 | 10G SFP+ | 10000 | up | Server NIC
TX-DC-022-MMR-SW-02 | xe-0/0/30 | 10G SFP+ | 10000 | up | Server NIC
TX-DC-022-MMR-SW-02 | xe-0/0/31 | 10G SFP+ | 10000 | up | Server NIC
TX-DC-022-MMR-SW-02 | xe-0/0/32 | 10G SFP+ | 10000 | up | Server NIC
TX-DC-022-MMR-SW-02 | xe-0/0/33 | 10G SFP+ | 10000 | up | Server NIC
TX-DC-022-MMR-SW-02 | xe-0/0/34 | 10G SFP+ | 10000 | admin-down
TX-DC-022-MMR-SW-02 | xe-0/0/35 | 10G SFP+ | 10000 | admin-down
TX-DC-022-MMR-SW-02 | xe-0/0/36 | 10G SFP+ | 10000 | admin-down
TX-DC-022-MMR-SW-02 | xe-0/0/37 | 10G SFP+ | 10000 | admin-down
TX-DC-022-MMR-SW-02 | xe-0/0/38 | 10G SFP+ | 10000 | admin-down
TX-DC-022-MMR-SW-02 | xe-0/0/39 | 10G SFP+ | 10000 | up | Server NIC
TX-DC-022-MMR-SW-02 | xe-0/0/40 | 10G SFP+ | 10000 | up | Server NIC
TX-DC-022-MMR-SW-02 | xe-0/0/41 | 10G SFP+ | 10000 | admin-down
TX-DC-022-MMR-SW-02 | xe-0/0/42 | 10G SFP+ | 10000 | up | Server NIC
TX-DC-022-MMR-SW-02 | xe-0/0/43 | 10G SFP+ | 10000 | up | Server NIC
TX-DC-022-MMR-SW-02 | xe-0/0/44 | 10G SFP+ | 10000 | up | Server NIC
TX-DC-022-MMR-SW-02 | xe-0/0/45 | 10G SFP+ | 10000 | up | Server NIC
TX-DC-022-MMR-SW-02 | xe-0/0/46 | 10G SFP+ | 10000 | admin-down
TX-DC-022-MMR-SW-02 | xe-0/0/47 | 10G SFP+ | 10000 | up | Server NIC
TX-DC-022-MMR-SW-02 | et-0/1/0 | 100G QSFP28 | 100000 | up | Uplink to TX-DC-022-AGG-R02 | QSFP28-100G-LR4
TX-DC-022-MMR-SW-02 | et-0/1/1 | 100G QSFP28 | 100000 | up | Uplink to TX-DC-022-AGG-R02 | QSFP28-100G-LR4
TX-DC-022-MMR-SW-02 | et-0/1/2 | 100G QSFP28 | 100000 | admin-down
TX-DC-022-MMR-SW-02 | et-0/1/3 | 100G QSFP28 | 100000 | admin-down
TX-DC-022-MMR-SW-03 | Ethernet1 | 10G SFP+ | 10000 | up | Access to TX-DC-022-TOR-002 | SFP-10G-LR
TX-DC-022-MMR-SW-03 | Ethernet2 | 10G SFP+ | 10000 | up | Access to TX-DC-022-TOR-003 | SFP-10G-LR
TX-DC-022-MMR-SW-03 | Ethernet3 | 10G SFP+ | 10000 | admin-down
TX-DC-022-MMR-SW-03 | Ethernet4 | 10G SFP+ | 10000 | up | Server NIC
TX-DC-022-MMR-SW-03 | Ethernet5 | 10G SFP+ | 10000 | admin-down
TX-DC-022-MMR-SW-03 | Ethernet6 | 10G SFP+ | 10000 | up | Server NIC
TX-DC-022-MMR-SW-03 | Ethernet7 | 10G SFP+ | 10000 | admin-down
TX-DC-022-MMR-SW-03 | Ethernet8 | 10G SFP+ | 10000 | up | Server NIC
TX-DC-022-MMR-SW-03 | Ethernet9 | 10G SFP+ | 10000 | up | Server NIC
TX-DC-022-MMR-SW-03 | Ethernet10 | 10G SFP+ | 10000 | up | Server NIC
TX-DC-022-MMR-SW-03 | Ethernet11 | 10G SFP+ | 10000 | up | Server NIC
TX-DC-022-MMR-SW-03 | Ethernet12 | 10G SFP+ | 10000 | admin-down
TX-DC-022-MMR-SW-03 | Ethernet13 | 10G SFP+ | 10000 | up | Server NIC
TX-DC-022-MMR-SW-03 | Ethernet14 | 10G SFP+ | 10000 | admin-down
TX-DC-022-MMR-SW-03 | Ethernet15 | 10G SFP+ | 10000 | admin-down
TX-DC-022-MMR-SW-03 | Ethernet16 | 10G SFP+ | 10000 | admin-down
TX-DC-022-MMR-SW-03 | Ethernet17 | 10G SFP+ | 10000 | up | Server NIC
TX-DC-022-MMR-SW-03 | Ethernet18 | 10G SFP+ | 10000 | admin-down
TX-DC-022-MMR-SW-03 | Ethernet19 | 10G SFP+ | 10000 | up | Server NIC
TX-DC-022-MMR-SW-03 | Ethernet20 | 10G SFP+ | 10000 | up | Server NIC
TX-DC-022-MMR-SW-03 | Ethernet21 | 10G SFP+ | 10000 | up | Server NIC
TX-DC-022-MMR-SW-03 | Ethernet22 | 10G SFP+ | 10000 | admin-down
TX-DC-022-MMR-SW-03 | Ethernet23 | 10G SFP+ | 10000 | admin-down
TX-DC-022-MMR-SW-03 | Ethernet24 | 10G SFP+ | 10000 | admin-down
TX-DC-022-MMR-SW-03 | Ethernet25 | 10G SFP+ | 10000 | up | Server NIC
TX-DC-022-MMR-SW-03 | Ethernet26 | 10G SFP+ | 10000 | up | Server NIC
TX-DC-022-MMR-SW-03 | Ethernet27 | 10G SFP+ | 10000 | up | Server NIC
TX-DC-022-MMR-SW-03 | Ethernet28 | 10G SFP+ | 10000 | admin-down
TX-DC-022-MMR-SW-03 | Ethernet29 | 10G SFP+ | 10000 | up | Server NIC
TX-DC-022-MMR-SW-03 | Ethernet30 | 10G SFP+ | 10000 | up | Server NIC
TX-DC-022-MMR-SW-03 | Ethernet31 | 10G SFP+ | 10000 | up | Server NIC
TX-DC-022-MMR-SW-03 | Ethernet32 | 10G SFP+ | 10000 | reserved
TX-DC-022-MMR-SW-03 | Ethernet33 | 10G SFP+ | 10000 | up | Server NIC
TX-DC-022-MMR-SW-03 | Ethernet34 | 10G SFP+ | 10000 | up | Server NIC
TX-DC-022-MMR-SW-03 | Ethernet35 | 10G SFP+ | 10000 | up | Server NIC
TX-DC-022-MMR-SW-03 | Ethernet36 | 10G SFP+ | 10000 | up | Server NIC
TX-DC-022-MMR-SW-03 | Ethernet37 | 10G SFP+ | 10000 | admin-down
TX-DC-022-MMR-SW-03 | Ethernet38 | 10G SFP+ | 10000 | up | Server NIC
TX-DC-022-MMR-SW-03 | Ethernet39 | 10G SFP+ | 10000 | admin-down
TX-DC-022-MMR-SW-03 | Ethernet40 | 10G SFP+ | 10000 | up | Server NIC
TX-DC-022-MMR-SW-03 | Ethernet41 | 10G SFP+ | 10000 | admin-down
TX-DC-022-MMR-SW-03 | Ethernet42 | 10G SFP+ | 10000 | admin-down
TX-DC-022-MMR-SW-03 | Ethernet43 | 10G SFP+ | 10000 | up | Server NIC
TX-DC-022-MMR-SW-03 | Ethernet44 | 10G SFP+ | 10000 | up | Server NIC
TX-DC-022-MMR-SW-03 | Ethernet45 | 10G SFP+ | 10000 | up | Server NIC
TX-DC-022-MMR-SW-03 | Ethernet46 | 10G SFP+ | 10000 | up | Server NIC
TX-DC-022-MMR-SW-03 | Ethernet47 | 10G SFP+ | 10000 | up | Server NIC
TX-DC-022-MMR-SW-03 | Ethernet48 | 10G SFP+ | 10000 | admin-down
TX-DC-022-MMR-SW-03 | Ethernet49/1 | 100G QSFP28 | 100000 | up | Uplink to TX-DC-022-AGG-R03 | QSFP28-100G-LR4
TX-DC-022-MMR-SW-03 | Ethernet49/2 | 100G QSFP28 | 100000 | up | Uplink to TX-DC-022-AGG-R03 | QSFP28-100G-LR4
TX-DC-022-MMR-SW-03 | Ethernet49/3 | 100G QSFP28 | 100000 | admin-down
TX-DC-022-MMR-SW-03 | Ethernet49/4 | 100G QSFP28 | 100000 | admin-down
TX-DC-022-MMR-SW-04 | xe-0/0/0 | 10G SFP+ | 10000 | up | Access to TX-DC-022-TOR-003 | SFP-10G-LR
TX-DC-022-MMR-SW-04 | xe-0/0/1 | 10G SFP+ | 10000 | up | Access to TX-DC-022-TOR-004 | SFP-10G-LR
TX-DC-022-MMR-SW-04 | xe-0/0/2 | 10G SFP+ | 10000 | up | Server NIC
TX-DC-022-MMR-SW-04 | xe-0/0/3 | 10G SFP+ | 10000 | admin-down
TX-DC-022-MMR-SW-04 | xe-0/0/4 | 10G SFP+ | 10000 | up | Server NIC
TX-DC-022-MMR-SW-04 | xe-0/0/5 | 10G SFP+ | 10000 | admin-down
TX-DC-022-MMR-SW-04 | xe-0/0/6 | 10G SFP+ | 10000 | up | Server NIC
TX-DC-022-MMR-SW-04 | xe-0/0/7 | 10G SFP+ | 10000 | admin-down
TX-DC-022-MMR-SW-04 | xe-0/0/8 | 10G SFP+ | 10000 | admin-down
TX-DC-022-MMR-SW-04 | xe-0/0/9 | 10G SFP+ | 10000 | admin-down
TX-DC-022-MMR-SW-04 | xe-0/0/10 | 10G SFP+ | 10000 | admin-down
TX-DC-022-MMR-SW-04 | xe-0/0/11 | 10G SFP+ | 10000 | reserved
TX-DC-022-MMR-SW-04 | xe-0/0/12 | 10G SFP+ | 10000 | admin-down
TX-DC-022-MMR-SW-04 | xe-0/0/13 | 10G SFP+ | 10000 | up | Server NIC
TX-DC-022-MMR-SW-04 | xe-0/0/14 | 10G SFP+ | 10000 | admin-down
TX-DC-022-MMR-SW-04 | xe-0/0/15 | 10G SFP+ | 10000 | up | Server NIC
TX-DC-022-MMR-SW-04 | xe-0/0/16 | 10G SFP+ | 10000 | reserved
TX-DC-022-MMR-SW-04 | xe-0/0/17 | 10G SFP+ | 10000 | admin-down
TX-DC-022-MMR-SW-04 | xe-0/0/18 | 10G SFP+ | 10000 | up | Server NIC
TX-DC-022-MMR-SW-04 | xe-0/0/19 | 10G SFP+ | 10000 | admin-down
TX-DC-022-MMR-SW-04 | xe-0/0/20 | 10G SFP+ | 10000 | up | Server NIC
TX-DC-022-MMR-SW-04 | xe-0/0/21 | 10G SFP+ | 10000 | admin-down
TX-DC-022-MMR-SW-04 | xe-0/0/22 | 10G SFP+ | 10000 | admin-down
TX-DC-022-MMR-SW-04 | xe-0/0/23 | 10G SFP+ | 10000 | admin-down
TX-DC-022-MMR-SW-04 | xe-0/0/24 | 10G SFP+ | 10000 | admin-down
TX-DC-022-MMR-SW-04 | xe-0/0/25 | 10G SFP+ | 10000 | up | Server NIC
TX-DC-022-MMR-SW-04 | xe-0/0/26 | 10G SFP+ | 10000 | admin-down
TX-DC-022-MMR-SW-04 | xe-0/0/27 | 10G SFP+ | 10000 | admin-down
TX-DC-022-MMR-SW-04 | xe-0/0/28 | 10G SFP+ | 10000 | admin-down
TX-DC-022-MMR-SW-04 | xe-0/0/29 | 10G SFP+ | 10000 | up | Server NIC
TX-DC-022-MMR-SW-04 | xe-0/0/30 | 10G SFP+ | 10000 | up | Server NIC
TX-DC-022-MMR-SW-04 | xe-0/0/31 | 10G SFP+ | 10000 | admin-down
TX-DC-022-MMR-SW-04 | xe-0/0/32 | 10G SFP+ | 10000 | admin-down
TX-DC-022-MMR-SW-04 | xe-0/0/33 | 10G SFP+ | 10000 | admin-down
TX-DC-022-MMR-SW-04 | xe-0/0/34 | 10G SFP+ | 10000 | up | Server NIC
TX-DC-022-MMR-SW-04 | xe-0/0/35 | 10G SFP+ | 10000 | up | Server NIC
TX-DC-022-MMR-SW-04 | xe-0/0/36 | 10G SFP+ | 10000 | up | Server NIC
TX-DC-022-MMR-SW-04 | xe-0/0/37 | 10G SFP+ | 10000 | admin-down
TX-DC-022-MMR-SW-04 | xe-0/0/38 | 10G SFP+ | 10000 | up | Server NIC
TX-DC-022-MMR-SW-04 | xe-0/0/39 | 10G SFP+ | 10000 | up | Server NIC
TX-DC-022-MMR-SW-04 | xe-0/0/40 | 10G SFP+ | 10000 | admin-down
TX-DC-022-MMR-SW-04 | xe-0/0/41 | 10G SFP+ | 10000 | up | Server NIC
TX-DC-022-MMR-SW-04 | xe-0/0/42 | 10G SFP+ | 10000 | up | Server NIC
TX-DC-022-MMR-SW-04 | xe-0/0/43 | 10G SFP+ | 10000 | up | Server NIC
TX-DC-022-MMR-SW-04 | xe-0/0/44 | 10G SFP+ | 10000 | admin-down
TX-DC-022-MMR-SW-04 | xe-0/0/45 | 10G SFP+ | 10000 | admin-down
TX-DC-022-MMR-SW-04 | xe-0/0/46 | 10G SFP+ | 10000 | up | Server NIC
TX-DC-022-MMR-SW-04 | xe-0/0/47 | 10G SFP+ | 10000 | up | Server NIC
TX-DC-022-MMR-SW-04 | et-0/1/0 | 100G QSFP28 | 100000 | up | Uplink to TX-DC-022-AGG-R01 | QSFP28-100G-LR4
TX-DC-022-MMR-SW-04 | et-0/1/1 | 100G QSFP28 | 100000 | up | Uplink to TX-DC-022-AGG-R01 | QSFP28-100G-LR4
TX-DC-022-MMR-SW-04 | et-0/1/2 | 100G QSFP28 | 100000 | admin-down
TX-DC-022-MMR-SW-04 | et-0/1/3 | 100G QSFP28 | 100000 | admin-down
TX-DC-022-MMR-SW-05 | Ethernet1 | 10G SFP+ | 10000 | up | Access to TX-DC-022-TOR-004 | SFP-10G-LR
TX-DC-022-MMR-SW-05 | Ethernet2 | 10G SFP+ | 10000 | up | Access to TX-DC-022-TOR-005 | SFP-10G-LR
TX-DC-022-MMR-SW-05 | Ethernet3 | 10G SFP+ | 10000 | up | Server NIC
TX-DC-022-MMR-SW-05 | Ethernet4 | 10G SFP+ | 10000 | up | Server NIC
TX-DC-022-MMR-SW-05 | Ethernet5 | 10G SFP+ | 10000 | up | Server NIC
TX-DC-022-MMR-SW-05 | Ethernet6 | 10G SFP+ | 10000 | up | Server NIC
TX-DC-022-MMR-SW-05 | Ethernet7 | 10G SFP+ | 10000 | admin-down
TX-DC-022-MMR-SW-05 | Ethernet8 | 10G SFP+ | 10000 | up | Server NIC
TX-DC-022-MMR-SW-05 | Ethernet9 | 10G SFP+ | 10000 | up | Server NIC
TX-DC-022-MMR-SW-05 | Ethernet10 | 10G SFP+ | 10000 | admin-down
TX-DC-022-MMR-SW-05 | Ethernet11 | 10G SFP+ | 10000 | up | Server NIC
TX-DC-022-MMR-SW-05 | Ethernet12 | 10G SFP+ | 10000 | up | Server NIC
TX-DC-022-MMR-SW-05 | Ethernet13 | 10G SFP+ | 10000 | up | Server NIC
TX-DC-022-MMR-SW-05 | Ethernet14 | 10G SFP+ | 10000 | up | Server NIC
TX-DC-022-MMR-SW-05 | Ethernet15 | 10G SFP+ | 10000 | up | Server NIC
TX-DC-022-MMR-SW-05 | Ethernet16 | 10G SFP+ | 10000 | admin-down
TX-DC-022-MMR-SW-05 | Ethernet17 | 10G SFP+ | 10000 | up | Server NIC
TX-DC-022-MMR-SW-05 | Ethernet18 | 10G SFP+ | 10000 | up | Server NIC
TX-DC-022-MMR-SW-05 | Ethernet19 | 10G SFP+ | 10000 | admin-down
TX-DC-022-MMR-SW-05 | Ethernet20 | 10G SFP+ | 10000 | up | Server NIC
TX-DC-022-MMR-SW-05 | Ethernet21 | 10G SFP+ | 10000 | up | Server NIC
TX-DC-022-MMR-SW-05 | Ethernet22 | 10G SFP+ | 10000 | admin-down
TX-DC-022-MMR-SW-05 | Ethernet23 | 10G SFP+ | 10000 | admin-down
TX-DC-022-MMR-SW-05 | Ethernet24 | 10G SFP+ | 10000 | up | Server NIC
TX-DC-022-MMR-SW-05 | Ethernet25 | 10G SFP+ | 10000 | up | Server NIC
TX-DC-022-MMR-SW-05 | Ethernet26 | 10G SFP+ | 10000 | up | Server NIC
TX-DC-022-MMR-SW-05 | Ethernet27 | 10G SFP+ | 10000 | admin-down
TX-DC-022-MMR-SW-05 | Ethernet28 | 10G SFP+ | 10000 | admin-down
TX-DC-022-MMR-SW-05 | Ethernet29 | 10G SFP+ | 10000 | up | Server NIC
TX-DC-022-MMR-SW-05 | Ethernet30 | 10G SFP+ | 10000 | up | Server NIC
TX-DC-022-MMR-SW-05 | Ethernet31 | 10G SFP+ | 10000 | up | Server NIC
TX-DC-022-MMR-SW-05 | Ethernet32 | 10G SFP+ | 10000 | up | Server NIC
TX-DC-022-MMR-SW-05 | Ethernet33 | 10G SFP+ | 10000 | admin-down
TX-DC-022-MMR-SW-05 | Ethernet34 | 10G SFP+ | 10000 | up | Server NIC
TX-DC-022-MMR-SW-05 | Ethernet35 | 10G SFP+ | 10000 | admin-down
TX-DC-022-MMR-SW-05 | Ethernet36 | 10G SFP+ | 10000 | up | Server NIC
TX-DC-022-MMR-SW-05 | Ethernet37 | 10G SFP+ | 10000 | up | Server NIC
TX-DC-022-MMR-SW-05 | Ethernet38 | 10G SFP+ | 10000 | up | Server NIC
TX-DC-022-MMR-SW-05 | Ethernet39 | 10G SFP+ | 10000 | up | Server NIC
TX-DC-022-MMR-SW-05 | Ethernet40 | 10G SFP+ | 10000 | up | Server NIC
TX-DC-022-MMR-SW-05 | Ethernet41 | 10G SFP+ | 10000 | up | Server NIC
TX-DC-022-MMR-SW-05 | Ethernet42 | 10G SFP+ | 10000 | admin-down
TX-DC-022-MMR-SW-05 | Ethernet43 | 10G SFP+ | 10000 | admin-down
TX-DC-022-MMR-SW-05 | Ethernet44 | 10G SFP+ | 10000 | up | Server NIC
TX-DC-022-MMR-SW-05 | Ethernet45 | 10G SFP+ | 10000 | up | Server NIC
TX-DC-022-MMR-SW-05 | Ethernet46 | 10G SFP+ | 10000 | up | Server NIC
TX-DC-022-MMR-SW-05 | Ethernet47 | 10G SFP+ | 10000 | up | Server NIC
TX-DC-022-MMR-SW-05 | Ethernet48 | 10G SFP+ | 10000 | up | Server NIC
TX-DC-022-MMR-SW-05 | Ethernet49/1 | 100G QSFP28 | 100000 | up | Uplink to TX-DC-022-AGG-R02 | QSFP28-100G-LR4
TX-DC-022-MMR-SW-05 | Ethernet49/2 | 100G QSFP28 | 100000 | up | Uplink to TX-DC-022-AGG-R02 | QSFP28-100G-LR4
TX-DC-022-MMR-SW-05 | Ethernet49/3 | 100G QSFP28 | 100000 | admin-down
TX-DC-022-MMR-SW-05 | Ethernet49/4 | 100G QSFP28 | 100000 | admin-down
TX-DC-022-MMR-SW-06 | xe-0/0/0 | 10G SFP+ | 10000 | up | Access to TX-DC-022-TOR-005 | SFP-10G-LR
TX-DC-022-MMR-SW-06 | xe-0/0/1 | 10G SFP+ | 10000 | admin-down
TX-DC-022-MMR-SW-06 | xe-0/0/2 | 10G SFP+ | 10000 | up | Server NIC
TX-DC-022-MMR-SW-06 | xe-0/0/3 | 10G SFP+ | 10000 | up | Server NIC
TX-DC-022-MMR-SW-06 | xe-0/0/4 | 10G SFP+ | 10000 | admin-down
TX-DC-022-MMR-SW-06 | xe-0/0/5 | 10G SFP+ | 10000 | up | Server NIC
TX-DC-022-MMR-SW-06 | xe-0/0/6 | 10G SFP+ | 10000 | admin-down
TX-DC-022-MMR-SW-06 | xe-0/0/7 | 10G SFP+ | 10000 | reserved
TX-DC-022-MMR-SW-06 | xe-0/0/8 | 10G SFP+ | 10000 | admin-down
TX-DC-022-MMR-SW-06 | xe-0/0/9 | 10G SFP+ | 10000 | up | Server NIC
TX-DC-022-MMR-SW-06 | xe-0/0/10 | 10G SFP+ | 10000 | up | Server NIC
TX-DC-022-MMR-SW-06 | xe-0/0/11 | 10G SFP+ | 10000 | up | Server NIC
TX-DC-022-MMR-SW-06 | xe-0/0/12 | 10G SFP+ | 10000 | admin-down
TX-DC-022-MMR-SW-06 | xe-0/0/13 | 10G SFP+ | 10000 | up | Server NIC
TX-DC-022-MMR-SW-06 | xe-0/0/14 | 10G SFP+ | 10000 | admin-down
TX-DC-022-MMR-SW-06 | xe-0/0/15 | 10G SFP+ | 10000 | up | Server NIC
TX-DC-022-MMR-SW-06 | xe-0/0/16 | 10G SFP+ | 10000 | admin-down
TX-DC-022-MMR-SW-06 | xe-0/0/17 | 10G SFP+ | 10000 | admin-down
TX-DC-022-MMR-SW-06 | xe-0/0/18 | 10G SFP+ | 10000 | admin-down
TX-DC-022-MMR-SW-06 | xe-0/0/19 | 10G SFP+ | 10000 | up | Server NIC
TX-DC-022-MMR-SW-06 | xe-0/0/20 | 10G SFP+ | 10000 | up | Server NIC
TX-DC-022-MMR-SW-06 | xe-0/0/21 | 10G SFP+ | 10000 | up | Server NIC
TX-DC-022-MMR-SW-06 | xe-0/0/22 | 10G SFP+ | 10000 | admin-down
TX-DC-022-MMR-SW-06 | xe-0/0/23 | 10G SFP+ | 10000 | admin-down
TX-DC-022-MMR-SW-06 | xe-0/0/24 | 10G SFP+ | 10000 | up | Server NIC
TX-DC-022-MMR-SW-06 | xe-0/0/25 | 10G SFP+ | 10000 | admin-down
TX-DC-022-MMR-SW-06 | xe-0/0/26 | 10G SFP+ | 10000 | up | Server NIC
TX-DC-022-MMR-SW-06 | xe-0/0/27 | 10G SFP+ | 10000 | up | Server NIC
TX-DC-022-MMR-SW-06 | xe-0/0/28 | 10G SFP+ | 10000 | up | Server NIC
TX-DC-022-MMR-SW-06 | xe-0/0/29 | 10G SFP+ | 10000 | admin-down
TX-DC-022-MMR-SW-06 | xe-0/0/30 | 10G SFP+ | 10000 | admin-down
TX-DC-022-MMR-SW-06 | xe-0/0/31 | 10G SFP+ | 10000 | up | Server NIC
TX-DC-022-MMR-SW-06 | xe-0/0/32 | 10G SFP+ | 10000 | up | Server NIC
TX-DC-022-MMR-SW-06 | xe-0/0/33 | 10G SFP+ | 10000 | up | Server NIC
TX-DC-022-MMR-SW-06 | xe-0/0/34 | 10G SFP+ | 10000 | up | Server NIC
TX-DC-022-MMR-SW-06 | xe-0/0/35 | 10G SFP+ | 10000 | up | Server NIC
TX-DC-022-MMR-SW-06 | xe-0/0/36 | 10G SFP+ | 10000 | up | Server NIC
TX-DC-022-MMR-SW-06 | xe-0/0/37 | 10G SFP+ | 10000 | up | Server NIC
TX-DC-022-MMR-SW-06 | xe-0/0/38 | 10G SFP+ | 10000 | admin-down
TX-DC-022-MMR-SW-06 | xe-0/0/39 | 10G SFP+ | 10000 | admin-down
TX-DC-022-MMR-SW-06 | xe-0/0/40 | 10G SFP+ | 10000 | admin-down
TX-DC-022-MMR-SW-06 | xe-0/0/41 | 10G SFP+ | 10000 | up | Server NIC
TX-DC-022-MMR-SW-06 | xe-0/0/42 | 10G SFP+ | 10000 | up | Server NIC
TX-DC-022-MMR-SW-06 | xe-0/0/43 | 10G SFP+ | 10000 | up | Server NIC
TX-DC-022-MMR-SW-06 | xe-0/0/44 | 10G SFP+ | 10000 | up | Server NIC
TX-DC-022-MMR-SW-06 | xe-0/0/45 | 10G SFP+ | 10000 | up | Server NIC
TX-DC-022-MMR-SW-06 | xe-0/0/46 | 10G SFP+ | 10000 | up | Server NIC
TX-DC-022-MMR-SW-06 | xe-0/0/47 | 10G SFP+ | 10000 | up | Server NIC
TX-DC-022-MMR-SW-06 | et-0/1/0 | 100G QSFP28 | 100000 | up | Uplink to TX-DC-022-AGG-R03 | QSFP28-100G-LR4
TX-DC-022-MMR-SW-06 | et-0/1/1 | 100G QSFP28 | 100000 | up | Uplink to TX-DC-022-AGG-R03 | QSFP28-100G-LR4
TX-DC-022-MMR-SW-06 | et-0/1/2 | 100G QSFP28 | 100000 | admin-down
TX-DC-022-MMR-SW-06 | et-0/1/3 | 100G QSFP28 | 100000 | admin-down
TX-DC-022-MMR-SW-07 | Te0/0/0/0 | 10G SFP+ | 10000 | admin-down
TX-DC-022-MMR-SW-07 | Te0/0/0/1 | 10G SFP+ | 10000 | up | Server NIC
TX-DC-022-MMR-SW-07 | Te0/0/0/2 | 10G SFP+ | 10000 | up | Server NIC
TX-DC-022-MMR-SW-07 | Te0/0/0/3 | 10G SFP+ | 10000 | up | Server NIC
TX-DC-022-MMR-SW-07 | Te0/0/0/4 | 10G SFP+ | 10000 | admin-down
TX-DC-022-MMR-SW-07 | Te0/0/0/5 | 10G SFP+ | 10000 | up | Server NIC
TX-DC-022-MMR-SW-07 | Te0/0/0/6 | 10G SFP+ | 10000 | up | Server NIC
TX-DC-022-MMR-SW-07 | Te0/0/0/7 | 10G SFP+ | 10000 | up | Server NIC
TX-DC-022-MMR-SW-07 | Te0/0/0/8 | 10G SFP+ | 10000 | admin-down
TX-DC-022-MMR-SW-07 | Te0/0/0/9 | 10G SFP+ | 10000 | up | Server NIC
TX-DC-022-MMR-SW-07 | Te0/0/0/10 | 10G SFP+ | 10000 | admin-down
TX-DC-022-MMR-SW-07 | Te0/0/0/11 | 10G SFP+ | 10000 | up | Server NIC
TX-DC-022-MMR-SW-07 | Te0/0/0/12 | 10G SFP+ | 10000 | up | Server NIC
TX-DC-022-MMR-SW-07 | Te0/0/0/13 | 10G SFP+ | 10000 | up | Server NIC
TX-DC-022-MMR-SW-07 | Te0/0/0/14 | 10G SFP+ | 10000 | admin-down
TX-DC-022-MMR-SW-07 | Te0/0/0/15 | 10G SFP+ | 10000 | up | Server NIC
TX-DC-022-MMR-SW-07 | Te0/0/0/16 | 10G SFP+ | 10000 | up | Server NIC
TX-DC-022-MMR-SW-07 | Te0/0/0/17 | 10G SFP+ | 10000 | up | Server NIC
TX-DC-022-MMR-SW-07 | Te0/0/0/18 | 10G SFP+ | 10000 | admin-down
TX-DC-022-MMR-SW-07 | Te0/0/0/19 | 10G SFP+ | 10000 | up | Server NIC
TX-DC-022-MMR-SW-07 | Te0/0/0/20 | 10G SFP+ | 10000 | reserved
TX-DC-022-MMR-SW-07 | Te0/0/0/21 | 10G SFP+ | 10000 | up | Server NIC
TX-DC-022-MMR-SW-07 | Te0/0/0/22 | 10G SFP+ | 10000 | up | Server NIC
TX-DC-022-MMR-SW-07 | Te0/0/0/23 | 10G SFP+ | 10000 | up | Server NIC
TX-DC-022-MMR-SW-07 | Te0/0/0/24 | 10G SFP+ | 10000 | admin-down
TX-DC-022-MMR-SW-07 | Te0/0/0/25 | 10G SFP+ | 10000 | admin-down
TX-DC-022-MMR-SW-07 | Te0/0/0/26 | 10G SFP+ | 10000 | up | Server NIC
TX-DC-022-MMR-SW-07 | Te0/0/0/27 | 10G SFP+ | 10000 | up | Server NIC
TX-DC-022-MMR-SW-07 | Te0/0/0/28 | 10G SFP+ | 10000 | up | Server NIC
TX-DC-022-MMR-SW-07 | Te0/0/0/29 | 10G SFP+ | 10000 | up | Server NIC
TX-DC-022-MMR-SW-07 | Te0/0/0/30 | 10G SFP+ | 10000 | admin-down
TX-DC-022-MMR-SW-07 | Te0/0/0/31 | 10G SFP+ | 10000 | up | Server NIC
TX-DC-022-MMR-SW-07 | Te0/0/0/32 | 10G SFP+ | 10000 | admin-down
TX-DC-022-MMR-SW-07 | Te0/0/0/33 | 10G SFP+ | 10000 | up | Server NIC
TX-DC-022-MMR-SW-07 | Te0/0/0/34 | 10G SFP+ | 10000 | up | Server NIC
TX-DC-022-MMR-SW-07 | Te0/0/0/35 | 10G SFP+ | 10000 | up | Server NIC
TX-DC-022-MMR-SW-07 | Te0/0/0/36 | 10G SFP+ | 10000 | admin-down
TX-DC-022-MMR-SW-07 | Te0/0/0/37 | 10G SFP+ | 10000 | up | Server NIC
TX-DC-022-MMR-SW-07 | Te0/0/0/38 | 10G SFP+ | 10000 | up | Server NIC
TX-DC-022-MMR-SW-07 | Te0/0/0/39 | 10G SFP+ | 10000 | up | Server NIC
TX-DC-022-MMR-SW-07 | Te0/0/0/40 | 10G SFP+ | 10000 | up | Server NIC
TX-DC-022-MMR-SW-07 | Te0/0/0/41 | 10G SFP+ | 10000 | up | Server NIC
TX-DC-022-MMR-SW-07 | Te0/0/0/42 | 10G SFP+ | 10000 | admin-down
TX-DC-022-MMR-SW-07 | Te0/0/0/43 | 10G SFP+ | 10000 | admin-down
TX-DC-022-MMR-SW-07 | Te0/0/0/44 | 10G SFP+ | 10000 | up | Server NIC
TX-DC-022-MMR-SW-07 | Te0/0/0/45 | 10G SFP+ | 10000 | up | Server NIC
TX-DC-022-MMR-SW-07 | Te0/0/0/46 | 10G SFP+ | 10000 | up | Server NIC
TX-DC-022-MMR-SW-07 | Te0/0/0/47 | 10G SFP+ | 10000 | admin-down
TX-DC-022-MMR-SW-07 | Hu0/0/1/0 | 100G QSFP28 | 100000 | up | Uplink to TX-DC-022-AGG-R01 | QSFP28-100G-LR4
TX-DC-022-MMR-SW-07 | Hu0/0/1/1 | 100G QSFP28 | 100000 | up | Uplink to TX-DC-022-AGG-R01 | QSFP28-100G-LR4
TX-DC-022-MMR-SW-07 | Hu0/0/1/2 | 100G QSFP28 | 100000 | admin-down
TX-DC-022-MMR-SW-07 | Hu0/0/1/3 | 100G QSFP28 | 100000 | admin-down
TX-DC-022-TOR-001 | xe-0/0/0 | 10G SFP+ | 10000 | up | Access to TX-DC-022-MMR-SW-01 | SFP-10G-LR
TX-DC-022-TOR-001 | xe-0/0/1 | 10G SFP+ | 10000 | up | Access to TX-DC-022-MMR-SW-02 | SFP-10G-LR
TX-DC-022-TOR-001 | xe-0/0/2 | 10G SFP+ | 10000 | up | Server NIC
TX-DC-022-TOR-001 | xe-0/0/3 | 10G SFP+ | 10000 | up | Server NIC
TX-DC-022-TOR-001 | xe-0/0/4 | 10G SFP+ | 10000 | up | Server NIC
TX-DC-022-TOR-001 | xe-0/0/5 | 10G SFP+ | 10000 | up | Server NIC
TX-DC-022-TOR-001 | xe-0/0/6 | 10G SFP+ | 10000 | up | Server NIC
TX-DC-022-TOR-001 | xe-0/0/7 | 10G SFP+ | 10000 | admin-down
TX-DC-022-TOR-001 | xe-0/0/8 | 10G SFP+ | 10000 | up | Server NIC
TX-DC-022-TOR-001 | xe-0/0/9 | 10G SFP+ | 10000 | up | Server NIC
TX-DC-022-TOR-001 | xe-0/0/10 | 10G SFP+ | 10000 | up | Server NIC
TX-DC-022-TOR-001 | xe-0/0/11 | 10G SFP+ | 10000 | admin-down
TX-DC-022-TOR-001 | xe-0/0/12 | 10G SFP+ | 10000 | up | Server NIC
TX-DC-022-TOR-001 | xe-0/0/13 | 10G SFP+ | 10000 | up | Server NIC
TX-DC-022-TOR-001 | xe-0/0/14 | 10G SFP+ | 10000 | up | Server NIC
TX-DC-022-TOR-001 | xe-0/0/15 | 10G SFP+ | 10000 | admin-down
TX-DC-022-TOR-001 | xe-0/0/16 | 10G SFP+ | 10000 | up | Server NIC
TX-DC-022-TOR-001 | xe-0/0/17 | 10G SFP+ | 10000 | admin-down
TX-DC-022-TOR-001 | xe-0/0/18 | 10G SFP+ | 10000 | up | Server NIC
TX-DC-022-TOR-001 | xe-0/0/19 | 10G SFP+ | 10000 | admin-down
TX-DC-022-TOR-001 | xe-0/0/20 | 10G SFP+ | 10000 | up | Server NIC
TX-DC-022-TOR-001 | xe-0/0/21 | 10G SFP+ | 10000 | up | Server NIC
TX-DC-022-TOR-001 | xe-0/0/22 | 10G SFP+ | 10000 | up | Server NIC
TX-DC-022-TOR-001 | xe-0/0/23 | 10G SFP+ | 10000 | admin-down
TX-DC-022-TOR-001 | et-0/1/0 | 100G QSFP28 | 100000 | reserved
TX-DC-022-TOR-001 | et-0/1/1 | 100G QSFP28 | 100000 | admin-down
TX-DC-022-TOR-002 | Ethernet1 | 10G SFP+ | 10000 | up | Access to TX-DC-022-MMR-SW-02 | SFP-10G-LR
TX-DC-022-TOR-002 | Ethernet2 | 10G SFP+ | 10000 | up | Access to TX-DC-022-MMR-SW-03 | SFP-10G-LR
TX-DC-022-TOR-002 | Ethernet3 | 10G SFP+ | 10000 | up | Server NIC
TX-DC-022-TOR-002 | Ethernet4 | 10G SFP+ | 10000 | admin-down
TX-DC-022-TOR-002 | Ethernet5 | 10G SFP+ | 10000 | up | Server NIC
TX-DC-022-TOR-002 | Ethernet6 | 10G SFP+ | 10000 | admin-down
TX-DC-022-TOR-002 | Ethernet7 | 10G SFP+ | 10000 | admin-down
TX-DC-022-TOR-002 | Ethernet8 | 10G SFP+ | 10000 | up | Server NIC
TX-DC-022-TOR-002 | Ethernet9 | 10G SFP+ | 10000 | up | Server NIC
TX-DC-022-TOR-002 | Ethernet10 | 10G SFP+ | 10000 | up | Server NIC
TX-DC-022-TOR-002 | Ethernet11 | 10G SFP+ | 10000 | admin-down
TX-DC-022-TOR-002 | Ethernet12 | 10G SFP+ | 10000 | up | Server NIC
TX-DC-022-TOR-002 | Ethernet13 | 10G SFP+ | 10000 | admin-down
TX-DC-022-TOR-002 | Ethernet14 | 10G SFP+ | 10000 | up | Server NIC
TX-DC-022-TOR-002 | Ethernet15 | 10G SFP+ | 10000 | up | Server NIC
TX-DC-022-TOR-002 | Ethernet16 | 10G SFP+ | 10000 | up | Server NIC
TX-DC-022-TOR-002 | Ethernet17 | 10G SFP+ | 10000 | admin-down
TX-DC-022-TOR-002 | Ethernet18 | 10G SFP+ | 10000 | up | Server NIC
TX-DC-022-TOR-002 | Ethernet19 | 10G SFP+ | 10000 | up | Server NIC
TX-DC-022-TOR-002 | Ethernet20 | 10G SFP+ | 10000 | up | Server NIC
TX-DC-022-TOR-002 | Ethernet21 | 10G SFP+ | 10000 | up | Server NIC
TX-DC-022-TOR-002 | Ethernet22 | 10G SFP+ | 10000 | up | Server NIC
TX-DC-022-TOR-002 | Ethernet23 | 10G SFP+ | 10000 | admin-down
TX-DC-022-TOR-002 | Ethernet24 | 10G SFP+ | 10000 | up | Server NIC
TX-DC-022-TOR-002 | Ethernet49/1 | 100G QSFP28 | 100000 | admin-down
TX-DC-022-TOR-002 | Ethernet49/2 | 100G QSFP28 | 100000 | admin-down
TX-DC-022-TOR-003 | Ethernet1 | 10G SFP+ | 10000 | up | Access to TX-DC-022-MMR-SW-03 | SFP-10G-LR
TX-DC-022-TOR-003 | Ethernet2 | 10G SFP+ | 10000 | up | Access to TX-DC-022-MMR-SW-04 | SFP-10G-LR
TX-DC-022-TOR-003 | Ethernet3 | 10G SFP+ | 10000 | admin-down
TX-DC-022-TOR-003 | Ethernet4 | 10G SFP+ | 10000 | admin-down
TX-DC-022-TOR-003 | Ethernet5 | 10G SFP+ | 10000 | admin-down
TX-DC-022-TOR-003 | Ethernet6 | 10G SFP+ | 10000 | up | Server NIC
TX-DC-022-TOR-003 | Ethernet7 | 10G SFP+ | 10000 | up | Server NIC
TX-DC-022-TOR-003 | Ethernet8 | 10G SFP+ | 10000 | up | Server NIC
TX-DC-022-TOR-003 | Ethernet9 | 10G SFP+ | 10000 | up | Server NIC
TX-DC-022-TOR-003 | Ethernet10 | 10G SFP+ | 10000 | up | Server NIC
TX-DC-022-TOR-003 | Ethernet11 | 10G SFP+ | 10000 | up | Server NIC
TX-DC-022-TOR-003 | Ethernet12 | 10G SFP+ | 10000 | up | Server NIC
TX-DC-022-TOR-003 | Ethernet13 | 10G SFP+ | 10000 | up | Server NIC
TX-DC-022-TOR-003 | Ethernet14 | 10G SFP+ | 10000 | admin-down
TX-DC-022-TOR-003 | Ethernet15 | 10G SFP+ | 10000 | up | Server NIC
TX-DC-022-TOR-003 | Ethernet16 | 10G SFP+ | 10000 | up | Server NIC
TX-DC-022-TOR-003 | Ethernet17 | 10G SFP+ | 10000 | up | Server NIC
TX-DC-022-TOR-003 | Ethernet18 | 10G SFP+ | 10000 | up | Server NIC
TX-DC-022-TOR-003 | Ethernet19 | 10G SFP+ | 10000 | up | Server NIC
TX-DC-022-TOR-003 | Ethernet20 | 10G SFP+ | 10000 | up | Server NIC
TX-DC-022-TOR-003 | Ethernet21 | 10G SFP+ | 10000 | up | Server NIC
TX-DC-022-TOR-003 | Ethernet22 | 10G SFP+ | 10000 | up | Server NIC
TX-DC-022-TOR-003 | Ethernet23 | 10G SFP+ | 10000 | up | Server NIC
TX-DC-022-TOR-003 | Ethernet24 | 10G SFP+ | 10000 | admin-down
TX-DC-022-TOR-003 | Ethernet49/1 | 100G QSFP28 | 100000 | admin-down
TX-DC-022-TOR-003 | Ethernet49/2 | 100G QSFP28 | 100000 | admin-down
TX-DC-022-TOR-004 | Te0/0/0/0 | 10G SFP+ | 10000 | up | Access to TX-DC-022-MMR-SW-04 | SFP-10G-LR
TX-DC-022-TOR-004 | Te0/0/0/1 | 10G SFP+ | 10000 | up | Access to TX-DC-022-MMR-SW-05 | SFP-10G-LR
TX-DC-022-TOR-004 | Te0/0/0/2 | 10G SFP+ | 10000 | admin-down
TX-DC-022-TOR-004 | Te0/0/0/3 | 10G SFP+ | 10000 | admin-down
TX-DC-022-TOR-004 | Te0/0/0/4 | 10G SFP+ | 10000 | up | Server NIC
TX-DC-022-TOR-004 | Te0/0/0/5 | 10G SFP+ | 10000 | up | Server NIC
TX-DC-022-TOR-004 | Te0/0/0/6 | 10G SFP+ | 10000 | admin-down
TX-DC-022-TOR-004 | Te0/0/0/7 | 10G SFP+ | 10000 | up | Server NIC
TX-DC-022-TOR-004 | Te0/0/0/8 | 10G SFP+ | 10000 | admin-down
TX-DC-022-TOR-004 | Te0/0/0/9 | 10G SFP+ | 10000 | up | Server NIC
TX-DC-022-TOR-004 | Te0/0/0/10 | 10G SFP+ | 10000 | up | Server NIC
TX-DC-022-TOR-004 | Te0/0/0/11 | 10G SFP+ | 10000 | up | Server NIC
TX-DC-022-TOR-004 | Te0/0/0/12 | 10G SFP+ | 10000 | admin-down
TX-DC-022-TOR-004 | Te0/0/0/13 | 10G SFP+ | 10000 | up | Server NIC
TX-DC-022-TOR-004 | Te0/0/0/14 | 10G SFP+ | 10000 | up | Server NIC
TX-DC-022-TOR-004 | Te0/0/0/15 | 10G SFP+ | 10000 | up | Server NIC
TX-DC-022-TOR-004 | Te0/0/0/16 | 10G SFP+ | 10000 | admin-down
TX-DC-022-TOR-004 | Te0/0/0/17 | 10G SFP+ | 10000 | admin-down
TX-DC-022-TOR-004 | Te0/0/0/18 | 10G SFP+ | 10000 | admin-down
TX-DC-022-TOR-004 | Te0/0/0/19 | 10G SFP+ | 10000 | admin-down
TX-DC-022-TOR-004 | Te0/0/0/20 | 10G SFP+ | 10000 | admin-down
TX-DC-022-TOR-004 | Te0/0/0/21 | 10G SFP+ | 10000 | admin-down
TX-DC-022-TOR-004 | Te0/0/0/22 | 10G SFP+ | 10000 | admin-down
TX-DC-022-TOR-004 | Te0/0/0/23 | 10G SFP+ | 10000 | up | Server NIC
TX-DC-022-TOR-004 | Hu0/0/1/0 | 100G QSFP28 | 100000 | admin-down
TX-DC-022-TOR-004 | Hu0/0/1/1 | 100G QSFP28 | 100000 | admin-down
TX-DC-022-TOR-005 | Ethernet1 | 10G SFP+ | 10000 | up | Access to TX-DC-022-MMR-SW-05 | SFP-10G-LR
TX-DC-022-TOR-005 | Ethernet2 | 10G SFP+ | 10000 | up | Access to TX-DC-022-MMR-SW-06 | SFP-10G-LR
TX-DC-022-TOR-005 | Ethernet3 | 10G SFP+ | 10000 | admin-down
TX-DC-022-TOR-005 | Ethernet4 | 10G SFP+ | 10000 | up | Server NIC
TX-DC-022-TOR-005 | Ethernet5 | 10G SFP+ | 10000 | admin-down
TX-DC-022-TOR-005 | Ethernet6 | 10G SFP+ | 10000 | admin-down
TX-DC-022-TOR-005 | Ethernet7 | 10G SFP+ | 10000 | admin-down
TX-DC-022-TOR-005 | Ethernet8 | 10G SFP+ | 10000 | admin-down
TX-DC-022-TOR-005 | Ethernet9 | 10G SFP+ | 10000 | up | Server NIC
TX-DC-022-TOR-005 | Ethernet10 | 10G SFP+ | 10000 | admin-down
TX-DC-022-TOR-005 | Ethernet11 | 10G SFP+ | 10000 | up | Server NIC
TX-DC-022-TOR-005 | Ethernet12 | 10G SFP+ | 10000 | up | Server NIC
TX-DC-022-TOR-005 | Ethernet13 | 10G SFP+ | 10000 | up | Server NIC
TX-DC-022-TOR-005 | Ethernet14 | 10G SFP+ | 10000 | up | Server NIC
TX-DC-022-TOR-005 | Ethernet15 | 10G SFP+ | 10000 | up | Server NIC
TX-DC-022-TOR-005 | Ethernet16 | 10G SFP+ | 10000 | admin-down
TX-DC-022-TOR-005 | Ethernet17 | 10G SFP+ | 10000 | up | Server NIC
TX-DC-022-TOR-005 | Ethernet18 | 10G SFP+ | 10000 | admin-down
TX-DC-022-TOR-005 | Ethernet19 | 10G SFP+ | 10000 | admin-down
TX-DC-022-TOR-005 | Ethernet20 | 10G SFP+ | 10000 | up | Server NIC
TX-DC-022-TOR-005 | Ethernet21 | 10G SFP+ | 10000 | up | Server NIC
TX-DC-022-TOR-005 | Ethernet22 | 10G SFP+ | 10000 | up | Server NIC
TX-DC-022-TOR-005 | Ethernet23 | 10G SFP+ | 10000 | up | Server NIC
TX-DC-022-TOR-005 | Ethernet24 | 10G SFP+ | 10000 | up | Server NIC
TX-DC-022-TOR-005 | Ethernet49/1 | 100G QSFP28 | 100000 | admin-down
TX-DC-022-TOR-005 | Ethernet49/2 | 100G QSFP28 | 100000 | admin-down
NC-DC-023-PE-T4-01 | xe-0/0/0 | 10G SFP+ | 10000 | admin-down
NC-DC-023-PE-T4-01 | xe-0/0/1 | 10G SFP+ | 10000 | up | Backhaul to GA-DC-011 | SFP-10G-LR
NC-DC-023-PE-T4-01 | xe-0/0/2 | 10G SFP+ | 10000 | up | Backhaul to OH-DC-017 | SFP-10G-LR
NC-DC-023-PE-T4-01 | xe-0/0/3 | 10G SFP+ | 10000 | up | Backhaul to IL-DC-009 | SFP-10G-LR
NC-DC-023-PE-T4-01 | xe-0/0/4 | 10G SFP+ | 10000 | up | Backhaul to VA-DC-004 | SFP-10G-LR
NC-DC-023-PE-T4-01 | xe-0/0/5 | 10G SFP+ | 10000 | up | Backhaul to OH-DC-016 | SFP-10G-LR
NC-DC-023-PE-T4-01 | xe-0/0/6 | 10G SFP+ | 10000 | up | Uplink to NC-DC-023-AGG-R01 | SFP-10G-LR
NC-DC-023-PE-T4-01 | xe-0/0/7 | 10G SFP+ | 10000 | admin-down
NC-DC-023-PE-T4-01 | xe-0/0/8 | 10G SFP+ | 10000 | admin-down
NC-DC-023-PE-T4-01 | xe-0/0/9 | 10G SFP+ | 10000 | admin-down
NC-DC-023-PE-T4-01 | xe-0/0/10 | 10G SFP+ | 10000 | admin-down
NC-DC-023-PE-T4-01 | xe-0/0/11 | 10G SFP+ | 10000 | admin-down
NC-DC-023-PE-T4-01 | et-0/1/0 | 100G QSFP28 | 100000 | up | Fabric to NC-DC-023-PE-T4-02 | QSFP28-100G-LR4
NC-DC-023-PE-T4-01 | et-0/1/1 | 100G QSFP28 | 100000 | up | Fabric to NC-DC-023-PE-T4-03 | QSFP28-100G-LR4
NC-DC-023-PE-T4-01 | et-0/1/2 | 100G QSFP28 | 100000 | up | Fabric to NC-DC-023-PE-T4-04 | QSFP28-100G-LR4
NC-DC-023-PE-T4-01 | et-0/1/3 | 100G QSFP28 | 100000 | admin-down
NC-DC-023-PE-T4-01 | ge-0/2/0 | 1G copper | 1000 | admin-down
NC-DC-023-PE-T4-01 | ge-0/2/1 | 1G copper | 1000 | admin-down
NC-DC-023-PE-T4-01 | ge-0/2/2 | 1G copper | 1000 | admin-down
NC-DC-023-PE-T4-01 | ge-0/2/3 | 1G copper | 1000 | admin-down
NC-DC-023-PE-T4-01 | ge-0/2/4 | 1G copper | 1000 | admin-down
NC-DC-023-PE-T4-01 | ge-0/2/5 | 1G copper | 1000 | admin-down
NC-DC-023-PE-T4-01 | ge-0/2/6 | 1G copper | 1000 | admin-down
NC-DC-023-PE-T4-01 | ge-0/2/7 | 1G copper | 1000 | admin-down
NC-DC-023-PE-T4-01 | ge-0/2/8 | 1G copper | 1000 | admin-down
NC-DC-023-PE-T4-01 | ge-0/2/9 | 1G copper | 1000 | admin-down
NC-DC-023-PE-T4-01 | ge-0/2/10 | 1G copper | 1000 | admin-down
NC-DC-023-PE-T4-01 | ge-0/2/11 | 1G copper | 1000 | admin-down
NC-DC-023-PE-T4-01 | ge-0/2/12 | 1G copper | 1000 | admin-down
NC-DC-023-PE-T4-01 | ge-0/2/13 | 1G copper | 1000 | admin-down
NC-DC-023-PE-T4-01 | ge-0/2/14 | 1G copper | 1000 | admin-down
NC-DC-023-PE-T4-01 | ge-0/2/15 | 1G copper | 1000 | admin-down
NC-DC-023-PE-T4-02 | xe-0/0/0 | 10G SFP+ | 10000 | reserved
NC-DC-023-PE-T4-02 | xe-0/0/1 | 10G SFP+ | 10000 | up | Backhaul to CA-DC-020 | SFP-10G-LR
NC-DC-023-PE-T4-02 | xe-0/0/2 | 10G SFP+ | 10000 | up | Backhaul to VA-DC-001 | SFP-10G-LR
NC-DC-023-PE-T4-02 | xe-0/0/3 | 10G SFP+ | 10000 | up | Backhaul to OH-DC-016 | SFP-10G-LR
NC-DC-023-PE-T4-02 | xe-0/0/4 | 10G SFP+ | 10000 | up | Backhaul to FL-DC-018 | SFP-10G-LR
NC-DC-023-PE-T4-02 | xe-0/0/5 | 10G SFP+ | 10000 | up | Backhaul to VA-DC-004 | SFP-10G-LR
NC-DC-023-PE-T4-02 | xe-0/0/6 | 10G SFP+ | 10000 | up | Uplink to NC-DC-023-AGG-R01 | SFP-10G-LR
NC-DC-023-PE-T4-02 | xe-0/0/7 | 10G SFP+ | 10000 | up | Uplink to NC-DC-023-AGG-R02 | SFP-10G-LR
NC-DC-023-PE-T4-02 | xe-0/0/8 | 10G SFP+ | 10000 | admin-down
NC-DC-023-PE-T4-02 | xe-0/0/9 | 10G SFP+ | 10000 | admin-down
NC-DC-023-PE-T4-02 | xe-0/0/10 | 10G SFP+ | 10000 | admin-down
NC-DC-023-PE-T4-02 | xe-0/0/11 | 10G SFP+ | 10000 | admin-down
NC-DC-023-PE-T4-02 | et-0/1/0 | 100G QSFP28 | 100000 | up | Fabric to NC-DC-023-PE-T4-01 | QSFP28-100G-LR4
NC-DC-023-PE-T4-02 | et-0/1/1 | 100G QSFP28 | 100000 | up | Fabric to NC-DC-023-PE-T4-03 | QSFP28-100G-LR4
NC-DC-023-PE-T4-02 | et-0/1/2 | 100G QSFP28 | 100000 | up | Fabric to NC-DC-023-PE-T4-04 | QSFP28-100G-LR4
NC-DC-023-PE-T4-02 | et-0/1/3 | 100G QSFP28 | 100000 | admin-down
NC-DC-023-PE-T4-02 | ge-0/2/0 | 1G copper | 1000 | admin-down
NC-DC-023-PE-T4-02 | ge-0/2/1 | 1G copper | 1000 | admin-down
NC-DC-023-PE-T4-02 | ge-0/2/2 | 1G copper | 1000 | admin-down
NC-DC-023-PE-T4-02 | ge-0/2/3 | 1G copper | 1000 | admin-down
NC-DC-023-PE-T4-02 | ge-0/2/4 | 1G copper | 1000 | admin-down
NC-DC-023-PE-T4-02 | ge-0/2/5 | 1G copper | 1000 | admin-down
NC-DC-023-PE-T4-02 | ge-0/2/6 | 1G copper | 1000 | admin-down
NC-DC-023-PE-T4-02 | ge-0/2/7 | 1G copper | 1000 | admin-down
NC-DC-023-PE-T4-02 | ge-0/2/8 | 1G copper | 1000 | admin-down
NC-DC-023-PE-T4-02 | ge-0/2/9 | 1G copper | 1000 | admin-down
NC-DC-023-PE-T4-02 | ge-0/2/10 | 1G copper | 1000 | admin-down
NC-DC-023-PE-T4-02 | ge-0/2/11 | 1G copper | 1000 | admin-down
NC-DC-023-PE-T4-02 | ge-0/2/12 | 1G copper | 1000 | reserved
NC-DC-023-PE-T4-02 | ge-0/2/13 | 1G copper | 1000 | admin-down
NC-DC-023-PE-T4-02 | ge-0/2/14 | 1G copper | 1000 | admin-down
NC-DC-023-PE-T4-02 | ge-0/2/15 | 1G copper | 1000 | admin-down
NC-DC-023-PE-T4-03 | 1/1/c1 | 10G SFP+ | 10000 | admin-down
NC-DC-023-PE-T4-03 | 1/1/c2 | 10G SFP+ | 10000 | up | Backhaul to NJ-DC-012 | SFP-10G-LR
NC-DC-023-PE-T4-03 | 1/1/c3 | 10G SFP+ | 10000 | up | Backhaul to OH-DC-017 | SFP-10G-LR
NC-DC-023-PE-T4-03 | 1/1/c4 | 10G SFP+ | 10000 | up | Backhaul to OH-DC-017 | SFP-10G-LR
NC-DC-023-PE-T4-03 | 1/1/c5 | 10G SFP+ | 10000 | up | Backhaul to VA-DC-001 | SFP-10G-LR
NC-DC-023-PE-T4-03 | 1/1/c6 | 10G SFP+ | 10000 | up | Backhaul to GA-DC-011 | SFP-10G-LR
NC-DC-023-PE-T4-03 | 1/1/c7 | 10G SFP+ | 10000 | up | Uplink to NC-DC-023-AGG-R02 | SFP-10G-LR
NC-DC-023-PE-T4-03 | 1/1/c8 | 10G SFP+ | 10000 | admin-down
NC-DC-023-PE-T4-03 | 1/1/c9 | 10G SFP+ | 10000 | admin-down
NC-DC-023-PE-T4-03 | 1/1/c10 | 10G SFP+ | 10000 | admin-down
NC-DC-023-PE-T4-03 | 1/1/c11 | 10G SFP+ | 10000 | admin-down
NC-DC-023-PE-T4-03 | 1/1/c12 | 10G SFP+ | 10000 | admin-down
NC-DC-023-PE-T4-03 | 1/2/c1 | 100G QSFP28 | 100000 | up | Fabric to NC-DC-023-PE-T4-01 | QSFP28-100G-LR4
NC-DC-023-PE-T4-03 | 1/2/c2 | 100G QSFP28 | 100000 | up | Fabric to NC-DC-023-PE-T4-02 | QSFP28-100G-LR4
NC-DC-023-PE-T4-03 | 1/2/c3 | 100G QSFP28 | 100000 | up | Fabric to NC-DC-023-PE-T4-04 | QSFP28-100G-LR4
NC-DC-023-PE-T4-03 | 1/2/c4 | 100G QSFP28 | 100000 | admin-down
NC-DC-023-PE-T4-03 | 1/3/1 | 1G copper | 1000 | admin-down
NC-DC-023-PE-T4-03 | 1/3/2 | 1G copper | 1000 | admin-down
NC-DC-023-PE-T4-03 | 1/3/3 | 1G copper | 1000 | admin-down
NC-DC-023-PE-T4-03 | 1/3/4 | 1G copper | 1000 | admin-down
NC-DC-023-PE-T4-03 | 1/3/5 | 1G copper | 1000 | admin-down
NC-DC-023-PE-T4-03 | 1/3/6 | 1G copper | 1000 | admin-down
NC-DC-023-PE-T4-03 | 1/3/7 | 1G copper | 1000 | admin-down
NC-DC-023-PE-T4-03 | 1/3/8 | 1G copper | 1000 | admin-down
NC-DC-023-PE-T4-03 | 1/3/9 | 1G copper | 1000 | admin-down
NC-DC-023-PE-T4-03 | 1/3/10 | 1G copper | 1000 | admin-down
NC-DC-023-PE-T4-03 | 1/3/11 | 1G copper | 1000 | admin-down
NC-DC-023-PE-T4-03 | 1/3/12 | 1G copper | 1000 | admin-down
NC-DC-023-PE-T4-03 | 1/3/13 | 1G copper | 1000 | admin-down
NC-DC-023-PE-T4-03 | 1/3/14 | 1G copper | 1000 | admin-down
NC-DC-023-PE-T4-03 | 1/3/15 | 1G copper | 1000 | admin-down
NC-DC-023-PE-T4-03 | 1/3/16 | 1G copper | 1000 | admin-down
NC-DC-023-PE-T4-04 | 1/1/c1 | 10G SFP+ | 10000 | admin-down
NC-DC-023-PE-T4-04 | 1/1/c2 | 10G SFP+ | 10000 | up | Backhaul to VA-DC-001 | SFP-10G-LR
NC-DC-023-PE-T4-04 | 1/1/c3 | 10G SFP+ | 10000 | up | Backhaul to TX-DC-007 | SFP-10G-LR
NC-DC-023-PE-T4-04 | 1/1/c4 | 10G SFP+ | 10000 | up | Backhaul to OR-DC-014 | SFP-10G-LR
NC-DC-023-PE-T4-04 | 1/1/c5 | 10G SFP+ | 10000 | up | Backhaul to AZ-DC-010 | SFP-10G-LR
NC-DC-023-PE-T4-04 | 1/1/c6 | 10G SFP+ | 10000 | up | Backhaul to CA-DC-020 | SFP-10G-LR
NC-DC-023-PE-T4-04 | 1/1/c7 | 10G SFP+ | 10000 | admin-down
NC-DC-023-PE-T4-04 | 1/1/c8 | 10G SFP+ | 10000 | admin-down
NC-DC-023-PE-T4-04 | 1/1/c9 | 10G SFP+ | 10000 | admin-down
NC-DC-023-PE-T4-04 | 1/1/c10 | 10G SFP+ | 10000 | admin-down
NC-DC-023-PE-T4-04 | 1/1/c11 | 10G SFP+ | 10000 | admin-down
NC-DC-023-PE-T4-04 | 1/1/c12 | 10G SFP+ | 10000 | admin-down
NC-DC-023-PE-T4-04 | 1/2/c1 | 100G QSFP28 | 100000 | up | Fabric to NC-DC-023-PE-T4-01 | QSFP28-100G-LR4
NC-DC-023-PE-T4-04 | 1/2/c2 | 100G QSFP28 | 100000 | up | Fabric to NC-DC-023-PE-T4-02 | QSFP28-100G-LR4
NC-DC-023-PE-T4-04 | 1/2/c3 | 100G QSFP28 | 100000 | up | Fabric to NC-DC-023-PE-T4-03 | QSFP28-100G-LR4
NC-DC-023-PE-T4-04 | 1/2/c4 | 100G QSFP28 | 100000 | admin-down
NC-DC-023-PE-T4-04 | 1/3/1 | 1G copper | 1000 | admin-down
NC-DC-023-PE-T4-04 | 1/3/2 | 1G copper | 1000 | admin-down
NC-DC-023-PE-T4-04 | 1/3/3 | 1G copper | 1000 | admin-down
NC-DC-023-PE-T4-04 | 1/3/4 | 1G copper | 1000 | admin-down
NC-DC-023-PE-T4-04 | 1/3/5 | 1G copper | 1000 | admin-down
NC-DC-023-PE-T4-04 | 1/3/6 | 1G copper | 1000 | admin-down
NC-DC-023-PE-T4-04 | 1/3/7 | 1G copper | 1000 | admin-down
NC-DC-023-PE-T4-04 | 1/3/8 | 1G copper | 1000 | admin-down
NC-DC-023-PE-T4-04 | 1/3/9 | 1G copper | 1000 | admin-down
NC-DC-023-PE-T4-04 | 1/3/10 | 1G copper | 1000 | admin-down
NC-DC-023-PE-T4-04 | 1/3/11 | 1G copper | 1000 | admin-down
NC-DC-023-PE-T4-04 | 1/3/12 | 1G copper | 1000 | admin-down
NC-DC-023-PE-T4-04 | 1/3/13 | 1G copper | 1000 | admin-down
NC-DC-023-PE-T4-04 | 1/3/14 | 1G copper | 1000 | admin-down
NC-DC-023-PE-T4-04 | 1/3/15 | 1G copper | 1000 | admin-down
NC-DC-023-PE-T4-04 | 1/3/16 | 1G copper | 1000 | admin-down
NC-DC-023-FW-01 | port1 | 10G SFP+ | 10000 | up | Uplink to NC-DC-023-AGG-R01 | SFP-10G-LR
NC-DC-023-FW-01 | port2 | 10G SFP+ | 10000 | up | Uplink to NC-DC-023-AGG-R02 | SFP-10G-LR
NC-DC-023-FW-01 | port3 | 10G SFP+ | 10000 | admin-down
NC-DC-023-FW-01 | port4 | 10G SFP+ | 10000 | admin-down
NC-DC-023-FW-01 | port5 | 10G SFP+ | 10000 | admin-down
NC-DC-023-FW-01 | port6 | 10G SFP+ | 10000 | admin-down
NC-DC-023-FW-01 | port7 | 10G SFP+ | 10000 | admin-down
NC-DC-023-FW-01 | port8 | 10G SFP+ | 10000 | admin-down
NC-DC-023-OLA-01 | 1/2/c1 | 100G QSFP28 | 100000 | up | Uplink to NC-DC-023-AGG-R01 | QSFP28-100G-LR4
NC-DC-023-OLA-01 | 1/2/c2 | 100G QSFP28 | 100000 | admin-down
NC-DC-023-OLA-01 | 1/2/c3 | 100G QSFP28 | 100000 | admin-down
NC-DC-023-OLA-01 | 1/2/c4 | 100G QSFP28 | 100000 | admin-down
NC-DC-023-OLA-01 | 1/2/c5 | 100G QSFP28 | 100000 | admin-down
NC-DC-023-OLA-01 | 1/2/c6 | 100G QSFP28 | 100000 | admin-down
NC-DC-023-OLA-01 | 1/2/c7 | 100G QSFP28 | 100000 | admin-down
NC-DC-023-OLA-01 | 1/2/c8 | 100G QSFP28 | 100000 | admin-down
NC-DC-023-OLA-02 | 1-A-1 | 100G QSFP28 | 100000 | up | Uplink to NC-DC-023-AGG-R02 | QSFP28-100G-LR4
NC-DC-023-OLA-02 | 1-A-2 | 100G QSFP28 | 100000 | admin-down
NC-DC-023-OLA-02 | 1-A-3 | 100G QSFP28 | 100000 | admin-down
NC-DC-023-OLA-02 | 1-A-4 | 100G QSFP28 | 100000 | reserved
NC-DC-023-OLA-02 | 1-A-5 | 100G QSFP28 | 100000 | admin-down
NC-DC-023-OLA-02 | 1-A-6 | 100G QSFP28 | 100000 | admin-down
NC-DC-023-OLA-02 | 1-A-7 | 100G QSFP28 | 100000 | admin-down
NC-DC-023-OLA-02 | 1-A-8 | 100G QSFP28 | 100000 | admin-down
NC-DC-023-AGG-R01 | xe-0/0/0 | 10G SFP+ | 10000 | up | Uplink to NC-DC-023-FW-01 | SFP-10G-LR
NC-DC-023-AGG-R01 | xe-0/0/1 | 10G SFP+ | 10000 | up | Uplink to NC-DC-023-MMR-SW-01 | SFP-10G-LR
NC-DC-023-AGG-R01 | xe-0/0/2 | 10G SFP+ | 10000 | up | Uplink to NC-DC-023-MMR-SW-02 | SFP-10G-LR
NC-DC-023-AGG-R01 | xe-0/0/3 | 10G SFP+ | 10000 | up | Uplink to NC-DC-023-MMR-SW-03 | SFP-10G-LR
NC-DC-023-AGG-R01 | xe-0/0/4 | 10G SFP+ | 10000 | up | Uplink to NC-DC-023-MMR-SW-04 | SFP-10G-LR
NC-DC-023-AGG-R01 | xe-0/0/5 | 10G SFP+ | 10000 | up | Uplink to NC-DC-023-MMR-SW-05 | SFP-10G-LR
NC-DC-023-AGG-R01 | xe-0/0/6 | 10G SFP+ | 10000 | up | Uplink to NC-DC-023-MMR-SW-06 | SFP-10G-LR
NC-DC-023-AGG-R01 | xe-0/0/7 | 10G SFP+ | 10000 | up | Uplink to NC-DC-023-MMR-SW-07 | SFP-10G-LR
NC-DC-023-AGG-R01 | xe-0/0/8 | 10G SFP+ | 10000 | admin-down
NC-DC-023-AGG-R01 | xe-0/0/9 | 10G SFP+ | 10000 | admin-down
NC-DC-023-AGG-R01 | xe-0/0/10 | 10G SFP+ | 10000 | admin-down
NC-DC-023-AGG-R01 | xe-0/0/11 | 10G SFP+ | 10000 | admin-down
NC-DC-023-AGG-R01 | xe-0/0/12 | 10G SFP+ | 10000 | admin-down
NC-DC-023-AGG-R01 | xe-0/0/13 | 10G SFP+ | 10000 | admin-down
NC-DC-023-AGG-R01 | xe-0/0/14 | 10G SFP+ | 10000 | admin-down
NC-DC-023-AGG-R01 | xe-0/0/15 | 10G SFP+ | 10000 | admin-down
NC-DC-023-AGG-R01 | et-0/1/0 | 100G QSFP28 | 100000 | up | Uplink to NC-DC-023-PE-T4-01 | QSFP28-100G-LR4
NC-DC-023-AGG-R01 | et-0/1/1 | 100G QSFP28 | 100000 | up | Uplink to NC-DC-023-PE-T4-02 | QSFP28-100G-LR4
NC-DC-023-AGG-R01 | et-0/1/2 | 100G QSFP28 | 100000 | up | Uplink to NC-DC-023-OLA-01 | QSFP28-100G-LR4
NC-DC-023-AGG-R01 | et-0/1/3 | 100G QSFP28 | 100000 | admin-down
NC-DC-023-AGG-R01 | et-0/1/4 | 100G QSFP28 | 100000 | admin-down
NC-DC-023-AGG-R01 | et-0/1/5 | 100G QSFP28 | 100000 | admin-down
NC-DC-023-AGG-R01 | et-0/1/6 | 100G QSFP28 | 100000 | admin-down
NC-DC-023-AGG-R01 | et-0/1/7 | 100G QSFP28 | 100000 | admin-down
NC-DC-023-AGG-R02 | xe-0/0/0 | 10G SFP+ | 10000 | up | Uplink to NC-DC-023-FW-01 | SFP-10G-LR
NC-DC-023-AGG-R02 | xe-0/0/1 | 10G SFP+ | 10000 | up | Uplink to NC-DC-023-MMR-SW-01 | SFP-10G-LR
NC-DC-023-AGG-R02 | xe-0/0/2 | 10G SFP+ | 10000 | up | Uplink to NC-DC-023-MMR-SW-02 | SFP-10G-LR
NC-DC-023-AGG-R02 | xe-0/0/3 | 10G SFP+ | 10000 | up | Uplink to NC-DC-023-MMR-SW-03 | SFP-10G-LR
NC-DC-023-AGG-R02 | xe-0/0/4 | 10G SFP+ | 10000 | up | Uplink to NC-DC-023-MMR-SW-04 | SFP-10G-LR
NC-DC-023-AGG-R02 | xe-0/0/5 | 10G SFP+ | 10000 | up | Uplink to NC-DC-023-MMR-SW-05 | SFP-10G-LR
NC-DC-023-AGG-R02 | xe-0/0/6 | 10G SFP+ | 10000 | up | Uplink to NC-DC-023-MMR-SW-06 | SFP-10G-LR
NC-DC-023-AGG-R02 | xe-0/0/7 | 10G SFP+ | 10000 | up | Uplink to NC-DC-023-MMR-SW-07 | SFP-10G-LR
NC-DC-023-AGG-R02 | xe-0/0/8 | 10G SFP+ | 10000 | admin-down
NC-DC-023-AGG-R02 | xe-0/0/9 | 10G SFP+ | 10000 | admin-down
NC-DC-023-AGG-R02 | xe-0/0/10 | 10G SFP+ | 10000 | admin-down
NC-DC-023-AGG-R02 | xe-0/0/11 | 10G SFP+ | 10000 | admin-down
NC-DC-023-AGG-R02 | xe-0/0/12 | 10G SFP+ | 10000 | admin-down
NC-DC-023-AGG-R02 | xe-0/0/13 | 10G SFP+ | 10000 | admin-down
NC-DC-023-AGG-R02 | xe-0/0/14 | 10G SFP+ | 10000 | admin-down
NC-DC-023-AGG-R02 | xe-0/0/15 | 10G SFP+ | 10000 | reserved
NC-DC-023-AGG-R02 | et-0/1/0 | 100G QSFP28 | 100000 | up | Uplink to NC-DC-023-PE-T4-02 | QSFP28-100G-LR4
NC-DC-023-AGG-R02 | et-0/1/1 | 100G QSFP28 | 100000 | up | Uplink to NC-DC-023-PE-T4-03 | QSFP28-100G-LR4
NC-DC-023-AGG-R02 | et-0/1/2 | 100G QSFP28 | 100000 | up | Uplink to NC-DC-023-OLA-02 | QSFP28-100G-LR4
NC-DC-023-AGG-R02 | et-0/1/3 | 100G QSFP28 | 100000 | admin-down
NC-DC-023-AGG-R02 | et-0/1/4 | 100G QSFP28 | 100000 | admin-down
NC-DC-023-AGG-R02 | et-0/1/5 | 100G QSFP28 | 100000 | admin-down
NC-DC-023-AGG-R02 | et-0/1/6 | 100G QSFP28 | 100000 | admin-down
NC-DC-023-AGG-R02 | et-0/1/7 | 100G QSFP28 | 100000 | admin-down
NC-DC-023-MMR-SW-01 | Te0/0/0/0 | 10G SFP+ | 10000 | up | Access to NC-DC-023-TOR-001 | SFP-10G-LR
NC-DC-023-MMR-SW-01 | Te0/0/0/1 | 10G SFP+ | 10000 | admin-down
NC-DC-023-MMR-SW-01 | Te0/0/0/2 | 10G SFP+ | 10000 | up | Server NIC
NC-DC-023-MMR-SW-01 | Te0/0/0/3 | 10G SFP+ | 10000 | up | Server NIC
NC-DC-023-MMR-SW-01 | Te0/0/0/4 | 10G SFP+ | 10000 | up | Server NIC
NC-DC-023-MMR-SW-01 | Te0/0/0/5 | 10G SFP+ | 10000 | admin-down
NC-DC-023-MMR-SW-01 | Te0/0/0/6 | 10G SFP+ | 10000 | up | Server NIC
NC-DC-023-MMR-SW-01 | Te0/0/0/7 | 10G SFP+ | 10000 | up | Server NIC
NC-DC-023-MMR-SW-01 | Te0/0/0/8 | 10G SFP+ | 10000 | up | Server NIC
NC-DC-023-MMR-SW-01 | Te0/0/0/9 | 10G SFP+ | 10000 | admin-down
NC-DC-023-MMR-SW-01 | Te0/0/0/10 | 10G SFP+ | 10000 | up | Server NIC
NC-DC-023-MMR-SW-01 | Te0/0/0/11 | 10G SFP+ | 10000 | up | Server NIC
NC-DC-023-MMR-SW-01 | Te0/0/0/12 | 10G SFP+ | 10000 | admin-down
NC-DC-023-MMR-SW-01 | Te0/0/0/13 | 10G SFP+ | 10000 | up | Server NIC
NC-DC-023-MMR-SW-01 | Te0/0/0/14 | 10G SFP+ | 10000 | admin-down
NC-DC-023-MMR-SW-01 | Te0/0/0/15 | 10G SFP+ | 10000 | up | Server NIC
NC-DC-023-MMR-SW-01 | Te0/0/0/16 | 10G SFP+ | 10000 | admin-down
NC-DC-023-MMR-SW-01 | Te0/0/0/17 | 10G SFP+ | 10000 | up | Server NIC
NC-DC-023-MMR-SW-01 | Te0/0/0/18 | 10G SFP+ | 10000 | up | Server NIC
NC-DC-023-MMR-SW-01 | Te0/0/0/19 | 10G SFP+ | 10000 | up | Server NIC
NC-DC-023-MMR-SW-01 | Te0/0/0/20 | 10G SFP+ | 10000 | up | Server NIC
NC-DC-023-MMR-SW-01 | Te0/0/0/21 | 10G SFP+ | 10000 | up | Server NIC
NC-DC-023-MMR-SW-01 | Te0/0/0/22 | 10G SFP+ | 10000 | admin-down
NC-DC-023-MMR-SW-01 | Te0/0/0/23 | 10G SFP+ | 10000 | admin-down
NC-DC-023-MMR-SW-01 | Te0/0/0/24 | 10G SFP+ | 10000 | up | Server NIC
NC-DC-023-MMR-SW-01 | Te0/0/0/25 | 10G SFP+ | 10000 | up | Server NIC
NC-DC-023-MMR-SW-01 | Te0/0/0/26 | 10G SFP+ | 10000 | admin-down
NC-DC-023-MMR-SW-01 | Te0/0/0/27 | 10G SFP+ | 10000 | admin-down
NC-DC-023-MMR-SW-01 | Te0/0/0/28 | 10G SFP+ | 10000 | up | Server NIC
NC-DC-023-MMR-SW-01 | Te0/0/0/29 | 10G SFP+ | 10000 | up | Server NIC
NC-DC-023-MMR-SW-01 | Te0/0/0/30 | 10G SFP+ | 10000 | up | Server NIC
NC-DC-023-MMR-SW-01 | Te0/0/0/31 | 10G SFP+ | 10000 | up | Server NIC
NC-DC-023-MMR-SW-01 | Te0/0/0/32 | 10G SFP+ | 10000 | up | Server NIC
NC-DC-023-MMR-SW-01 | Te0/0/0/33 | 10G SFP+ | 10000 | up | Server NIC
NC-DC-023-MMR-SW-01 | Te0/0/0/34 | 10G SFP+ | 10000 | up | Server NIC
NC-DC-023-MMR-SW-01 | Te0/0/0/35 | 10G SFP+ | 10000 | admin-down
NC-DC-023-MMR-SW-01 | Te0/0/0/36 | 10G SFP+ | 10000 | up | Server NIC
NC-DC-023-MMR-SW-01 | Te0/0/0/37 | 10G SFP+ | 10000 | up | Server NIC
NC-DC-023-MMR-SW-01 | Te0/0/0/38 | 10G SFP+ | 10000 | up | Server NIC
NC-DC-023-MMR-SW-01 | Te0/0/0/39 | 10G SFP+ | 10000 | up | Server NIC
NC-DC-023-MMR-SW-01 | Te0/0/0/40 | 10G SFP+ | 10000 | up | Server NIC
NC-DC-023-MMR-SW-01 | Te0/0/0/41 | 10G SFP+ | 10000 | up | Server NIC
NC-DC-023-MMR-SW-01 | Te0/0/0/42 | 10G SFP+ | 10000 | admin-down
NC-DC-023-MMR-SW-01 | Te0/0/0/43 | 10G SFP+ | 10000 | up | Server NIC
NC-DC-023-MMR-SW-01 | Te0/0/0/44 | 10G SFP+ | 10000 | admin-down
NC-DC-023-MMR-SW-01 | Te0/0/0/45 | 10G SFP+ | 10000 | up | Server NIC
NC-DC-023-MMR-SW-01 | Te0/0/0/46 | 10G SFP+ | 10000 | admin-down
NC-DC-023-MMR-SW-01 | Te0/0/0/47 | 10G SFP+ | 10000 | admin-down
NC-DC-023-MMR-SW-01 | Hu0/0/1/0 | 100G QSFP28 | 100000 | up | Uplink to NC-DC-023-AGG-R01 | QSFP28-100G-LR4
NC-DC-023-MMR-SW-01 | Hu0/0/1/1 | 100G QSFP28 | 100000 | up | Uplink to NC-DC-023-AGG-R02 | QSFP28-100G-LR4
NC-DC-023-MMR-SW-01 | Hu0/0/1/2 | 100G QSFP28 | 100000 | admin-down
NC-DC-023-MMR-SW-01 | Hu0/0/1/3 | 100G QSFP28 | 100000 | admin-down
NC-DC-023-MMR-SW-02 | Ethernet1 | 10G SFP+ | 10000 | up | Access to NC-DC-023-TOR-001 | SFP-10G-LR
NC-DC-023-MMR-SW-02 | Ethernet2 | 10G SFP+ | 10000 | up | Access to NC-DC-023-TOR-002 | SFP-10G-LR
NC-DC-023-MMR-SW-02 | Ethernet3 | 10G SFP+ | 10000 | admin-down
NC-DC-023-MMR-SW-02 | Ethernet4 | 10G SFP+ | 10000 | up | Server NIC
NC-DC-023-MMR-SW-02 | Ethernet5 | 10G SFP+ | 10000 | admin-down
NC-DC-023-MMR-SW-02 | Ethernet6 | 10G SFP+ | 10000 | up | Server NIC
NC-DC-023-MMR-SW-02 | Ethernet7 | 10G SFP+ | 10000 | up | Server NIC
NC-DC-023-MMR-SW-02 | Ethernet8 | 10G SFP+ | 10000 | up | Server NIC
NC-DC-023-MMR-SW-02 | Ethernet9 | 10G SFP+ | 10000 | up | Server NIC
NC-DC-023-MMR-SW-02 | Ethernet10 | 10G SFP+ | 10000 | up | Server NIC
NC-DC-023-MMR-SW-02 | Ethernet11 | 10G SFP+ | 10000 | admin-down
NC-DC-023-MMR-SW-02 | Ethernet12 | 10G SFP+ | 10000 | up | Server NIC
NC-DC-023-MMR-SW-02 | Ethernet13 | 10G SFP+ | 10000 | admin-down
NC-DC-023-MMR-SW-02 | Ethernet14 | 10G SFP+ | 10000 | admin-down
NC-DC-023-MMR-SW-02 | Ethernet15 | 10G SFP+ | 10000 | up | Server NIC
NC-DC-023-MMR-SW-02 | Ethernet16 | 10G SFP+ | 10000 | up | Server NIC
NC-DC-023-MMR-SW-02 | Ethernet17 | 10G SFP+ | 10000 | admin-down
NC-DC-023-MMR-SW-02 | Ethernet18 | 10G SFP+ | 10000 | up | Server NIC
NC-DC-023-MMR-SW-02 | Ethernet19 | 10G SFP+ | 10000 | up | Server NIC
NC-DC-023-MMR-SW-02 | Ethernet20 | 10G SFP+ | 10000 | admin-down
NC-DC-023-MMR-SW-02 | Ethernet21 | 10G SFP+ | 10000 | up | Server NIC
NC-DC-023-MMR-SW-02 | Ethernet22 | 10G SFP+ | 10000 | up | Server NIC
NC-DC-023-MMR-SW-02 | Ethernet23 | 10G SFP+ | 10000 | up | Server NIC
NC-DC-023-MMR-SW-02 | Ethernet24 | 10G SFP+ | 10000 | up | Server NIC
NC-DC-023-MMR-SW-02 | Ethernet25 | 10G SFP+ | 10000 | up | Server NIC
NC-DC-023-MMR-SW-02 | Ethernet26 | 10G SFP+ | 10000 | up | Server NIC
NC-DC-023-MMR-SW-02 | Ethernet27 | 10G SFP+ | 10000 | admin-down
NC-DC-023-MMR-SW-02 | Ethernet28 | 10G SFP+ | 10000 | admin-down
NC-DC-023-MMR-SW-02 | Ethernet29 | 10G SFP+ | 10000 | admin-down
NC-DC-023-MMR-SW-02 | Ethernet30 | 10G SFP+ | 10000 | up | Server NIC
NC-DC-023-MMR-SW-02 | Ethernet31 | 10G SFP+ | 10000 | up | Server NIC
NC-DC-023-MMR-SW-02 | Ethernet32 | 10G SFP+ | 10000 | admin-down
NC-DC-023-MMR-SW-02 | Ethernet33 | 10G SFP+ | 10000 | admin-down
NC-DC-023-MMR-SW-02 | Ethernet34 | 10G SFP+ | 10000 | up | Server NIC
NC-DC-023-MMR-SW-02 | Ethernet35 | 10G SFP+ | 10000 | up | Server NIC
NC-DC-023-MMR-SW-02 | Ethernet36 | 10G SFP+ | 10000 | admin-down
NC-DC-023-MMR-SW-02 | Ethernet37 | 10G SFP+ | 10000 | up | Server NIC
NC-DC-023-MMR-SW-02 | Ethernet38 | 10G SFP+ | 10000 | up | Server NIC
NC-DC-023-MMR-SW-02 | Ethernet39 | 10G SFP+ | 10000 | admin-down
NC-DC-023-MMR-SW-02 | Ethernet40 | 10G SFP+ | 10000 | up | Server NIC
NC-DC-023-MMR-SW-02 | Ethernet41 | 10G SFP+ | 10000 | up | Server NIC
NC-DC-023-MMR-SW-02 | Ethernet42 | 10G SFP+ | 10000 | up | Server NIC
NC-DC-023-MMR-SW-02 | Ethernet43 | 10G SFP+ | 10000 | up | Server NIC
NC-DC-023-MMR-SW-02 | Ethernet44 | 10G SFP+ | 10000 | up | Server NIC
NC-DC-023-MMR-SW-02 | Ethernet45 | 10G SFP+ | 10000 | up | Server NIC
NC-DC-023-MMR-SW-02 | Ethernet46 | 10G SFP+ | 10000 | up | Server NIC
NC-DC-023-MMR-SW-02 | Ethernet47 | 10G SFP+ | 10000 | admin-down
NC-DC-023-MMR-SW-02 | Ethernet48 | 10G SFP+ | 10000 | up | Server NIC
NC-DC-023-MMR-SW-02 | Ethernet49/1 | 100G QSFP28 | 100000 | up | Uplink to NC-DC-023-AGG-R02 | QSFP28-100G-LR4
NC-DC-023-MMR-SW-02 | Ethernet49/2 | 100G QSFP28 | 100000 | up | Uplink to NC-DC-023-AGG-R01 | QSFP28-100G-LR4
NC-DC-023-MMR-SW-02 | Ethernet49/3 | 100G QSFP28 | 100000 | admin-down
NC-DC-023-MMR-SW-02 | Ethernet49/4 | 100G QSFP28 | 100000 | admin-down
NC-DC-023-MMR-SW-03 | Te0/0/0/0 | 10G SFP+ | 10000 | up | Access to NC-DC-023-TOR-002 | SFP-10G-LR
NC-DC-023-MMR-SW-03 | Te0/0/0/1 | 10G SFP+ | 10000 | up | Access to NC-DC-023-TOR-003 | SFP-10G-LR
NC-DC-023-MMR-SW-03 | Te0/0/0/2 | 10G SFP+ | 10000 | admin-down
NC-DC-023-MMR-SW-03 | Te0/0/0/3 | 10G SFP+ | 10000 | admin-down
NC-DC-023-MMR-SW-03 | Te0/0/0/4 | 10G SFP+ | 10000 | up | Server NIC
NC-DC-023-MMR-SW-03 | Te0/0/0/5 | 10G SFP+ | 10000 | up | Server NIC
NC-DC-023-MMR-SW-03 | Te0/0/0/6 | 10G SFP+ | 10000 | admin-down
NC-DC-023-MMR-SW-03 | Te0/0/0/7 | 10G SFP+ | 10000 | admin-down
NC-DC-023-MMR-SW-03 | Te0/0/0/8 | 10G SFP+ | 10000 | up | Server NIC
NC-DC-023-MMR-SW-03 | Te0/0/0/9 | 10G SFP+ | 10000 | admin-down
NC-DC-023-MMR-SW-03 | Te0/0/0/10 | 10G SFP+ | 10000 | up | Server NIC
NC-DC-023-MMR-SW-03 | Te0/0/0/11 | 10G SFP+ | 10000 | up | Server NIC
NC-DC-023-MMR-SW-03 | Te0/0/0/12 | 10G SFP+ | 10000 | admin-down
NC-DC-023-MMR-SW-03 | Te0/0/0/13 | 10G SFP+ | 10000 | admin-down
NC-DC-023-MMR-SW-03 | Te0/0/0/14 | 10G SFP+ | 10000 | up | Server NIC
NC-DC-023-MMR-SW-03 | Te0/0/0/15 | 10G SFP+ | 10000 | up | Server NIC
NC-DC-023-MMR-SW-03 | Te0/0/0/16 | 10G SFP+ | 10000 | admin-down
NC-DC-023-MMR-SW-03 | Te0/0/0/17 | 10G SFP+ | 10000 | up | Server NIC
NC-DC-023-MMR-SW-03 | Te0/0/0/18 | 10G SFP+ | 10000 | admin-down
NC-DC-023-MMR-SW-03 | Te0/0/0/19 | 10G SFP+ | 10000 | up | Server NIC
NC-DC-023-MMR-SW-03 | Te0/0/0/20 | 10G SFP+ | 10000 | up | Server NIC
NC-DC-023-MMR-SW-03 | Te0/0/0/21 | 10G SFP+ | 10000 | up | Server NIC
NC-DC-023-MMR-SW-03 | Te0/0/0/22 | 10G SFP+ | 10000 | admin-down
NC-DC-023-MMR-SW-03 | Te0/0/0/23 | 10G SFP+ | 10000 | admin-down
NC-DC-023-MMR-SW-03 | Te0/0/0/24 | 10G SFP+ | 10000 | up | Server NIC
NC-DC-023-MMR-SW-03 | Te0/0/0/25 | 10G SFP+ | 10000 | admin-down
NC-DC-023-MMR-SW-03 | Te0/0/0/26 | 10G SFP+ | 10000 | admin-down
NC-DC-023-MMR-SW-03 | Te0/0/0/27 | 10G SFP+ | 10000 | admin-down
NC-DC-023-MMR-SW-03 | Te0/0/0/28 | 10G SFP+ | 10000 | admin-down
NC-DC-023-MMR-SW-03 | Te0/0/0/29 | 10G SFP+ | 10000 | admin-down
NC-DC-023-MMR-SW-03 | Te0/0/0/30 | 10G SFP+ | 10000 | up | Server NIC
NC-DC-023-MMR-SW-03 | Te0/0/0/31 | 10G SFP+ | 10000 | up | Server NIC
NC-DC-023-MMR-SW-03 | Te0/0/0/32 | 10G SFP+ | 10000 | up | Server NIC
NC-DC-023-MMR-SW-03 | Te0/0/0/33 | 10G SFP+ | 10000 | admin-down
NC-DC-023-MMR-SW-03 | Te0/0/0/34 | 10G SFP+ | 10000 | up | Server NIC
NC-DC-023-MMR-SW-03 | Te0/0/0/35 | 10G SFP+ | 10000 | admin-down
NC-DC-023-MMR-SW-03 | Te0/0/0/36 | 10G SFP+ | 10000 | admin-down
NC-DC-023-MMR-SW-03 | Te0/0/0/37 | 10G SFP+ | 10000 | admin-down
NC-DC-023-MMR-SW-03 | Te0/0/0/38 | 10G SFP+ | 10000 | admin-down
NC-DC-023-MMR-SW-03 | Te0/0/0/39 | 10G SFP+ | 10000 | up | Server NIC
NC-DC-023-MMR-SW-03 | Te0/0/0/40 | 10G SFP+ | 10000 | up | Server NIC
NC-DC-023-MMR-SW-03 | Te0/0/0/41 | 10G SFP+ | 10000 | up | Server NIC
NC-DC-023-MMR-SW-03 | Te0/0/0/42 | 10G SFP+ | 10000 | admin-down
NC-DC-023-MMR-SW-03 | Te0/0/0/43 | 10G SFP+ | 10000 | admin-down
NC-DC-023-MMR-SW-03 | Te0/0/0/44 | 10G SFP+ | 10000 | admin-down
NC-DC-023-MMR-SW-03 | Te0/0/0/45 | 10G SFP+ | 10000 | up | Server NIC
NC-DC-023-MMR-SW-03 | Te0/0/0/46 | 10G SFP+ | 10000 | up | Server NIC
NC-DC-023-MMR-SW-03 | Te0/0/0/47 | 10G SFP+ | 10000 | admin-down
NC-DC-023-MMR-SW-03 | Hu0/0/1/0 | 100G QSFP28 | 100000 | up | Uplink to NC-DC-023-AGG-R01 | QSFP28-100G-LR4
NC-DC-023-MMR-SW-03 | Hu0/0/1/1 | 100G QSFP28 | 100000 | up | Uplink to NC-DC-023-AGG-R02 | QSFP28-100G-LR4
NC-DC-023-MMR-SW-03 | Hu0/0/1/2 | 100G QSFP28 | 100000 | admin-down
NC-DC-023-MMR-SW-03 | Hu0/0/1/3 | 100G QSFP28 | 100000 | admin-down
NC-DC-023-MMR-SW-04 | xe-0/0/0 | 10G SFP+ | 10000 | up | Access to NC-DC-023-TOR-003 | SFP-10G-LR
NC-DC-023-MMR-SW-04 | xe-0/0/1 | 10G SFP+ | 10000 | up | Access to NC-DC-023-TOR-004 | SFP-10G-LR
NC-DC-023-MMR-SW-04 | xe-0/0/2 | 10G SFP+ | 10000 | admin-down
NC-DC-023-MMR-SW-04 | xe-0/0/3 | 10G SFP+ | 10000 | up | Server NIC
NC-DC-023-MMR-SW-04 | xe-0/0/4 | 10G SFP+ | 10000 | up | Server NIC
NC-DC-023-MMR-SW-04 | xe-0/0/5 | 10G SFP+ | 10000 | up | Server NIC
NC-DC-023-MMR-SW-04 | xe-0/0/6 | 10G SFP+ | 10000 | up | Server NIC
NC-DC-023-MMR-SW-04 | xe-0/0/7 | 10G SFP+ | 10000 | up | Server NIC
NC-DC-023-MMR-SW-04 | xe-0/0/8 | 10G SFP+ | 10000 | admin-down
NC-DC-023-MMR-SW-04 | xe-0/0/9 | 10G SFP+ | 10000 | admin-down
NC-DC-023-MMR-SW-04 | xe-0/0/10 | 10G SFP+ | 10000 | up | Server NIC
NC-DC-023-MMR-SW-04 | xe-0/0/11 | 10G SFP+ | 10000 | up | Server NIC
NC-DC-023-MMR-SW-04 | xe-0/0/12 | 10G SFP+ | 10000 | up | Server NIC
NC-DC-023-MMR-SW-04 | xe-0/0/13 | 10G SFP+ | 10000 | up | Server NIC
NC-DC-023-MMR-SW-04 | xe-0/0/14 | 10G SFP+ | 10000 | up | Server NIC
NC-DC-023-MMR-SW-04 | xe-0/0/15 | 10G SFP+ | 10000 | up | Server NIC
NC-DC-023-MMR-SW-04 | xe-0/0/16 | 10G SFP+ | 10000 | up | Server NIC
NC-DC-023-MMR-SW-04 | xe-0/0/17 | 10G SFP+ | 10000 | admin-down
NC-DC-023-MMR-SW-04 | xe-0/0/18 | 10G SFP+ | 10000 | up | Server NIC
NC-DC-023-MMR-SW-04 | xe-0/0/19 | 10G SFP+ | 10000 | admin-down
NC-DC-023-MMR-SW-04 | xe-0/0/20 | 10G SFP+ | 10000 | admin-down
NC-DC-023-MMR-SW-04 | xe-0/0/21 | 10G SFP+ | 10000 | up | Server NIC
NC-DC-023-MMR-SW-04 | xe-0/0/22 | 10G SFP+ | 10000 | up | Server NIC
NC-DC-023-MMR-SW-04 | xe-0/0/23 | 10G SFP+ | 10000 | admin-down
NC-DC-023-MMR-SW-04 | xe-0/0/24 | 10G SFP+ | 10000 | admin-down
NC-DC-023-MMR-SW-04 | xe-0/0/25 | 10G SFP+ | 10000 | admin-down
NC-DC-023-MMR-SW-04 | xe-0/0/26 | 10G SFP+ | 10000 | up | Server NIC
NC-DC-023-MMR-SW-04 | xe-0/0/27 | 10G SFP+ | 10000 | up | Server NIC
NC-DC-023-MMR-SW-04 | xe-0/0/28 | 10G SFP+ | 10000 | up | Server NIC
NC-DC-023-MMR-SW-04 | xe-0/0/29 | 10G SFP+ | 10000 | admin-down
NC-DC-023-MMR-SW-04 | xe-0/0/30 | 10G SFP+ | 10000 | admin-down
NC-DC-023-MMR-SW-04 | xe-0/0/31 | 10G SFP+ | 10000 | admin-down
NC-DC-023-MMR-SW-04 | xe-0/0/32 | 10G SFP+ | 10000 | up | Server NIC
NC-DC-023-MMR-SW-04 | xe-0/0/33 | 10G SFP+ | 10000 | up | Server NIC
NC-DC-023-MMR-SW-04 | xe-0/0/34 | 10G SFP+ | 10000 | up | Server NIC
NC-DC-023-MMR-SW-04 | xe-0/0/35 | 10G SFP+ | 10000 | up | Server NIC
NC-DC-023-MMR-SW-04 | xe-0/0/36 | 10G SFP+ | 10000 | up | Server NIC
NC-DC-023-MMR-SW-04 | xe-0/0/37 | 10G SFP+ | 10000 | admin-down
NC-DC-023-MMR-SW-04 | xe-0/0/38 | 10G SFP+ | 10000 | up | Server NIC
NC-DC-023-MMR-SW-04 | xe-0/0/39 | 10G SFP+ | 10000 | up | Server NIC
NC-DC-023-MMR-SW-04 | xe-0/0/40 | 10G SFP+ | 10000 | up | Server NIC
NC-DC-023-MMR-SW-04 | xe-0/0/41 | 10G SFP+ | 10000 | admin-down
NC-DC-023-MMR-SW-04 | xe-0/0/42 | 10G SFP+ | 10000 | up | Server NIC
NC-DC-023-MMR-SW-04 | xe-0/0/43 | 10G SFP+ | 10000 | up | Server NIC
NC-DC-023-MMR-SW-04 | xe-0/0/44 | 10G SFP+ | 10000 | admin-down
NC-DC-023-MMR-SW-04 | xe-0/0/45 | 10G SFP+ | 10000 | up | Server NIC
NC-DC-023-MMR-SW-04 | xe-0/0/46 | 10G SFP+ | 10000 | admin-down
NC-DC-023-MMR-SW-04 | xe-0/0/47 | 10G SFP+ | 10000 | up | Server NIC
NC-DC-023-MMR-SW-04 | et-0/1/0 | 100G QSFP28 | 100000 | up | Uplink to NC-DC-023-AGG-R02 | QSFP28-100G-LR4
NC-DC-023-MMR-SW-04 | et-0/1/1 | 100G QSFP28 | 100000 | up | Uplink to NC-DC-023-AGG-R01 | QSFP28-100G-LR4
NC-DC-023-MMR-SW-04 | et-0/1/2 | 100G QSFP28 | 100000 | admin-down
NC-DC-023-MMR-SW-04 | et-0/1/3 | 100G QSFP28 | 100000 | admin-down
NC-DC-023-MMR-SW-05 | Ethernet1 | 10G SFP+ | 10000 | up | Access to NC-DC-023-TOR-004 | SFP-10G-LR
NC-DC-023-MMR-SW-05 | Ethernet2 | 10G SFP+ | 10000 | up | Access to NC-DC-023-TOR-005 | SFP-10G-LR
NC-DC-023-MMR-SW-05 | Ethernet3 | 10G SFP+ | 10000 | up | Server NIC
NC-DC-023-MMR-SW-05 | Ethernet4 | 10G SFP+ | 10000 | up | Server NIC
NC-DC-023-MMR-SW-05 | Ethernet5 | 10G SFP+ | 10000 | up | Server NIC
NC-DC-023-MMR-SW-05 | Ethernet6 | 10G SFP+ | 10000 | up | Server NIC
NC-DC-023-MMR-SW-05 | Ethernet7 | 10G SFP+ | 10000 | up | Server NIC
NC-DC-023-MMR-SW-05 | Ethernet8 | 10G SFP+ | 10000 | admin-down
NC-DC-023-MMR-SW-05 | Ethernet9 | 10G SFP+ | 10000 | admin-down
NC-DC-023-MMR-SW-05 | Ethernet10 | 10G SFP+ | 10000 | up | Server NIC
NC-DC-023-MMR-SW-05 | Ethernet11 | 10G SFP+ | 10000 | admin-down
NC-DC-023-MMR-SW-05 | Ethernet12 | 10G SFP+ | 10000 | up | Server NIC
NC-DC-023-MMR-SW-05 | Ethernet13 | 10G SFP+ | 10000 | admin-down
NC-DC-023-MMR-SW-05 | Ethernet14 | 10G SFP+ | 10000 | up | Server NIC
NC-DC-023-MMR-SW-05 | Ethernet15 | 10G SFP+ | 10000 | admin-down
NC-DC-023-MMR-SW-05 | Ethernet16 | 10G SFP+ | 10000 | admin-down
NC-DC-023-MMR-SW-05 | Ethernet17 | 10G SFP+ | 10000 | admin-down
NC-DC-023-MMR-SW-05 | Ethernet18 | 10G SFP+ | 10000 | admin-down
NC-DC-023-MMR-SW-05 | Ethernet19 | 10G SFP+ | 10000 | admin-down
NC-DC-023-MMR-SW-05 | Ethernet20 | 10G SFP+ | 10000 | up | Server NIC
NC-DC-023-MMR-SW-05 | Ethernet21 | 10G SFP+ | 10000 | up | Server NIC
NC-DC-023-MMR-SW-05 | Ethernet22 | 10G SFP+ | 10000 | up | Server NIC
NC-DC-023-MMR-SW-05 | Ethernet23 | 10G SFP+ | 10000 | up | Server NIC
NC-DC-023-MMR-SW-05 | Ethernet24 | 10G SFP+ | 10000 | admin-down
NC-DC-023-MMR-SW-05 | Ethernet25 | 10G SFP+ | 10000 | up | Server NIC
NC-DC-023-MMR-SW-05 | Ethernet26 | 10G SFP+ | 10000 | up | Server NIC
NC-DC-023-MMR-SW-05 | Ethernet27 | 10G SFP+ | 10000 | admin-down
NC-DC-023-MMR-SW-05 | Ethernet28 | 10G SFP+ | 10000 | admin-down
NC-DC-023-MMR-SW-05 | Ethernet29 | 10G SFP+ | 10000 | up | Server NIC
NC-DC-023-MMR-SW-05 | Ethernet30 | 10G SFP+ | 10000 | admin-down
NC-DC-023-MMR-SW-05 | Ethernet31 | 10G SFP+ | 10000 | up | Server NIC
NC-DC-023-MMR-SW-05 | Ethernet32 | 10G SFP+ | 10000 | admin-down
NC-DC-023-MMR-SW-05 | Ethernet33 | 10G SFP+ | 10000 | up | Server NIC
NC-DC-023-MMR-SW-05 | Ethernet34 | 10G SFP+ | 10000 | up | Server NIC
NC-DC-023-MMR-SW-05 | Ethernet35 | 10G SFP+ | 10000 | up | Server NIC
NC-DC-023-MMR-SW-05 | Ethernet36 | 10G SFP+ | 10000 | admin-down
NC-DC-023-MMR-SW-05 | Ethernet37 | 10G SFP+ | 10000 | admin-down
NC-DC-023-MMR-SW-05 | Ethernet38 | 10G SFP+ | 10000 | admin-down
NC-DC-023-MMR-SW-05 | Ethernet39 | 10G SFP+ | 10000 | up | Server NIC
NC-DC-023-MMR-SW-05 | Ethernet40 | 10G SFP+ | 10000 | up | Server NIC
NC-DC-023-MMR-SW-05 | Ethernet41 | 10G SFP+ | 10000 | admin-down
NC-DC-023-MMR-SW-05 | Ethernet42 | 10G SFP+ | 10000 | up | Server NIC
NC-DC-023-MMR-SW-05 | Ethernet43 | 10G SFP+ | 10000 | admin-down
NC-DC-023-MMR-SW-05 | Ethernet44 | 10G SFP+ | 10000 | admin-down
NC-DC-023-MMR-SW-05 | Ethernet45 | 10G SFP+ | 10000 | up | Server NIC
NC-DC-023-MMR-SW-05 | Ethernet46 | 10G SFP+ | 10000 | up | Server NIC
NC-DC-023-MMR-SW-05 | Ethernet47 | 10G SFP+ | 10000 | up | Server NIC
NC-DC-023-MMR-SW-05 | Ethernet48 | 10G SFP+ | 10000 | up | Server NIC
NC-DC-023-MMR-SW-05 | Ethernet49/1 | 100G QSFP28 | 100000 | up | Uplink to NC-DC-023-AGG-R01 | QSFP28-100G-LR4
NC-DC-023-MMR-SW-05 | Ethernet49/2 | 100G QSFP28 | 100000 | up | Uplink to NC-DC-023-AGG-R02 | QSFP28-100G-LR4
NC-DC-023-MMR-SW-05 | Ethernet49/3 | 100G QSFP28 | 100000 | admin-down
NC-DC-023-MMR-SW-05 | Ethernet49/4 | 100G QSFP28 | 100000 | admin-down
NC-DC-023-MMR-SW-06 | Te0/0/0/0 | 10G SFP+ | 10000 | up | Access to NC-DC-023-TOR-005 | SFP-10G-LR
NC-DC-023-MMR-SW-06 | Te0/0/0/1 | 10G SFP+ | 10000 | admin-down
NC-DC-023-MMR-SW-06 | Te0/0/0/2 | 10G SFP+ | 10000 | admin-down
NC-DC-023-MMR-SW-06 | Te0/0/0/3 | 10G SFP+ | 10000 | admin-down
NC-DC-023-MMR-SW-06 | Te0/0/0/4 | 10G SFP+ | 10000 | up | Server NIC
NC-DC-023-MMR-SW-06 | Te0/0/0/5 | 10G SFP+ | 10000 | up | Server NIC
NC-DC-023-MMR-SW-06 | Te0/0/0/6 | 10G SFP+ | 10000 | admin-down
NC-DC-023-MMR-SW-06 | Te0/0/0/7 | 10G SFP+ | 10000 | admin-down
NC-DC-023-MMR-SW-06 | Te0/0/0/8 | 10G SFP+ | 10000 | up | Server NIC
NC-DC-023-MMR-SW-06 | Te0/0/0/9 | 10G SFP+ | 10000 | up | Server NIC
NC-DC-023-MMR-SW-06 | Te0/0/0/10 | 10G SFP+ | 10000 | up | Server NIC
NC-DC-023-MMR-SW-06 | Te0/0/0/11 | 10G SFP+ | 10000 | admin-down
NC-DC-023-MMR-SW-06 | Te0/0/0/12 | 10G SFP+ | 10000 | up | Server NIC
NC-DC-023-MMR-SW-06 | Te0/0/0/13 | 10G SFP+ | 10000 | up | Server NIC
NC-DC-023-MMR-SW-06 | Te0/0/0/14 | 10G SFP+ | 10000 | admin-down
NC-DC-023-MMR-SW-06 | Te0/0/0/15 | 10G SFP+ | 10000 | admin-down
NC-DC-023-MMR-SW-06 | Te0/0/0/16 | 10G SFP+ | 10000 | up | Server NIC
NC-DC-023-MMR-SW-06 | Te0/0/0/17 | 10G SFP+ | 10000 | up | Server NIC
NC-DC-023-MMR-SW-06 | Te0/0/0/18 | 10G SFP+ | 10000 | up | Server NIC
NC-DC-023-MMR-SW-06 | Te0/0/0/19 | 10G SFP+ | 10000 | up | Server NIC
NC-DC-023-MMR-SW-06 | Te0/0/0/20 | 10G SFP+ | 10000 | up | Server NIC
NC-DC-023-MMR-SW-06 | Te0/0/0/21 | 10G SFP+ | 10000 | up | Server NIC
NC-DC-023-MMR-SW-06 | Te0/0/0/22 | 10G SFP+ | 10000 | up | Server NIC
NC-DC-023-MMR-SW-06 | Te0/0/0/23 | 10G SFP+ | 10000 | admin-down
NC-DC-023-MMR-SW-06 | Te0/0/0/24 | 10G SFP+ | 10000 | admin-down
NC-DC-023-MMR-SW-06 | Te0/0/0/25 | 10G SFP+ | 10000 | up | Server NIC
NC-DC-023-MMR-SW-06 | Te0/0/0/26 | 10G SFP+ | 10000 | up | Server NIC
NC-DC-023-MMR-SW-06 | Te0/0/0/27 | 10G SFP+ | 10000 | admin-down
NC-DC-023-MMR-SW-06 | Te0/0/0/28 | 10G SFP+ | 10000 | admin-down
NC-DC-023-MMR-SW-06 | Te0/0/0/29 | 10G SFP+ | 10000 | admin-down
NC-DC-023-MMR-SW-06 | Te0/0/0/30 | 10G SFP+ | 10000 | up | Server NIC
NC-DC-023-MMR-SW-06 | Te0/0/0/31 | 10G SFP+ | 10000 | up | Server NIC
NC-DC-023-MMR-SW-06 | Te0/0/0/32 | 10G SFP+ | 10000 | admin-down
NC-DC-023-MMR-SW-06 | Te0/0/0/33 | 10G SFP+ | 10000 | admin-down
NC-DC-023-MMR-SW-06 | Te0/0/0/34 | 10G SFP+ | 10000 | admin-down
NC-DC-023-MMR-SW-06 | Te0/0/0/35 | 10G SFP+ | 10000 | up | Server NIC
NC-DC-023-MMR-SW-06 | Te0/0/0/36 | 10G SFP+ | 10000 | admin-down
NC-DC-023-MMR-SW-06 | Te0/0/0/37 | 10G SFP+ | 10000 | admin-down
NC-DC-023-MMR-SW-06 | Te0/0/0/38 | 10G SFP+ | 10000 | admin-down
NC-DC-023-MMR-SW-06 | Te0/0/0/39 | 10G SFP+ | 10000 | up | Server NIC
NC-DC-023-MMR-SW-06 | Te0/0/0/40 | 10G SFP+ | 10000 | admin-down
NC-DC-023-MMR-SW-06 | Te0/0/0/41 | 10G SFP+ | 10000 | up | Server NIC
NC-DC-023-MMR-SW-06 | Te0/0/0/42 | 10G SFP+ | 10000 | admin-down
NC-DC-023-MMR-SW-06 | Te0/0/0/43 | 10G SFP+ | 10000 | up | Server NIC
NC-DC-023-MMR-SW-06 | Te0/0/0/44 | 10G SFP+ | 10000 | admin-down
NC-DC-023-MMR-SW-06 | Te0/0/0/45 | 10G SFP+ | 10000 | admin-down
NC-DC-023-MMR-SW-06 | Te0/0/0/46 | 10G SFP+ | 10000 | up | Server NIC
NC-DC-023-MMR-SW-06 | Te0/0/0/47 | 10G SFP+ | 10000 | admin-down
NC-DC-023-MMR-SW-06 | Hu0/0/1/0 | 100G QSFP28 | 100000 | up | Uplink to NC-DC-023-AGG-R02 | QSFP28-100G-LR4
NC-DC-023-MMR-SW-06 | Hu0/0/1/1 | 100G QSFP28 | 100000 | up | Uplink to NC-DC-023-AGG-R01 | QSFP28-100G-LR4
NC-DC-023-MMR-SW-06 | Hu0/0/1/2 | 100G QSFP28 | 100000 | admin-down
NC-DC-023-MMR-SW-06 | Hu0/0/1/3 | 100G QSFP28 | 100000 | admin-down
NC-DC-023-MMR-SW-07 | Ethernet1 | 10G SFP+ | 10000 | up | Server NIC
NC-DC-023-MMR-SW-07 | Ethernet2 | 10G SFP+ | 10000 | up | Server NIC
NC-DC-023-MMR-SW-07 | Ethernet3 | 10G SFP+ | 10000 | admin-down
NC-DC-023-MMR-SW-07 | Ethernet4 | 10G SFP+ | 10000 | up | Server NIC
NC-DC-023-MMR-SW-07 | Ethernet5 | 10G SFP+ | 10000 | up | Server NIC
NC-DC-023-MMR-SW-07 | Ethernet6 | 10G SFP+ | 10000 | admin-down
NC-DC-023-MMR-SW-07 | Ethernet7 | 10G SFP+ | 10000 | reserved
NC-DC-023-MMR-SW-07 | Ethernet8 | 10G SFP+ | 10000 | up | Server NIC
NC-DC-023-MMR-SW-07 | Ethernet9 | 10G SFP+ | 10000 | up | Server NIC
NC-DC-023-MMR-SW-07 | Ethernet10 | 10G SFP+ | 10000 | admin-down
NC-DC-023-MMR-SW-07 | Ethernet11 | 10G SFP+ | 10000 | up | Server NIC
NC-DC-023-MMR-SW-07 | Ethernet12 | 10G SFP+ | 10000 | admin-down
NC-DC-023-MMR-SW-07 | Ethernet13 | 10G SFP+ | 10000 | admin-down
NC-DC-023-MMR-SW-07 | Ethernet14 | 10G SFP+ | 10000 | up | Server NIC
NC-DC-023-MMR-SW-07 | Ethernet15 | 10G SFP+ | 10000 | admin-down
NC-DC-023-MMR-SW-07 | Ethernet16 | 10G SFP+ | 10000 | up | Server NIC
NC-DC-023-MMR-SW-07 | Ethernet17 | 10G SFP+ | 10000 | up | Server NIC
NC-DC-023-MMR-SW-07 | Ethernet18 | 10G SFP+ | 10000 | admin-down
NC-DC-023-MMR-SW-07 | Ethernet19 | 10G SFP+ | 10000 | up | Server NIC
NC-DC-023-MMR-SW-07 | Ethernet20 | 10G SFP+ | 10000 | up | Server NIC
NC-DC-023-MMR-SW-07 | Ethernet21 | 10G SFP+ | 10000 | admin-down
NC-DC-023-MMR-SW-07 | Ethernet22 | 10G SFP+ | 10000 | admin-down
NC-DC-023-MMR-SW-07 | Ethernet23 | 10G SFP+ | 10000 | admin-down
NC-DC-023-MMR-SW-07 | Ethernet24 | 10G SFP+ | 10000 | up | Server NIC
NC-DC-023-MMR-SW-07 | Ethernet25 | 10G SFP+ | 10000 | up | Server NIC
NC-DC-023-MMR-SW-07 | Ethernet26 | 10G SFP+ | 10000 | admin-down
NC-DC-023-MMR-SW-07 | Ethernet27 | 10G SFP+ | 10000 | admin-down
NC-DC-023-MMR-SW-07 | Ethernet28 | 10G SFP+ | 10000 | admin-down
NC-DC-023-MMR-SW-07 | Ethernet29 | 10G SFP+ | 10000 | admin-down
NC-DC-023-MMR-SW-07 | Ethernet30 | 10G SFP+ | 10000 | up | Server NIC
NC-DC-023-MMR-SW-07 | Ethernet31 | 10G SFP+ | 10000 | up | Server NIC
NC-DC-023-MMR-SW-07 | Ethernet32 | 10G SFP+ | 10000 | admin-down
NC-DC-023-MMR-SW-07 | Ethernet33 | 10G SFP+ | 10000 | up | Server NIC
NC-DC-023-MMR-SW-07 | Ethernet34 | 10G SFP+ | 10000 | up | Server NIC
NC-DC-023-MMR-SW-07 | Ethernet35 | 10G SFP+ | 10000 | admin-down
NC-DC-023-MMR-SW-07 | Ethernet36 | 10G SFP+ | 10000 | up | Server NIC
NC-DC-023-MMR-SW-07 | Ethernet37 | 10G SFP+ | 10000 | admin-down
NC-DC-023-MMR-SW-07 | Ethernet38 | 10G SFP+ | 10000 | up | Server NIC
NC-DC-023-MMR-SW-07 | Ethernet39 | 10G SFP+ | 10000 | admin-down
NC-DC-023-MMR-SW-07 | Ethernet40 | 10G SFP+ | 10000 | admin-down
NC-DC-023-MMR-SW-07 | Ethernet41 | 10G SFP+ | 10000 | up | Server NIC
NC-DC-023-MMR-SW-07 | Ethernet42 | 10G SFP+ | 10000 | up | Server NIC
NC-DC-023-MMR-SW-07 | Ethernet43 | 10G SFP+ | 10000 | up | Server NIC
NC-DC-023-MMR-SW-07 | Ethernet44 | 10G SFP+ | 10000 | up | Server NIC
NC-DC-023-MMR-SW-07 | Ethernet45 | 10G SFP+ | 10000 | admin-down
NC-DC-023-MMR-SW-07 | Ethernet46 | 10G SFP+ | 10000 | admin-down
NC-DC-023-MMR-SW-07 | Ethernet47 | 10G SFP+ | 10000 | up | Server NIC
NC-DC-023-MMR-SW-07 | Ethernet48 | 10G SFP+ | 10000 | admin-down
NC-DC-023-MMR-SW-07 | Ethernet49/1 | 100G QSFP28 | 100000 | up | Uplink to NC-DC-023-AGG-R01 | QSFP28-100G-LR4
NC-DC-023-MMR-SW-07 | Ethernet49/2 | 100G QSFP28 | 100000 | up | Uplink to NC-DC-023-AGG-R02 | QSFP28-100G-LR4
NC-DC-023-MMR-SW-07 | Ethernet49/3 | 100G QSFP28 | 100000 | admin-down
NC-DC-023-MMR-SW-07 | Ethernet49/4 | 100G QSFP28 | 100000 | admin-down
NC-DC-023-TOR-001 | Ethernet1 | 10G SFP+ | 10000 | up | Access to NC-DC-023-MMR-SW-01 | SFP-10G-LR
NC-DC-023-TOR-001 | Ethernet2 | 10G SFP+ | 10000 | up | Access to NC-DC-023-MMR-SW-02 | SFP-10G-LR
NC-DC-023-TOR-001 | Ethernet3 | 10G SFP+ | 10000 | admin-down
NC-DC-023-TOR-001 | Ethernet4 | 10G SFP+ | 10000 | reserved
NC-DC-023-TOR-001 | Ethernet5 | 10G SFP+ | 10000 | admin-down
NC-DC-023-TOR-001 | Ethernet6 | 10G SFP+ | 10000 | up | Server NIC
NC-DC-023-TOR-001 | Ethernet7 | 10G SFP+ | 10000 | up | Server NIC
NC-DC-023-TOR-001 | Ethernet8 | 10G SFP+ | 10000 | up | Server NIC
NC-DC-023-TOR-001 | Ethernet9 | 10G SFP+ | 10000 | admin-down
NC-DC-023-TOR-001 | Ethernet10 | 10G SFP+ | 10000 | up | Server NIC
NC-DC-023-TOR-001 | Ethernet11 | 10G SFP+ | 10000 | up | Server NIC
NC-DC-023-TOR-001 | Ethernet12 | 10G SFP+ | 10000 | up | Server NIC
NC-DC-023-TOR-001 | Ethernet13 | 10G SFP+ | 10000 | admin-down
NC-DC-023-TOR-001 | Ethernet14 | 10G SFP+ | 10000 | up | Server NIC
NC-DC-023-TOR-001 | Ethernet15 | 10G SFP+ | 10000 | up | Server NIC
NC-DC-023-TOR-001 | Ethernet16 | 10G SFP+ | 10000 | up | Server NIC
NC-DC-023-TOR-001 | Ethernet17 | 10G SFP+ | 10000 | up | Server NIC
NC-DC-023-TOR-001 | Ethernet18 | 10G SFP+ | 10000 | up | Server NIC
NC-DC-023-TOR-001 | Ethernet19 | 10G SFP+ | 10000 | admin-down
NC-DC-023-TOR-001 | Ethernet20 | 10G SFP+ | 10000 | up | Server NIC
NC-DC-023-TOR-001 | Ethernet21 | 10G SFP+ | 10000 | admin-down
NC-DC-023-TOR-001 | Ethernet22 | 10G SFP+ | 10000 | admin-down
NC-DC-023-TOR-001 | Ethernet23 | 10G SFP+ | 10000 | up | Server NIC
NC-DC-023-TOR-001 | Ethernet24 | 10G SFP+ | 10000 | admin-down
NC-DC-023-TOR-001 | Ethernet49/1 | 100G QSFP28 | 100000 | admin-down
NC-DC-023-TOR-001 | Ethernet49/2 | 100G QSFP28 | 100000 | admin-down
NC-DC-023-TOR-002 | Te0/0/0/0 | 10G SFP+ | 10000 | up | Access to NC-DC-023-MMR-SW-02 | SFP-10G-LR
NC-DC-023-TOR-002 | Te0/0/0/1 | 10G SFP+ | 10000 | up | Access to NC-DC-023-MMR-SW-03 | SFP-10G-LR
NC-DC-023-TOR-002 | Te0/0/0/2 | 10G SFP+ | 10000 | up | Server NIC
NC-DC-023-TOR-002 | Te0/0/0/3 | 10G SFP+ | 10000 | up | Server NIC
NC-DC-023-TOR-002 | Te0/0/0/4 | 10G SFP+ | 10000 | admin-down
NC-DC-023-TOR-002 | Te0/0/0/5 | 10G SFP+ | 10000 | admin-down
NC-DC-023-TOR-002 | Te0/0/0/6 | 10G SFP+ | 10000 | up | Server NIC
NC-DC-023-TOR-002 | Te0/0/0/7 | 10G SFP+ | 10000 | up | Server NIC
NC-DC-023-TOR-002 | Te0/0/0/8 | 10G SFP+ | 10000 | admin-down
NC-DC-023-TOR-002 | Te0/0/0/9 | 10G SFP+ | 10000 | admin-down
NC-DC-023-TOR-002 | Te0/0/0/10 | 10G SFP+ | 10000 | admin-down
NC-DC-023-TOR-002 | Te0/0/0/11 | 10G SFP+ | 10000 | admin-down
NC-DC-023-TOR-002 | Te0/0/0/12 | 10G SFP+ | 10000 | up | Server NIC
NC-DC-023-TOR-002 | Te0/0/0/13 | 10G SFP+ | 10000 | up | Server NIC
NC-DC-023-TOR-002 | Te0/0/0/14 | 10G SFP+ | 10000 | admin-down
NC-DC-023-TOR-002 | Te0/0/0/15 | 10G SFP+ | 10000 | up | Server NIC
NC-DC-023-TOR-002 | Te0/0/0/16 | 10G SFP+ | 10000 | up | Server NIC
NC-DC-023-TOR-002 | Te0/0/0/17 | 10G SFP+ | 10000 | up | Server NIC
NC-DC-023-TOR-002 | Te0/0/0/18 | 10G SFP+ | 10000 | admin-down
NC-DC-023-TOR-002 | Te0/0/0/19 | 10G SFP+ | 10000 | up | Server NIC
NC-DC-023-TOR-002 | Te0/0/0/20 | 10G SFP+ | 10000 | admin-down
NC-DC-023-TOR-002 | Te0/0/0/21 | 10G SFP+ | 10000 | up | Server NIC
NC-DC-023-TOR-002 | Te0/0/0/22 | 10G SFP+ | 10000 | up | Server NIC
NC-DC-023-TOR-002 | Te0/0/0/23 | 10G SFP+ | 10000 | up | Server NIC
NC-DC-023-TOR-002 | Hu0/0/1/0 | 100G QSFP28 | 100000 | admin-down
NC-DC-023-TOR-002 | Hu0/0/1/1 | 100G QSFP28 | 100000 | admin-down
NC-DC-023-TOR-003 | Ethernet1 | 10G SFP+ | 10000 | up | Access to NC-DC-023-MMR-SW-03 | SFP-10G-LR
NC-DC-023-TOR-003 | Ethernet2 | 10G SFP+ | 10000 | up | Access to NC-DC-023-MMR-SW-04 | SFP-10G-LR
NC-DC-023-TOR-003 | Ethernet3 | 10G SFP+ | 10000 | admin-down
NC-DC-023-TOR-003 | Ethernet4 | 10G SFP+ | 10000 | up | Server NIC
NC-DC-023-TOR-003 | Ethernet5 | 10G SFP+ | 10000 | admin-down
NC-DC-023-TOR-003 | Ethernet6 | 10G SFP+ | 10000 | up | Server NIC
NC-DC-023-TOR-003 | Ethernet7 | 10G SFP+ | 10000 | admin-down
NC-DC-023-TOR-003 | Ethernet8 | 10G SFP+ | 10000 | up | Server NIC
NC-DC-023-TOR-003 | Ethernet9 | 10G SFP+ | 10000 | up | Server NIC
NC-DC-023-TOR-003 | Ethernet10 | 10G SFP+ | 10000 | admin-down
NC-DC-023-TOR-003 | Ethernet11 | 10G SFP+ | 10000 | up | Server NIC
NC-DC-023-TOR-003 | Ethernet12 | 10G SFP+ | 10000 | up | Server NIC
NC-DC-023-TOR-003 | Ethernet13 | 10G SFP+ | 10000 | up | Server NIC
NC-DC-023-TOR-003 | Ethernet14 | 10G SFP+ | 10000 | admin-down
NC-DC-023-TOR-003 | Ethernet15 | 10G SFP+ | 10000 | up | Server NIC
NC-DC-023-TOR-003 | Ethernet16 | 10G SFP+ | 10000 | up | Server NIC
NC-DC-023-TOR-003 | Ethernet17 | 10G SFP+ | 10000 | admin-down
NC-DC-023-TOR-003 | Ethernet18 | 10G SFP+ | 10000 | admin-down
NC-DC-023-TOR-003 | Ethernet19 | 10G SFP+ | 10000 | up | Server NIC
NC-DC-023-TOR-003 | Ethernet20 | 10G SFP+ | 10000 | up | Server NIC
NC-DC-023-TOR-003 | Ethernet21 | 10G SFP+ | 10000 | up | Server NIC
NC-DC-023-TOR-003 | Ethernet22 | 10G SFP+ | 10000 | up | Server NIC
NC-DC-023-TOR-003 | Ethernet23 | 10G SFP+ | 10000 | up | Server NIC
NC-DC-023-TOR-003 | Ethernet24 | 10G SFP+ | 10000 | up | Server NIC
NC-DC-023-TOR-003 | Ethernet49/1 | 100G QSFP28 | 100000 | admin-down
NC-DC-023-TOR-003 | Ethernet49/2 | 100G QSFP28 | 100000 | admin-down
NC-DC-023-TOR-004 | Ethernet1 | 10G SFP+ | 10000 | up | Access to NC-DC-023-MMR-SW-04 | SFP-10G-LR
NC-DC-023-TOR-004 | Ethernet2 | 10G SFP+ | 10000 | up | Access to NC-DC-023-MMR-SW-05 | SFP-10G-LR
NC-DC-023-TOR-004 | Ethernet3 | 10G SFP+ | 10000 | up | Server NIC
NC-DC-023-TOR-004 | Ethernet4 | 10G SFP+ | 10000 | up | Server NIC
NC-DC-023-TOR-004 | Ethernet5 | 10G SFP+ | 10000 | admin-down
NC-DC-023-TOR-004 | Ethernet6 | 10G SFP+ | 10000 | admin-down
NC-DC-023-TOR-004 | Ethernet7 | 10G SFP+ | 10000 | up | Server NIC
NC-DC-023-TOR-004 | Ethernet8 | 10G SFP+ | 10000 | up | Server NIC
NC-DC-023-TOR-004 | Ethernet9 | 10G SFP+ | 10000 | up | Server NIC
NC-DC-023-TOR-004 | Ethernet10 | 10G SFP+ | 10000 | up | Server NIC
NC-DC-023-TOR-004 | Ethernet11 | 10G SFP+ | 10000 | up | Server NIC
NC-DC-023-TOR-004 | Ethernet12 | 10G SFP+ | 10000 | admin-down
NC-DC-023-TOR-004 | Ethernet13 | 10G SFP+ | 10000 | up | Server NIC
NC-DC-023-TOR-004 | Ethernet14 | 10G SFP+ | 10000 | up | Server NIC
NC-DC-023-TOR-004 | Ethernet15 | 10G SFP+ | 10000 | up | Server NIC
NC-DC-023-TOR-004 | Ethernet16 | 10G SFP+ | 10000 | admin-down
NC-DC-023-TOR-004 | Ethernet17 | 10G SFP+ | 10000 | admin-down
NC-DC-023-TOR-004 | Ethernet18 | 10G SFP+ | 10000 | up | Server NIC
NC-DC-023-TOR-004 | Ethernet19 | 10G SFP+ | 10000 | admin-down
NC-DC-023-TOR-004 | Ethernet20 | 10G SFP+ | 10000 | up | Server NIC
NC-DC-023-TOR-004 | Ethernet21 | 10G SFP+ | 10000 | up | Server NIC
NC-DC-023-TOR-004 | Ethernet22 | 10G SFP+ | 10000 | up | Server NIC
NC-DC-023-TOR-004 | Ethernet23 | 10G SFP+ | 10000 | reserved
NC-DC-023-TOR-004 | Ethernet24 | 10G SFP+ | 10000 | admin-down
NC-DC-023-TOR-004 | Ethernet49/1 | 100G QSFP28 | 100000 | admin-down
NC-DC-023-TOR-004 | Ethernet49/2 | 100G QSFP28 | 100000 | admin-down
NC-DC-023-TOR-005 | Te0/0/0/0 | 10G SFP+ | 10000 | up | Access to NC-DC-023-MMR-SW-05 | SFP-10G-LR
NC-DC-023-TOR-005 | Te0/0/0/1 | 10G SFP+ | 10000 | up | Access to NC-DC-023-MMR-SW-06 | SFP-10G-LR
NC-DC-023-TOR-005 | Te0/0/0/2 | 10G SFP+ | 10000 | up | Server NIC
NC-DC-023-TOR-005 | Te0/0/0/3 | 10G SFP+ | 10000 | admin-down
NC-DC-023-TOR-005 | Te0/0/0/4 | 10G SFP+ | 10000 | up | Server NIC
NC-DC-023-TOR-005 | Te0/0/0/5 | 10G SFP+ | 10000 | up | Server NIC
NC-DC-023-TOR-005 | Te0/0/0/6 | 10G SFP+ | 10000 | up | Server NIC
NC-DC-023-TOR-005 | Te0/0/0/7 | 10G SFP+ | 10000 | up | Server NIC
NC-DC-023-TOR-005 | Te0/0/0/8 | 10G SFP+ | 10000 | up | Server NIC
NC-DC-023-TOR-005 | Te0/0/0/9 | 10G SFP+ | 10000 | up | Server NIC
NC-DC-023-TOR-005 | Te0/0/0/10 | 10G SFP+ | 10000 | up | Server NIC
NC-DC-023-TOR-005 | Te0/0/0/11 | 10G SFP+ | 10000 | up | Server NIC
NC-DC-023-TOR-005 | Te0/0/0/12 | 10G SFP+ | 10000 | up | Server NIC
NC-DC-023-TOR-005 | Te0/0/0/13 | 10G SFP+ | 10000 | admin-down
NC-DC-023-TOR-005 | Te0/0/0/14 | 10G SFP+ | 10000 | up | Server NIC
NC-DC-023-TOR-005 | Te0/0/0/15 | 10G SFP+ | 10000 | up | Server NIC
NC-DC-023-TOR-005 | Te0/0/0/16 | 10G SFP+ | 10000 | admin-down
NC-DC-023-TOR-005 | Te0/0/0/17 | 10G SFP+ | 10000 | up | Server NIC
NC-DC-023-TOR-005 | Te0/0/0/18 | 10G SFP+ | 10000 | admin-down
NC-DC-023-TOR-005 | Te0/0/0/19 | 10G SFP+ | 10000 | up | Server NIC
NC-DC-023-TOR-005 | Te0/0/0/20 | 10G SFP+ | 10000 | up | Server NIC
NC-DC-023-TOR-005 | Te0/0/0/21 | 10G SFP+ | 10000 | up | Server NIC
NC-DC-023-TOR-005 | Te0/0/0/22 | 10G SFP+ | 10000 | up | Server NIC
NC-DC-023-TOR-005 | Te0/0/0/23 | 10G SFP+ | 10000 | up | Server NIC
NC-DC-023-TOR-005 | Hu0/0/1/0 | 100G QSFP28 | 100000 | admin-down
NC-DC-023-TOR-005 | Hu0/0/1/1 | 100G QSFP28 | 100000 | admin-down
WA-DC-024-PE-T4-01 | xe-0/0/0 | 10G SFP+ | 10000 | admin-down
WA-DC-024-PE-T4-01 | xe-0/0/1 | 10G SFP+ | 10000 | up | Backhaul to NJ-DC-012 | SFP-10G-LR
WA-DC-024-PE-T4-01 | xe-0/0/2 | 10G SFP+ | 10000 | up | Backhaul to VA-DC-002 | SFP-10G-LR
WA-DC-024-PE-T4-01 | xe-0/0/3 | 10G SFP+ | 10000 | up | Backhaul to CA-DC-020 | SFP-10G-LR
WA-DC-024-PE-T4-01 | xe-0/0/4 | 10G SFP+ | 10000 | up | Backhaul to IL-DC-009 | SFP-10G-LR
WA-DC-024-PE-T4-01 | xe-0/0/5 | 10G SFP+ | 10000 | up | Backhaul to OR-DC-014 | SFP-10G-LR
WA-DC-024-PE-T4-01 | xe-0/0/6 | 10G SFP+ | 10000 | up | Uplink to WA-DC-024-AGG-R01 | SFP-10G-LR
WA-DC-024-PE-T4-01 | xe-0/0/7 | 10G SFP+ | 10000 | admin-down
WA-DC-024-PE-T4-01 | xe-0/0/8 | 10G SFP+ | 10000 | admin-down
WA-DC-024-PE-T4-01 | xe-0/0/9 | 10G SFP+ | 10000 | admin-down
WA-DC-024-PE-T4-01 | xe-0/0/10 | 10G SFP+ | 10000 | reserved
WA-DC-024-PE-T4-01 | xe-0/0/11 | 10G SFP+ | 10000 | reserved
WA-DC-024-PE-T4-01 | et-0/1/0 | 100G QSFP28 | 100000 | up | Fabric to WA-DC-024-PE-T4-02 | QSFP28-100G-LR4
WA-DC-024-PE-T4-01 | et-0/1/1 | 100G QSFP28 | 100000 | up | Fabric to WA-DC-024-PE-T4-03 | QSFP28-100G-LR4
WA-DC-024-PE-T4-01 | et-0/1/2 | 100G QSFP28 | 100000 | up | Fabric to WA-DC-024-PE-T4-04 | QSFP28-100G-LR4
WA-DC-024-PE-T4-01 | et-0/1/3 | 100G QSFP28 | 100000 | admin-down
WA-DC-024-PE-T4-01 | ge-0/2/0 | 1G copper | 1000 | admin-down
WA-DC-024-PE-T4-01 | ge-0/2/1 | 1G copper | 1000 | admin-down
WA-DC-024-PE-T4-01 | ge-0/2/2 | 1G copper | 1000 | reserved
WA-DC-024-PE-T4-01 | ge-0/2/3 | 1G copper | 1000 | reserved
WA-DC-024-PE-T4-01 | ge-0/2/4 | 1G copper | 1000 | admin-down
WA-DC-024-PE-T4-01 | ge-0/2/5 | 1G copper | 1000 | admin-down
WA-DC-024-PE-T4-01 | ge-0/2/6 | 1G copper | 1000 | reserved
WA-DC-024-PE-T4-01 | ge-0/2/7 | 1G copper | 1000 | admin-down
WA-DC-024-PE-T4-01 | ge-0/2/8 | 1G copper | 1000 | admin-down
WA-DC-024-PE-T4-01 | ge-0/2/9 | 1G copper | 1000 | reserved
WA-DC-024-PE-T4-01 | ge-0/2/10 | 1G copper | 1000 | admin-down
WA-DC-024-PE-T4-01 | ge-0/2/11 | 1G copper | 1000 | admin-down
WA-DC-024-PE-T4-01 | ge-0/2/12 | 1G copper | 1000 | admin-down
WA-DC-024-PE-T4-01 | ge-0/2/13 | 1G copper | 1000 | admin-down
WA-DC-024-PE-T4-01 | ge-0/2/14 | 1G copper | 1000 | admin-down
WA-DC-024-PE-T4-01 | ge-0/2/15 | 1G copper | 1000 | admin-down
WA-DC-024-PE-T4-02 | xe-0/0/0 | 10G SFP+ | 10000 | admin-down
WA-DC-024-PE-T4-02 | xe-0/0/1 | 10G SFP+ | 10000 | up | Backhaul to OR-DC-014 | SFP-10G-LR
WA-DC-024-PE-T4-02 | xe-0/0/2 | 10G SFP+ | 10000 | up | Backhaul to AZ-DC-010 | SFP-10G-LR
WA-DC-024-PE-T4-02 | xe-0/0/3 | 10G SFP+ | 10000 | up | Backhaul to OH-DC-017 | SFP-10G-LR
WA-DC-024-PE-T4-02 | xe-0/0/4 | 10G SFP+ | 10000 | up | Backhaul to TX-DC-006 | SFP-10G-LR
WA-DC-024-PE-T4-02 | xe-0/0/5 | 10G SFP+ | 10000 | up | Backhaul to VA-DC-003 | SFP-10G-LR
WA-DC-024-PE-T4-02 | xe-0/0/6 | 10G SFP+ | 10000 | up | Uplink to WA-DC-024-AGG-R01 | SFP-10G-LR
WA-DC-024-PE-T4-02 | xe-0/0/7 | 10G SFP+ | 10000 | up | Uplink to WA-DC-024-AGG-R02 | SFP-10G-LR
WA-DC-024-PE-T4-02 | xe-0/0/8 | 10G SFP+ | 10000 | admin-down
WA-DC-024-PE-T4-02 | xe-0/0/9 | 10G SFP+ | 10000 | admin-down
WA-DC-024-PE-T4-02 | xe-0/0/10 | 10G SFP+ | 10000 | admin-down
WA-DC-024-PE-T4-02 | xe-0/0/11 | 10G SFP+ | 10000 | admin-down
WA-DC-024-PE-T4-02 | et-0/1/0 | 100G QSFP28 | 100000 | up | Fabric to WA-DC-024-PE-T4-01 | QSFP28-100G-LR4
WA-DC-024-PE-T4-02 | et-0/1/1 | 100G QSFP28 | 100000 | up | Fabric to WA-DC-024-PE-T4-03 | QSFP28-100G-LR4
WA-DC-024-PE-T4-02 | et-0/1/2 | 100G QSFP28 | 100000 | up | Fabric to WA-DC-024-PE-T4-04 | QSFP28-100G-LR4
WA-DC-024-PE-T4-02 | et-0/1/3 | 100G QSFP28 | 100000 | admin-down
WA-DC-024-PE-T4-02 | ge-0/2/0 | 1G copper | 1000 | admin-down
WA-DC-024-PE-T4-02 | ge-0/2/1 | 1G copper | 1000 | admin-down
WA-DC-024-PE-T4-02 | ge-0/2/2 | 1G copper | 1000 | admin-down
WA-DC-024-PE-T4-02 | ge-0/2/3 | 1G copper | 1000 | admin-down
WA-DC-024-PE-T4-02 | ge-0/2/4 | 1G copper | 1000 | admin-down
WA-DC-024-PE-T4-02 | ge-0/2/5 | 1G copper | 1000 | admin-down
WA-DC-024-PE-T4-02 | ge-0/2/6 | 1G copper | 1000 | admin-down
WA-DC-024-PE-T4-02 | ge-0/2/7 | 1G copper | 1000 | reserved
WA-DC-024-PE-T4-02 | ge-0/2/8 | 1G copper | 1000 | admin-down
WA-DC-024-PE-T4-02 | ge-0/2/9 | 1G copper | 1000 | admin-down
WA-DC-024-PE-T4-02 | ge-0/2/10 | 1G copper | 1000 | admin-down
WA-DC-024-PE-T4-02 | ge-0/2/11 | 1G copper | 1000 | admin-down
WA-DC-024-PE-T4-02 | ge-0/2/12 | 1G copper | 1000 | admin-down
WA-DC-024-PE-T4-02 | ge-0/2/13 | 1G copper | 1000 | admin-down
WA-DC-024-PE-T4-02 | ge-0/2/14 | 1G copper | 1000 | admin-down
WA-DC-024-PE-T4-02 | ge-0/2/15 | 1G copper | 1000 | admin-down
WA-DC-024-PE-T4-03 | Te0/0/0/0 | 10G SFP+ | 10000 | admin-down
WA-DC-024-PE-T4-03 | Te0/0/0/1 | 10G SFP+ | 10000 | up | Backhaul to TX-DC-005 | SFP-10G-LR
WA-DC-024-PE-T4-03 | Te0/0/0/2 | 10G SFP+ | 10000 | up | Backhaul to VA-DC-002 | SFP-10G-LR
WA-DC-024-PE-T4-03 | Te0/0/0/3 | 10G SFP+ | 10000 | up | Backhaul to TX-DC-022 | SFP-10G-LR
WA-DC-024-PE-T4-03 | Te0/0/0/4 | 10G SFP+ | 10000 | up | Backhaul to IL-DC-009 | SFP-10G-LR
WA-DC-024-PE-T4-03 | Te0/0/0/5 | 10G SFP+ | 10000 | up | Backhaul to VA-DC-004 | SFP-10G-LR
WA-DC-024-PE-T4-03 | Te0/0/0/6 | 10G SFP+ | 10000 | up | Uplink to WA-DC-024-AGG-R02 | SFP-10G-LR
WA-DC-024-PE-T4-03 | Te0/0/0/7 | 10G SFP+ | 10000 | admin-down
WA-DC-024-PE-T4-03 | Te0/0/0/8 | 10G SFP+ | 10000 | admin-down
WA-DC-024-PE-T4-03 | Te0/0/0/9 | 10G SFP+ | 10000 | admin-down
WA-DC-024-PE-T4-03 | Te0/0/0/10 | 10G SFP+ | 10000 | admin-down
WA-DC-024-PE-T4-03 | Te0/0/0/11 | 10G SFP+ | 10000 | admin-down
WA-DC-024-PE-T4-03 | Hu0/0/1/0 | 100G QSFP28 | 100000 | up | Fabric to WA-DC-024-PE-T4-01 | QSFP28-100G-LR4
WA-DC-024-PE-T4-03 | Hu0/0/1/1 | 100G QSFP28 | 100000 | up | Fabric to WA-DC-024-PE-T4-02 | QSFP28-100G-LR4
WA-DC-024-PE-T4-03 | Hu0/0/1/2 | 100G QSFP28 | 100000 | up | Fabric to WA-DC-024-PE-T4-04 | QSFP28-100G-LR4
WA-DC-024-PE-T4-03 | Hu0/0/1/3 | 100G QSFP28 | 100000 | admin-down
WA-DC-024-PE-T4-03 | Gi0/0/2/0 | 1G copper | 1000 | admin-down
WA-DC-024-PE-T4-03 | Gi0/0/2/1 | 1G copper | 1000 | admin-down
WA-DC-024-PE-T4-03 | Gi0/0/2/2 | 1G copper | 1000 | admin-down
WA-DC-024-PE-T4-03 | Gi0/0/2/3 | 1G copper | 1000 | admin-down
WA-DC-024-PE-T4-03 | Gi0/0/2/4 | 1G copper | 1000 | admin-down
WA-DC-024-PE-T4-03 | Gi0/0/2/5 | 1G copper | 1000 | admin-down
WA-DC-024-PE-T4-03 | Gi0/0/2/6 | 1G copper | 1000 | admin-down
WA-DC-024-PE-T4-03 | Gi0/0/2/7 | 1G copper | 1000 | admin-down
WA-DC-024-PE-T4-03 | Gi0/0/2/8 | 1G copper | 1000 | admin-down
WA-DC-024-PE-T4-03 | Gi0/0/2/9 | 1G copper | 1000 | admin-down
WA-DC-024-PE-T4-03 | Gi0/0/2/10 | 1G copper | 1000 | admin-down
WA-DC-024-PE-T4-03 | Gi0/0/2/11 | 1G copper | 1000 | admin-down
WA-DC-024-PE-T4-03 | Gi0/0/2/12 | 1G copper | 1000 | admin-down
WA-DC-024-PE-T4-03 | Gi0/0/2/13 | 1G copper | 1000 | admin-down
WA-DC-024-PE-T4-03 | Gi0/0/2/14 | 1G copper | 1000 | admin-down
WA-DC-024-PE-T4-03 | Gi0/0/2/15 | 1G copper | 1000 | admin-down
WA-DC-024-PE-T4-04 | Te0/0/0/0 | 10G SFP+ | 10000 | admin-down
WA-DC-024-PE-T4-04 | Te0/0/0/1 | 10G SFP+ | 10000 | up | Backhaul to CA-DC-008 | SFP-10G-LR
WA-DC-024-PE-T4-04 | Te0/0/0/2 | 10G SFP+ | 10000 | up | Backhaul to VA-DC-001 | SFP-10G-LR
WA-DC-024-PE-T4-04 | Te0/0/0/3 | 10G SFP+ | 10000 | up | Backhaul to AZ-DC-010 | SFP-10G-LR
WA-DC-024-PE-T4-04 | Te0/0/0/4 | 10G SFP+ | 10000 | up | Backhaul to CA-DC-020 | SFP-10G-LR
WA-DC-024-PE-T4-04 | Te0/0/0/5 | 10G SFP+ | 10000 | up | Backhaul to AZ-DC-010 | SFP-10G-LR
WA-DC-024-PE-T4-04 | Te0/0/0/6 | 10G SFP+ | 10000 | admin-down
WA-DC-024-PE-T4-04 | Te0/0/0/7 | 10G SFP+ | 10000 | reserved
WA-DC-024-PE-T4-04 | Te0/0/0/8 | 10G SFP+ | 10000 | admin-down
WA-DC-024-PE-T4-04 | Te0/0/0/9 | 10G SFP+ | 10000 | admin-down
WA-DC-024-PE-T4-04 | Te0/0/0/10 | 10G SFP+ | 10000 | admin-down
WA-DC-024-PE-T4-04 | Te0/0/0/11 | 10G SFP+ | 10000 | admin-down
WA-DC-024-PE-T4-04 | Hu0/0/1/0 | 100G QSFP28 | 100000 | up | Fabric to WA-DC-024-PE-T4-01 | QSFP28-100G-LR4
WA-DC-024-PE-T4-04 | Hu0/0/1/1 | 100G QSFP28 | 100000 | up | Fabric to WA-DC-024-PE-T4-02 | QSFP28-100G-LR4
WA-DC-024-PE-T4-04 | Hu0/0/1/2 | 100G QSFP28 | 100000 | up | Fabric to WA-DC-024-PE-T4-03 | QSFP28-100G-LR4
WA-DC-024-PE-T4-04 | Hu0/0/1/3 | 100G QSFP28 | 100000 | admin-down
WA-DC-024-PE-T4-04 | Gi0/0/2/0 | 1G copper | 1000 | admin-down
WA-DC-024-PE-T4-04 | Gi0/0/2/1 | 1G copper | 1000 | admin-down
WA-DC-024-PE-T4-04 | Gi0/0/2/2 | 1G copper | 1000 | admin-down
WA-DC-024-PE-T4-04 | Gi0/0/2/3 | 1G copper | 1000 | admin-down
WA-DC-024-PE-T4-04 | Gi0/0/2/4 | 1G copper | 1000 | admin-down
WA-DC-024-PE-T4-04 | Gi0/0/2/5 | 1G copper | 1000 | admin-down
WA-DC-024-PE-T4-04 | Gi0/0/2/6 | 1G copper | 1000 | admin-down
WA-DC-024-PE-T4-04 | Gi0/0/2/7 | 1G copper | 1000 | admin-down
WA-DC-024-PE-T4-04 | Gi0/0/2/8 | 1G copper | 1000 | admin-down
WA-DC-024-PE-T4-04 | Gi0/0/2/9 | 1G copper | 1000 | admin-down
WA-DC-024-PE-T4-04 | Gi0/0/2/10 | 1G copper | 1000 | reserved
WA-DC-024-PE-T4-04 | Gi0/0/2/11 | 1G copper | 1000 | reserved
WA-DC-024-PE-T4-04 | Gi0/0/2/12 | 1G copper | 1000 | admin-down
WA-DC-024-PE-T4-04 | Gi0/0/2/13 | 1G copper | 1000 | admin-down
WA-DC-024-PE-T4-04 | Gi0/0/2/14 | 1G copper | 1000 | admin-down
WA-DC-024-PE-T4-04 | Gi0/0/2/15 | 1G copper | 1000 | admin-down
WA-DC-024-FW-01 | port1 | 10G SFP+ | 10000 | up | Uplink to WA-DC-024-AGG-R01 | SFP-10G-LR
WA-DC-024-FW-01 | port2 | 10G SFP+ | 10000 | up | Uplink to WA-DC-024-AGG-R02 | SFP-10G-LR
WA-DC-024-FW-01 | port3 | 10G SFP+ | 10000 | admin-down
WA-DC-024-FW-01 | port4 | 10G SFP+ | 10000 | admin-down
WA-DC-024-FW-01 | port5 | 10G SFP+ | 10000 | admin-down
WA-DC-024-FW-01 | port6 | 10G SFP+ | 10000 | reserved
WA-DC-024-FW-01 | port7 | 10G SFP+ | 10000 | admin-down
WA-DC-024-FW-01 | port8 | 10G SFP+ | 10000 | admin-down
WA-DC-024-OLA-01 | 1/2/c1 | 100G QSFP28 | 100000 | up | Uplink to WA-DC-024-AGG-R01 | QSFP28-100G-LR4
WA-DC-024-OLA-01 | 1/2/c2 | 100G QSFP28 | 100000 | admin-down
WA-DC-024-OLA-01 | 1/2/c3 | 100G QSFP28 | 100000 | admin-down
WA-DC-024-OLA-01 | 1/2/c4 | 100G QSFP28 | 100000 | admin-down
WA-DC-024-OLA-01 | 1/2/c5 | 100G QSFP28 | 100000 | admin-down
WA-DC-024-OLA-01 | 1/2/c6 | 100G QSFP28 | 100000 | admin-down
WA-DC-024-OLA-01 | 1/2/c7 | 100G QSFP28 | 100000 | admin-down
WA-DC-024-OLA-01 | 1/2/c8 | 100G QSFP28 | 100000 | admin-down
WA-DC-024-AGG-R01 | xe-0/0/0 | 10G SFP+ | 10000 | up | Uplink to WA-DC-024-FW-01 | SFP-10G-LR
WA-DC-024-AGG-R01 | xe-0/0/1 | 10G SFP+ | 10000 | up | Uplink to WA-DC-024-MMR-SW-01 | SFP-10G-LR
WA-DC-024-AGG-R01 | xe-0/0/2 | 10G SFP+ | 10000 | up | Uplink to WA-DC-024-MMR-SW-02 | SFP-10G-LR
WA-DC-024-AGG-R01 | xe-0/0/3 | 10G SFP+ | 10000 | up | Uplink to WA-DC-024-MMR-SW-03 | SFP-10G-LR
WA-DC-024-AGG-R01 | xe-0/0/4 | 10G SFP+ | 10000 | up | Uplink to WA-DC-024-MMR-SW-04 | SFP-10G-LR
WA-DC-024-AGG-R01 | xe-0/0/5 | 10G SFP+ | 10000 | admin-down
WA-DC-024-AGG-R01 | xe-0/0/6 | 10G SFP+ | 10000 | admin-down
WA-DC-024-AGG-R01 | xe-0/0/7 | 10G SFP+ | 10000 | admin-down
WA-DC-024-AGG-R01 | xe-0/0/8 | 10G SFP+ | 10000 | admin-down
WA-DC-024-AGG-R01 | xe-0/0/9 | 10G SFP+ | 10000 | admin-down
WA-DC-024-AGG-R01 | xe-0/0/10 | 10G SFP+ | 10000 | admin-down
WA-DC-024-AGG-R01 | xe-0/0/11 | 10G SFP+ | 10000 | admin-down
WA-DC-024-AGG-R01 | xe-0/0/12 | 10G SFP+ | 10000 | admin-down
WA-DC-024-AGG-R01 | xe-0/0/13 | 10G SFP+ | 10000 | admin-down
WA-DC-024-AGG-R01 | xe-0/0/14 | 10G SFP+ | 10000 | admin-down
WA-DC-024-AGG-R01 | xe-0/0/15 | 10G SFP+ | 10000 | admin-down
WA-DC-024-AGG-R01 | et-0/1/0 | 100G QSFP28 | 100000 | up | Uplink to WA-DC-024-PE-T4-01 | QSFP28-100G-LR4
WA-DC-024-AGG-R01 | et-0/1/1 | 100G QSFP28 | 100000 | up | Uplink to WA-DC-024-PE-T4-02 | QSFP28-100G-LR4
WA-DC-024-AGG-R01 | et-0/1/2 | 100G QSFP28 | 100000 | up | Uplink to WA-DC-024-OLA-01 | QSFP28-100G-LR4
WA-DC-024-AGG-R01 | et-0/1/3 | 100G QSFP28 | 100000 | admin-down
WA-DC-024-AGG-R01 | et-0/1/4 | 100G QSFP28 | 100000 | admin-down
WA-DC-024-AGG-R01 | et-0/1/5 | 100G QSFP28 | 100000 | admin-down
WA-DC-024-AGG-R01 | et-0/1/6 | 100G QSFP28 | 100000 | admin-down
WA-DC-024-AGG-R01 | et-0/1/7 | 100G QSFP28 | 100000 | admin-down
WA-DC-024-AGG-R02 | xe-0/0/0 | 10G SFP+ | 10000 | up | Uplink to WA-DC-024-FW-01 | SFP-10G-LR
WA-DC-024-AGG-R02 | xe-0/0/1 | 10G SFP+ | 10000 | up | Uplink to WA-DC-024-MMR-SW-01 | SFP-10G-LR
WA-DC-024-AGG-R02 | xe-0/0/2 | 10G SFP+ | 10000 | up | Uplink to WA-DC-024-MMR-SW-02 | SFP-10G-LR
WA-DC-024-AGG-R02 | xe-0/0/3 | 10G SFP+ | 10000 | up | Uplink to WA-DC-024-MMR-SW-03 | SFP-10G-LR
WA-DC-024-AGG-R02 | xe-0/0/4 | 10G SFP+ | 10000 | up | Uplink to WA-DC-024-MMR-SW-04 | SFP-10G-LR
WA-DC-024-AGG-R02 | xe-0/0/5 | 10G SFP+ | 10000 | admin-down
WA-DC-024-AGG-R02 | xe-0/0/6 | 10G SFP+ | 10000 | admin-down
WA-DC-024-AGG-R02 | xe-0/0/7 | 10G SFP+ | 10000 | admin-down
WA-DC-024-AGG-R02 | xe-0/0/8 | 10G SFP+ | 10000 | admin-down
WA-DC-024-AGG-R02 | xe-0/0/9 | 10G SFP+ | 10000 | reserved
WA-DC-024-AGG-R02 | xe-0/0/10 | 10G SFP+ | 10000 | admin-down
WA-DC-024-AGG-R02 | xe-0/0/11 | 10G SFP+ | 10000 | admin-down
WA-DC-024-AGG-R02 | xe-0/0/12 | 10G SFP+ | 10000 | admin-down
WA-DC-024-AGG-R02 | xe-0/0/13 | 10G SFP+ | 10000 | admin-down
WA-DC-024-AGG-R02 | xe-0/0/14 | 10G SFP+ | 10000 | admin-down
WA-DC-024-AGG-R02 | xe-0/0/15 | 10G SFP+ | 10000 | admin-down
WA-DC-024-AGG-R02 | et-0/1/0 | 100G QSFP28 | 100000 | up | Uplink to WA-DC-024-PE-T4-02 | QSFP28-100G-LR4
WA-DC-024-AGG-R02 | et-0/1/1 | 100G QSFP28 | 100000 | up | Uplink to WA-DC-024-PE-T4-03 | QSFP28-100G-LR4
WA-DC-024-AGG-R02 | et-0/1/2 | 100G QSFP28 | 100000 | admin-down
WA-DC-024-AGG-R02 | et-0/1/3 | 100G QSFP28 | 100000 | admin-down
WA-DC-024-AGG-R02 | et-0/1/4 | 100G QSFP28 | 100000 | admin-down
WA-DC-024-AGG-R02 | et-0/1/5 | 100G QSFP28 | 100000 | admin-down
WA-DC-024-AGG-R02 | et-0/1/6 | 100G QSFP28 | 100000 | admin-down
WA-DC-024-AGG-R02 | et-0/1/7 | 100G QSFP28 | 100000 | admin-down
WA-DC-024-MMR-SW-01 | xe-0/0/0 | 10G SFP+ | 10000 | up | Access to WA-DC-024-TOR-001 | SFP-10G-LR
WA-DC-024-MMR-SW-01 | xe-0/0/1 | 10G SFP+ | 10000 | up | Server NIC
WA-DC-024-MMR-SW-01 | xe-0/0/2 | 10G SFP+ | 10000 | up | Server NIC
WA-DC-024-MMR-SW-01 | xe-0/0/3 | 10G SFP+ | 10000 | up | Server NIC
WA-DC-024-MMR-SW-01 | xe-0/0/4 | 10G SFP+ | 10000 | up | Server NIC
WA-DC-024-MMR-SW-01 | xe-0/0/5 | 10G SFP+ | 10000 | admin-down
WA-DC-024-MMR-SW-01 | xe-0/0/6 | 10G SFP+ | 10000 | up | Server NIC
WA-DC-024-MMR-SW-01 | xe-0/0/7 | 10G SFP+ | 10000 | up | Server NIC
WA-DC-024-MMR-SW-01 | xe-0/0/8 | 10G SFP+ | 10000 | admin-down
WA-DC-024-MMR-SW-01 | xe-0/0/9 | 10G SFP+ | 10000 | admin-down
WA-DC-024-MMR-SW-01 | xe-0/0/10 | 10G SFP+ | 10000 | admin-down
WA-DC-024-MMR-SW-01 | xe-0/0/11 | 10G SFP+ | 10000 | up | Server NIC
WA-DC-024-MMR-SW-01 | xe-0/0/12 | 10G SFP+ | 10000 | up | Server NIC
WA-DC-024-MMR-SW-01 | xe-0/0/13 | 10G SFP+ | 10000 | up | Server NIC
WA-DC-024-MMR-SW-01 | xe-0/0/14 | 10G SFP+ | 10000 | admin-down
WA-DC-024-MMR-SW-01 | xe-0/0/15 | 10G SFP+ | 10000 | up | Server NIC
WA-DC-024-MMR-SW-01 | xe-0/0/16 | 10G SFP+ | 10000 | up | Server NIC
WA-DC-024-MMR-SW-01 | xe-0/0/17 | 10G SFP+ | 10000 | admin-down
WA-DC-024-MMR-SW-01 | xe-0/0/18 | 10G SFP+ | 10000 | up | Server NIC
WA-DC-024-MMR-SW-01 | xe-0/0/19 | 10G SFP+ | 10000 | reserved
WA-DC-024-MMR-SW-01 | xe-0/0/20 | 10G SFP+ | 10000 | up | Server NIC
WA-DC-024-MMR-SW-01 | xe-0/0/21 | 10G SFP+ | 10000 | admin-down
WA-DC-024-MMR-SW-01 | xe-0/0/22 | 10G SFP+ | 10000 | admin-down
WA-DC-024-MMR-SW-01 | xe-0/0/23 | 10G SFP+ | 10000 | up | Server NIC
WA-DC-024-MMR-SW-01 | xe-0/0/24 | 10G SFP+ | 10000 | up | Server NIC
WA-DC-024-MMR-SW-01 | xe-0/0/25 | 10G SFP+ | 10000 | up | Server NIC
WA-DC-024-MMR-SW-01 | xe-0/0/26 | 10G SFP+ | 10000 | admin-down
WA-DC-024-MMR-SW-01 | xe-0/0/27 | 10G SFP+ | 10000 | admin-down
WA-DC-024-MMR-SW-01 | xe-0/0/28 | 10G SFP+ | 10000 | up | Server NIC
WA-DC-024-MMR-SW-01 | xe-0/0/29 | 10G SFP+ | 10000 | up | Server NIC
WA-DC-024-MMR-SW-01 | xe-0/0/30 | 10G SFP+ | 10000 | up | Server NIC
WA-DC-024-MMR-SW-01 | xe-0/0/31 | 10G SFP+ | 10000 | admin-down
WA-DC-024-MMR-SW-01 | xe-0/0/32 | 10G SFP+ | 10000 | reserved
WA-DC-024-MMR-SW-01 | xe-0/0/33 | 10G SFP+ | 10000 | up | Server NIC
WA-DC-024-MMR-SW-01 | xe-0/0/34 | 10G SFP+ | 10000 | up | Server NIC
WA-DC-024-MMR-SW-01 | xe-0/0/35 | 10G SFP+ | 10000 | up | Server NIC
WA-DC-024-MMR-SW-01 | xe-0/0/36 | 10G SFP+ | 10000 | up | Server NIC
WA-DC-024-MMR-SW-01 | xe-0/0/37 | 10G SFP+ | 10000 | up | Server NIC
WA-DC-024-MMR-SW-01 | xe-0/0/38 | 10G SFP+ | 10000 | up | Server NIC
WA-DC-024-MMR-SW-01 | xe-0/0/39 | 10G SFP+ | 10000 | up | Server NIC
WA-DC-024-MMR-SW-01 | xe-0/0/40 | 10G SFP+ | 10000 | up | Server NIC
WA-DC-024-MMR-SW-01 | xe-0/0/41 | 10G SFP+ | 10000 | up | Server NIC
WA-DC-024-MMR-SW-01 | xe-0/0/42 | 10G SFP+ | 10000 | up | Server NIC
WA-DC-024-MMR-SW-01 | xe-0/0/43 | 10G SFP+ | 10000 | up | Server NIC
WA-DC-024-MMR-SW-01 | xe-0/0/44 | 10G SFP+ | 10000 | admin-down
WA-DC-024-MMR-SW-01 | xe-0/0/45 | 10G SFP+ | 10000 | up | Server NIC
WA-DC-024-MMR-SW-01 | xe-0/0/46 | 10G SFP+ | 10000 | up | Server NIC
WA-DC-024-MMR-SW-01 | xe-0/0/47 | 10G SFP+ | 10000 | admin-down
WA-DC-024-MMR-SW-01 | et-0/1/0 | 100G QSFP28 | 100000 | up | Uplink to WA-DC-024-AGG-R01 | QSFP28-100G-LR4
WA-DC-024-MMR-SW-01 | et-0/1/1 | 100G QSFP28 | 100000 | up | Uplink to WA-DC-024-AGG-R02 | QSFP28-100G-LR4
WA-DC-024-MMR-SW-01 | et-0/1/2 | 100G QSFP28 | 100000 | admin-down
WA-DC-024-MMR-SW-01 | et-0/1/3 | 100G QSFP28 | 100000 | admin-down
WA-DC-024-MMR-SW-02 | xe-0/0/0 | 10G SFP+ | 10000 | up | Access to WA-DC-024-TOR-001 | SFP-10G-LR
WA-DC-024-MMR-SW-02 | xe-0/0/1 | 10G SFP+ | 10000 | up | Access to WA-DC-024-TOR-002 | SFP-10G-LR
WA-DC-024-MMR-SW-02 | xe-0/0/2 | 10G SFP+ | 10000 | admin-down
WA-DC-024-MMR-SW-02 | xe-0/0/3 | 10G SFP+ | 10000 | admin-down
WA-DC-024-MMR-SW-02 | xe-0/0/4 | 10G SFP+ | 10000 | up | Server NIC
WA-DC-024-MMR-SW-02 | xe-0/0/5 | 10G SFP+ | 10000 | up | Server NIC
WA-DC-024-MMR-SW-02 | xe-0/0/6 | 10G SFP+ | 10000 | up | Server NIC
WA-DC-024-MMR-SW-02 | xe-0/0/7 | 10G SFP+ | 10000 | up | Server NIC
WA-DC-024-MMR-SW-02 | xe-0/0/8 | 10G SFP+ | 10000 | admin-down
WA-DC-024-MMR-SW-02 | xe-0/0/9 | 10G SFP+ | 10000 | admin-down
WA-DC-024-MMR-SW-02 | xe-0/0/10 | 10G SFP+ | 10000 | reserved
WA-DC-024-MMR-SW-02 | xe-0/0/11 | 10G SFP+ | 10000 | admin-down
WA-DC-024-MMR-SW-02 | xe-0/0/12 | 10G SFP+ | 10000 | up | Server NIC
WA-DC-024-MMR-SW-02 | xe-0/0/13 | 10G SFP+ | 10000 | up | Server NIC
WA-DC-024-MMR-SW-02 | xe-0/0/14 | 10G SFP+ | 10000 | admin-down
WA-DC-024-MMR-SW-02 | xe-0/0/15 | 10G SFP+ | 10000 | admin-down
WA-DC-024-MMR-SW-02 | xe-0/0/16 | 10G SFP+ | 10000 | admin-down
WA-DC-024-MMR-SW-02 | xe-0/0/17 | 10G SFP+ | 10000 | admin-down
WA-DC-024-MMR-SW-02 | xe-0/0/18 | 10G SFP+ | 10000 | up | Server NIC
WA-DC-024-MMR-SW-02 | xe-0/0/19 | 10G SFP+ | 10000 | up | Server NIC
WA-DC-024-MMR-SW-02 | xe-0/0/20 | 10G SFP+ | 10000 | up | Server NIC
WA-DC-024-MMR-SW-02 | xe-0/0/21 | 10G SFP+ | 10000 | admin-down
WA-DC-024-MMR-SW-02 | xe-0/0/22 | 10G SFP+ | 10000 | up | Server NIC
WA-DC-024-MMR-SW-02 | xe-0/0/23 | 10G SFP+ | 10000 | up | Server NIC
WA-DC-024-MMR-SW-02 | xe-0/0/24 | 10G SFP+ | 10000 | up | Server NIC
WA-DC-024-MMR-SW-02 | xe-0/0/25 | 10G SFP+ | 10000 | up | Server NIC
WA-DC-024-MMR-SW-02 | xe-0/0/26 | 10G SFP+ | 10000 | up | Server NIC
WA-DC-024-MMR-SW-02 | xe-0/0/27 | 10G SFP+ | 10000 | reserved
WA-DC-024-MMR-SW-02 | xe-0/0/28 | 10G SFP+ | 10000 | reserved
WA-DC-024-MMR-SW-02 | xe-0/0/29 | 10G SFP+ | 10000 | up | Server NIC
WA-DC-024-MMR-SW-02 | xe-0/0/30 | 10G SFP+ | 10000 | up | Server NIC
WA-DC-024-MMR-SW-02 | xe-0/0/31 | 10G SFP+ | 10000 | up | Server NIC
WA-DC-024-MMR-SW-02 | xe-0/0/32 | 10G SFP+ | 10000 | up | Server NIC
WA-DC-024-MMR-SW-02 | xe-0/0/33 | 10G SFP+ | 10000 | up | Server NIC
WA-DC-024-MMR-SW-02 | xe-0/0/34 | 10G SFP+ | 10000 | admin-down
WA-DC-024-MMR-SW-02 | xe-0/0/35 | 10G SFP+ | 10000 | admin-down
WA-DC-024-MMR-SW-02 | xe-0/0/36 | 10G SFP+ | 10000 | up | Server NIC
WA-DC-024-MMR-SW-02 | xe-0/0/37 | 10G SFP+ | 10000 | admin-down
WA-DC-024-MMR-SW-02 | xe-0/0/38 | 10G SFP+ | 10000 | up | Server NIC
WA-DC-024-MMR-SW-02 | xe-0/0/39 | 10G SFP+ | 10000 | admin-down
WA-DC-024-MMR-SW-02 | xe-0/0/40 | 10G SFP+ | 10000 | up | Server NIC
WA-DC-024-MMR-SW-02 | xe-0/0/41 | 10G SFP+ | 10000 | admin-down
WA-DC-024-MMR-SW-02 | xe-0/0/42 | 10G SFP+ | 10000 | reserved
WA-DC-024-MMR-SW-02 | xe-0/0/43 | 10G SFP+ | 10000 | up | Server NIC
WA-DC-024-MMR-SW-02 | xe-0/0/44 | 10G SFP+ | 10000 | admin-down
WA-DC-024-MMR-SW-02 | xe-0/0/45 | 10G SFP+ | 10000 | admin-down
WA-DC-024-MMR-SW-02 | xe-0/0/46 | 10G SFP+ | 10000 | admin-down
WA-DC-024-MMR-SW-02 | xe-0/0/47 | 10G SFP+ | 10000 | up | Server NIC
WA-DC-024-MMR-SW-02 | et-0/1/0 | 100G QSFP28 | 100000 | up | Uplink to WA-DC-024-AGG-R02 | QSFP28-100G-LR4
WA-DC-024-MMR-SW-02 | et-0/1/1 | 100G QSFP28 | 100000 | up | Uplink to WA-DC-024-AGG-R01 | QSFP28-100G-LR4
WA-DC-024-MMR-SW-02 | et-0/1/2 | 100G QSFP28 | 100000 | admin-down
WA-DC-024-MMR-SW-02 | et-0/1/3 | 100G QSFP28 | 100000 | admin-down
WA-DC-024-MMR-SW-03 | Ethernet1 | 10G SFP+ | 10000 | up | Access to WA-DC-024-TOR-002 | SFP-10G-LR
WA-DC-024-MMR-SW-03 | Ethernet2 | 10G SFP+ | 10000 | up | Access to WA-DC-024-TOR-003 | SFP-10G-LR
WA-DC-024-MMR-SW-03 | Ethernet3 | 10G SFP+ | 10000 | up | Server NIC
WA-DC-024-MMR-SW-03 | Ethernet4 | 10G SFP+ | 10000 | up | Server NIC
WA-DC-024-MMR-SW-03 | Ethernet5 | 10G SFP+ | 10000 | up | Server NIC
WA-DC-024-MMR-SW-03 | Ethernet6 | 10G SFP+ | 10000 | up | Server NIC
WA-DC-024-MMR-SW-03 | Ethernet7 | 10G SFP+ | 10000 | admin-down
WA-DC-024-MMR-SW-03 | Ethernet8 | 10G SFP+ | 10000 | admin-down
WA-DC-024-MMR-SW-03 | Ethernet9 | 10G SFP+ | 10000 | admin-down
WA-DC-024-MMR-SW-03 | Ethernet10 | 10G SFP+ | 10000 | up | Server NIC
WA-DC-024-MMR-SW-03 | Ethernet11 | 10G SFP+ | 10000 | up | Server NIC
WA-DC-024-MMR-SW-03 | Ethernet12 | 10G SFP+ | 10000 | up | Server NIC
WA-DC-024-MMR-SW-03 | Ethernet13 | 10G SFP+ | 10000 | up | Server NIC
WA-DC-024-MMR-SW-03 | Ethernet14 | 10G SFP+ | 10000 | up | Server NIC
WA-DC-024-MMR-SW-03 | Ethernet15 | 10G SFP+ | 10000 | admin-down
WA-DC-024-MMR-SW-03 | Ethernet16 | 10G SFP+ | 10000 | admin-down
WA-DC-024-MMR-SW-03 | Ethernet17 | 10G SFP+ | 10000 | admin-down
WA-DC-024-MMR-SW-03 | Ethernet18 | 10G SFP+ | 10000 | up | Server NIC
WA-DC-024-MMR-SW-03 | Ethernet19 | 10G SFP+ | 10000 | up | Server NIC
WA-DC-024-MMR-SW-03 | Ethernet20 | 10G SFP+ | 10000 | up | Server NIC
WA-DC-024-MMR-SW-03 | Ethernet21 | 10G SFP+ | 10000 | reserved
WA-DC-024-MMR-SW-03 | Ethernet22 | 10G SFP+ | 10000 | up | Server NIC
WA-DC-024-MMR-SW-03 | Ethernet23 | 10G SFP+ | 10000 | up | Server NIC
WA-DC-024-MMR-SW-03 | Ethernet24 | 10G SFP+ | 10000 | up | Server NIC
WA-DC-024-MMR-SW-03 | Ethernet25 | 10G SFP+ | 10000 | up | Server NIC
WA-DC-024-MMR-SW-03 | Ethernet26 | 10G SFP+ | 10000 | up | Server NIC
WA-DC-024-MMR-SW-03 | Ethernet27 | 10G SFP+ | 10000 | admin-down
WA-DC-024-MMR-SW-03 | Ethernet28 | 10G SFP+ | 10000 | admin-down
WA-DC-024-MMR-SW-03 | Ethernet29 | 10G SFP+ | 10000 | up | Server NIC
WA-DC-024-MMR-SW-03 | Ethernet30 | 10G SFP+ | 10000 | admin-down
WA-DC-024-MMR-SW-03 | Ethernet31 | 10G SFP+ | 10000 | up | Server NIC
WA-DC-024-MMR-SW-03 | Ethernet32 | 10G SFP+ | 10000 | admin-down
WA-DC-024-MMR-SW-03 | Ethernet33 | 10G SFP+ | 10000 | up | Server NIC
WA-DC-024-MMR-SW-03 | Ethernet34 | 10G SFP+ | 10000 | up | Server NIC
WA-DC-024-MMR-SW-03 | Ethernet35 | 10G SFP+ | 10000 | up | Server NIC
WA-DC-024-MMR-SW-03 | Ethernet36 | 10G SFP+ | 10000 | up | Server NIC
WA-DC-024-MMR-SW-03 | Ethernet37 | 10G SFP+ | 10000 | admin-down
WA-DC-024-MMR-SW-03 | Ethernet38 | 10G SFP+ | 10000 | up | Server NIC
WA-DC-024-MMR-SW-03 | Ethernet39 | 10G SFP+ | 10000 | up | Server NIC
WA-DC-024-MMR-SW-03 | Ethernet40 | 10G SFP+ | 10000 | admin-down
WA-DC-024-MMR-SW-03 | Ethernet41 | 10G SFP+ | 10000 | up | Server NIC
WA-DC-024-MMR-SW-03 | Ethernet42 | 10G SFP+ | 10000 | admin-down
WA-DC-024-MMR-SW-03 | Ethernet43 | 10G SFP+ | 10000 | admin-down
WA-DC-024-MMR-SW-03 | Ethernet44 | 10G SFP+ | 10000 | admin-down
WA-DC-024-MMR-SW-03 | Ethernet45 | 10G SFP+ | 10000 | admin-down
WA-DC-024-MMR-SW-03 | Ethernet46 | 10G SFP+ | 10000 | admin-down
WA-DC-024-MMR-SW-03 | Ethernet47 | 10G SFP+ | 10000 | admin-down
WA-DC-024-MMR-SW-03 | Ethernet48 | 10G SFP+ | 10000 | up | Server NIC
WA-DC-024-MMR-SW-03 | Ethernet49/1 | 100G QSFP28 | 100000 | up | Uplink to WA-DC-024-AGG-R01 | QSFP28-100G-LR4
WA-DC-024-MMR-SW-03 | Ethernet49/2 | 100G QSFP28 | 100000 | up | Uplink to WA-DC-024-AGG-R02 | QSFP28-100G-LR4
WA-DC-024-MMR-SW-03 | Ethernet49/3 | 100G QSFP28 | 100000 | admin-down
WA-DC-024-MMR-SW-03 | Ethernet49/4 | 100G QSFP28 | 100000 | admin-down
WA-DC-024-MMR-SW-04 | xe-0/0/0 | 10G SFP+ | 10000 | up | Access to WA-DC-024-TOR-003 | SFP-10G-LR
WA-DC-024-MMR-SW-04 | xe-0/0/1 | 10G SFP+ | 10000 | up | Server NIC
WA-DC-024-MMR-SW-04 | xe-0/0/2 | 10G SFP+ | 10000 | admin-down
WA-DC-024-MMR-SW-04 | xe-0/0/3 | 10G SFP+ | 10000 | admin-down
WA-DC-024-MMR-SW-04 | xe-0/0/4 | 10G SFP+ | 10000 | admin-down
WA-DC-024-MMR-SW-04 | xe-0/0/5 | 10G SFP+ | 10000 | admin-down
WA-DC-024-MMR-SW-04 | xe-0/0/6 | 10G SFP+ | 10000 | admin-down
WA-DC-024-MMR-SW-04 | xe-0/0/7 | 10G SFP+ | 10000 | admin-down
WA-DC-024-MMR-SW-04 | xe-0/0/8 | 10G SFP+ | 10000 | up | Server NIC
WA-DC-024-MMR-SW-04 | xe-0/0/9 | 10G SFP+ | 10000 | up | Server NIC
WA-DC-024-MMR-SW-04 | xe-0/0/10 | 10G SFP+ | 10000 | up | Server NIC
WA-DC-024-MMR-SW-04 | xe-0/0/11 | 10G SFP+ | 10000 | admin-down
WA-DC-024-MMR-SW-04 | xe-0/0/12 | 10G SFP+ | 10000 | admin-down
WA-DC-024-MMR-SW-04 | xe-0/0/13 | 10G SFP+ | 10000 | up | Server NIC
WA-DC-024-MMR-SW-04 | xe-0/0/14 | 10G SFP+ | 10000 | up | Server NIC
WA-DC-024-MMR-SW-04 | xe-0/0/15 | 10G SFP+ | 10000 | up | Server NIC
WA-DC-024-MMR-SW-04 | xe-0/0/16 | 10G SFP+ | 10000 | admin-down
WA-DC-024-MMR-SW-04 | xe-0/0/17 | 10G SFP+ | 10000 | up | Server NIC
WA-DC-024-MMR-SW-04 | xe-0/0/18 | 10G SFP+ | 10000 | reserved
WA-DC-024-MMR-SW-04 | xe-0/0/19 | 10G SFP+ | 10000 | admin-down
WA-DC-024-MMR-SW-04 | xe-0/0/20 | 10G SFP+ | 10000 | up | Server NIC
WA-DC-024-MMR-SW-04 | xe-0/0/21 | 10G SFP+ | 10000 | admin-down
WA-DC-024-MMR-SW-04 | xe-0/0/22 | 10G SFP+ | 10000 | admin-down
WA-DC-024-MMR-SW-04 | xe-0/0/23 | 10G SFP+ | 10000 | admin-down
WA-DC-024-MMR-SW-04 | xe-0/0/24 | 10G SFP+ | 10000 | admin-down
WA-DC-024-MMR-SW-04 | xe-0/0/25 | 10G SFP+ | 10000 | admin-down
WA-DC-024-MMR-SW-04 | xe-0/0/26 | 10G SFP+ | 10000 | up | Server NIC
WA-DC-024-MMR-SW-04 | xe-0/0/27 | 10G SFP+ | 10000 | admin-down
WA-DC-024-MMR-SW-04 | xe-0/0/28 | 10G SFP+ | 10000 | up | Server NIC
WA-DC-024-MMR-SW-04 | xe-0/0/29 | 10G SFP+ | 10000 | reserved
WA-DC-024-MMR-SW-04 | xe-0/0/30 | 10G SFP+ | 10000 | admin-down
WA-DC-024-MMR-SW-04 | xe-0/0/31 | 10G SFP+ | 10000 | admin-down
WA-DC-024-MMR-SW-04 | xe-0/0/32 | 10G SFP+ | 10000 | up | Server NIC
WA-DC-024-MMR-SW-04 | xe-0/0/33 | 10G SFP+ | 10000 | up | Server NIC
WA-DC-024-MMR-SW-04 | xe-0/0/34 | 10G SFP+ | 10000 | admin-down
WA-DC-024-MMR-SW-04 | xe-0/0/35 | 10G SFP+ | 10000 | up | Server NIC
WA-DC-024-MMR-SW-04 | xe-0/0/36 | 10G SFP+ | 10000 | up | Server NIC
WA-DC-024-MMR-SW-04 | xe-0/0/37 | 10G SFP+ | 10000 | admin-down
WA-DC-024-MMR-SW-04 | xe-0/0/38 | 10G SFP+ | 10000 | admin-down
WA-DC-024-MMR-SW-04 | xe-0/0/39 | 10G SFP+ | 10000 | admin-down
WA-DC-024-MMR-SW-04 | xe-0/0/40 | 10G SFP+ | 10000 | admin-down
WA-DC-024-MMR-SW-04 | xe-0/0/41 | 10G SFP+ | 10000 | up | Server NIC
WA-DC-024-MMR-SW-04 | xe-0/0/42 | 10G SFP+ | 10000 | admin-down
WA-DC-024-MMR-SW-04 | xe-0/0/43 | 10G SFP+ | 10000 | up | Server NIC
WA-DC-024-MMR-SW-04 | xe-0/0/44 | 10G SFP+ | 10000 | up | Server NIC
WA-DC-024-MMR-SW-04 | xe-0/0/45 | 10G SFP+ | 10000 | up | Server NIC
WA-DC-024-MMR-SW-04 | xe-0/0/46 | 10G SFP+ | 10000 | up | Server NIC
WA-DC-024-MMR-SW-04 | xe-0/0/47 | 10G SFP+ | 10000 | up | Server NIC
WA-DC-024-MMR-SW-04 | et-0/1/0 | 100G QSFP28 | 100000 | up | Uplink to WA-DC-024-AGG-R02 | QSFP28-100G-LR4
WA-DC-024-MMR-SW-04 | et-0/1/1 | 100G QSFP28 | 100000 | up | Uplink to WA-DC-024-AGG-R01 | QSFP28-100G-LR4
WA-DC-024-MMR-SW-04 | et-0/1/2 | 100G QSFP28 | 100000 | admin-down
WA-DC-024-MMR-SW-04 | et-0/1/3 | 100G QSFP28 | 100000 | admin-down
WA-DC-024-TOR-001 | xe-0/0/0 | 10G SFP+ | 10000 | up | Access to WA-DC-024-MMR-SW-01 | SFP-10G-LR
WA-DC-024-TOR-001 | xe-0/0/1 | 10G SFP+ | 10000 | up | Access to WA-DC-024-MMR-SW-02 | SFP-10G-LR
WA-DC-024-TOR-001 | xe-0/0/2 | 10G SFP+ | 10000 | admin-down
WA-DC-024-TOR-001 | xe-0/0/3 | 10G SFP+ | 10000 | up | Server NIC
WA-DC-024-TOR-001 | xe-0/0/4 | 10G SFP+ | 10000 | admin-down
WA-DC-024-TOR-001 | xe-0/0/5 | 10G SFP+ | 10000 | up | Server NIC
WA-DC-024-TOR-001 | xe-0/0/6 | 10G SFP+ | 10000 | admin-down
WA-DC-024-TOR-001 | xe-0/0/7 | 10G SFP+ | 10000 | up | Server NIC
WA-DC-024-TOR-001 | xe-0/0/8 | 10G SFP+ | 10000 | up | Server NIC
WA-DC-024-TOR-001 | xe-0/0/9 | 10G SFP+ | 10000 | admin-down
WA-DC-024-TOR-001 | xe-0/0/10 | 10G SFP+ | 10000 | up | Server NIC
WA-DC-024-TOR-001 | xe-0/0/11 | 10G SFP+ | 10000 | up | Server NIC
WA-DC-024-TOR-001 | xe-0/0/12 | 10G SFP+ | 10000 | admin-down
WA-DC-024-TOR-001 | xe-0/0/13 | 10G SFP+ | 10000 | up | Server NIC
WA-DC-024-TOR-001 | xe-0/0/14 | 10G SFP+ | 10000 | admin-down
WA-DC-024-TOR-001 | xe-0/0/15 | 10G SFP+ | 10000 | admin-down
WA-DC-024-TOR-001 | xe-0/0/16 | 10G SFP+ | 10000 | up | Server NIC
WA-DC-024-TOR-001 | xe-0/0/17 | 10G SFP+ | 10000 | admin-down
WA-DC-024-TOR-001 | xe-0/0/18 | 10G SFP+ | 10000 | admin-down
WA-DC-024-TOR-001 | xe-0/0/19 | 10G SFP+ | 10000 | up | Server NIC
WA-DC-024-TOR-001 | xe-0/0/20 | 10G SFP+ | 10000 | admin-down
WA-DC-024-TOR-001 | xe-0/0/21 | 10G SFP+ | 10000 | up | Server NIC
WA-DC-024-TOR-001 | xe-0/0/22 | 10G SFP+ | 10000 | admin-down
WA-DC-024-TOR-001 | xe-0/0/23 | 10G SFP+ | 10000 | admin-down
WA-DC-024-TOR-001 | et-0/1/0 | 100G QSFP28 | 100000 | admin-down
WA-DC-024-TOR-001 | et-0/1/1 | 100G QSFP28 | 100000 | admin-down
WA-DC-024-TOR-002 | Ethernet1 | 10G SFP+ | 10000 | up | Access to WA-DC-024-MMR-SW-02 | SFP-10G-LR
WA-DC-024-TOR-002 | Ethernet2 | 10G SFP+ | 10000 | up | Access to WA-DC-024-MMR-SW-03 | SFP-10G-LR
WA-DC-024-TOR-002 | Ethernet3 | 10G SFP+ | 10000 | up | Server NIC
WA-DC-024-TOR-002 | Ethernet4 | 10G SFP+ | 10000 | admin-down
WA-DC-024-TOR-002 | Ethernet5 | 10G SFP+ | 10000 | up | Server NIC
WA-DC-024-TOR-002 | Ethernet6 | 10G SFP+ | 10000 | up | Server NIC
WA-DC-024-TOR-002 | Ethernet7 | 10G SFP+ | 10000 | up | Server NIC
WA-DC-024-TOR-002 | Ethernet8 | 10G SFP+ | 10000 | admin-down
WA-DC-024-TOR-002 | Ethernet9 | 10G SFP+ | 10000 | up | Server NIC
WA-DC-024-TOR-002 | Ethernet10 | 10G SFP+ | 10000 | up | Server NIC
WA-DC-024-TOR-002 | Ethernet11 | 10G SFP+ | 10000 | up | Server NIC
WA-DC-024-TOR-002 | Ethernet12 | 10G SFP+ | 10000 | up | Server NIC
WA-DC-024-TOR-002 | Ethernet13 | 10G SFP+ | 10000 | reserved
WA-DC-024-TOR-002 | Ethernet14 | 10G SFP+ | 10000 | up | Server NIC
WA-DC-024-TOR-002 | Ethernet15 | 10G SFP+ | 10000 | up | Server NIC
WA-DC-024-TOR-002 | Ethernet16 | 10G SFP+ | 10000 | reserved
WA-DC-024-TOR-002 | Ethernet17 | 10G SFP+ | 10000 | admin-down
WA-DC-024-TOR-002 | Ethernet18 | 10G SFP+ | 10000 | up | Server NIC
WA-DC-024-TOR-002 | Ethernet19 | 10G SFP+ | 10000 | up | Server NIC
WA-DC-024-TOR-002 | Ethernet20 | 10G SFP+ | 10000 | up | Server NIC
WA-DC-024-TOR-002 | Ethernet21 | 10G SFP+ | 10000 | reserved
WA-DC-024-TOR-002 | Ethernet22 | 10G SFP+ | 10000 | reserved
WA-DC-024-TOR-002 | Ethernet23 | 10G SFP+ | 10000 | up | Server NIC
WA-DC-024-TOR-002 | Ethernet24 | 10G SFP+ | 10000 | up | Server NIC
WA-DC-024-TOR-002 | Ethernet49/1 | 100G QSFP28 | 100000 | reserved
WA-DC-024-TOR-002 | Ethernet49/2 | 100G QSFP28 | 100000 | admin-down
WA-DC-024-TOR-003 | xe-0/0/0 | 10G SFP+ | 10000 | up | Access to WA-DC-024-MMR-SW-03 | SFP-10G-LR
WA-DC-024-TOR-003 | xe-0/0/1 | 10G SFP+ | 10000 | up | Access to WA-DC-024-MMR-SW-04 | SFP-10G-LR
WA-DC-024-TOR-003 | xe-0/0/2 | 10G SFP+ | 10000 | admin-down
WA-DC-024-TOR-003 | xe-0/0/3 | 10G SFP+ | 10000 | up | Server NIC
WA-DC-024-TOR-003 | xe-0/0/4 | 10G SFP+ | 10000 | up | Server NIC
WA-DC-024-TOR-003 | xe-0/0/5 | 10G SFP+ | 10000 | up | Server NIC
WA-DC-024-TOR-003 | xe-0/0/6 | 10G SFP+ | 10000 | up | Server NIC
WA-DC-024-TOR-003 | xe-0/0/7 | 10G SFP+ | 10000 | admin-down
WA-DC-024-TOR-003 | xe-0/0/8 | 10G SFP+ | 10000 | up | Server NIC
WA-DC-024-TOR-003 | xe-0/0/9 | 10G SFP+ | 10000 | up | Server NIC
WA-DC-024-TOR-003 | xe-0/0/10 | 10G SFP+ | 10000 | up | Server NIC
WA-DC-024-TOR-003 | xe-0/0/11 | 10G SFP+ | 10000 | up | Server NIC
WA-DC-024-TOR-003 | xe-0/0/12 | 10G SFP+ | 10000 | up | Server NIC
WA-DC-024-TOR-003 | xe-0/0/13 | 10G SFP+ | 10000 | up | Server NIC
WA-DC-024-TOR-003 | xe-0/0/14 | 10G SFP+ | 10000 | admin-down
WA-DC-024-TOR-003 | xe-0/0/15 | 10G SFP+ | 10000 | up | Server NIC
WA-DC-024-TOR-003 | xe-0/0/16 | 10G SFP+ | 10000 | up | Server NIC
WA-DC-024-TOR-003 | xe-0/0/17 | 10G SFP+ | 10000 | admin-down
WA-DC-024-TOR-003 | xe-0/0/18 | 10G SFP+ | 10000 | admin-down
WA-DC-024-TOR-003 | xe-0/0/19 | 10G SFP+ | 10000 | up | Server NIC
WA-DC-024-TOR-003 | xe-0/0/20 | 10G SFP+ | 10000 | up | Server NIC
WA-DC-024-TOR-003 | xe-0/0/21 | 10G SFP+ | 10000 | up | Server NIC
WA-DC-024-TOR-003 | xe-0/0/22 | 10G SFP+ | 10000 | admin-down
WA-DC-024-TOR-003 | xe-0/0/23 | 10G SFP+ | 10000 | up | Server NIC
WA-DC-024-TOR-003 | et-0/1/0 | 100G QSFP28 | 100000 | admin-down
WA-DC-024-TOR-003 | et-0/1/1 | 100G QSFP28 | 100000 | admin-down
Note on A1: Required: yes Type: ref (from Devices) System field: Interface.neId
Note on B1: As the device names it (et-0/0/1, Ethernet1/1, swp1, ib0…). Required: yes Type: text System field: Interface.name
Note on C1: For example 100GE, 400G NDR, 1GE. Required: yes Type: text System field: Interface.type
Note on D1: Required: yes Type: integer System field: Interface.speedMbps
Note on E1: up, admin-down or reserved. Operational up / down comes live. Required: yes Type: list (from if_admin) System field: Interface.state
Note on F1: Required: no Type: text System field: Interface.description
Note on G1: Transceiver part. Required: no Type: text System field: Interface.optics.model

## Links
link_id * | a_device_id * | a_if_name * | z_device_id * | z_if_name * | role * | protocol | capacity_mbps * | cable_id | strand | a_patch_port | z_patch_port | carrier_circuit_id
LNK-00001 | VA-DC-001-PE-T4-01 | et-0/1/0 | VA-DC-001-PE-T4-02 | et-0/1/0 | Fabric | LLDP | 100000 | VA-DC-001-CBL-0001 | Violet | ODF-1/P23 | ODF-4/P1
LNK-00002 | VA-DC-001-PE-T4-01 | et-0/1/0 | VA-DC-001-PE-T4-02 | et-0/1/0 | Fabric | OSPF | 100000
LNK-00003 | VA-DC-001-PE-T4-01 | et-0/1/0 | VA-DC-001-PE-T4-02 | et-0/1/0 | Fabric | ISIS | 100000
LNK-00004 | VA-DC-001-PE-T4-01 | et-0/1/0 | VA-DC-001-PE-T4-02 | et-0/1/0 | Fabric | BGP | 100000
LNK-00005 | VA-DC-001-PE-T4-01 | et-0/1/0 | VA-DC-001-PE-T4-02 | et-0/1/0 | Fabric | LSP | 100000
LNK-00006 | VA-DC-001-PE-T4-01 | et-0/1/1 | VA-DC-001-PE-T4-03 | et-0/1/0 | Fabric | LLDP | 100000 | VA-DC-001-CBL-0002 | White | ODF-3/P8 | ODF-4/P13
LNK-00007 | VA-DC-001-PE-T4-01 | et-0/1/1 | VA-DC-001-PE-T4-03 | et-0/1/0 | Fabric | OSPF | 100000
LNK-00008 | VA-DC-001-PE-T4-01 | et-0/1/1 | VA-DC-001-PE-T4-03 | et-0/1/0 | Fabric | ISIS | 100000
LNK-00009 | VA-DC-001-PE-T4-01 | et-0/1/1 | VA-DC-001-PE-T4-03 | et-0/1/0 | Fabric | BGP | 100000
LNK-00010 | VA-DC-001-PE-T4-01 | et-0/1/1 | VA-DC-001-PE-T4-03 | et-0/1/0 | Fabric | LSP | 100000
LNK-00011 | VA-DC-001-PE-T4-01 | et-0/1/2 | VA-DC-001-PE-T4-04 | et-0/1/0 | Fabric | LLDP | 100000 | VA-DC-001-CBL-0003 | Violet | ODF-3/P4 | ODF-3/P11
LNK-00012 | VA-DC-001-PE-T4-01 | et-0/1/2 | VA-DC-001-PE-T4-04 | et-0/1/0 | Fabric | OSPF | 100000
LNK-00013 | VA-DC-001-PE-T4-01 | et-0/1/2 | VA-DC-001-PE-T4-04 | et-0/1/0 | Fabric | ISIS | 100000
LNK-00014 | VA-DC-001-PE-T4-01 | et-0/1/2 | VA-DC-001-PE-T4-04 | et-0/1/0 | Fabric | BGP | 100000
LNK-00015 | VA-DC-001-PE-T4-01 | et-0/1/2 | VA-DC-001-PE-T4-04 | et-0/1/0 | Fabric | LSP | 100000
LNK-00016 | VA-DC-001-PE-T4-02 | et-0/1/1 | VA-DC-001-PE-T4-03 | et-0/1/1 | Fabric | LLDP | 100000 | VA-DC-001-CBL-0004 | Black | ODF-2/P22 | ODF-2/P10
LNK-00017 | VA-DC-001-PE-T4-02 | et-0/1/1 | VA-DC-001-PE-T4-03 | et-0/1/1 | Fabric | OSPF | 100000
LNK-00018 | VA-DC-001-PE-T4-02 | et-0/1/1 | VA-DC-001-PE-T4-03 | et-0/1/1 | Fabric | ISIS | 100000
LNK-00019 | VA-DC-001-PE-T4-02 | et-0/1/1 | VA-DC-001-PE-T4-03 | et-0/1/1 | Fabric | BGP | 100000
LNK-00020 | VA-DC-001-PE-T4-02 | et-0/1/1 | VA-DC-001-PE-T4-03 | et-0/1/1 | Fabric | LSP | 100000
LNK-00021 | VA-DC-001-PE-T4-02 | et-0/1/2 | VA-DC-001-PE-T4-04 | et-0/1/1 | Fabric | LLDP | 100000 | VA-DC-001-CBL-0005 | White | ODF-2/P21 | ODF-3/P21
LNK-00022 | VA-DC-001-PE-T4-02 | et-0/1/2 | VA-DC-001-PE-T4-04 | et-0/1/1 | Fabric | OSPF | 100000
LNK-00023 | VA-DC-001-PE-T4-02 | et-0/1/2 | VA-DC-001-PE-T4-04 | et-0/1/1 | Fabric | ISIS | 100000
LNK-00024 | VA-DC-001-PE-T4-02 | et-0/1/2 | VA-DC-001-PE-T4-04 | et-0/1/1 | Fabric | BGP | 100000
LNK-00025 | VA-DC-001-PE-T4-02 | et-0/1/2 | VA-DC-001-PE-T4-04 | et-0/1/1 | Fabric | LSP | 100000
LNK-00026 | VA-DC-001-PE-T4-03 | et-0/1/2 | VA-DC-001-PE-T4-04 | et-0/1/2 | Fabric | LLDP | 100000 | VA-DC-001-CBL-0006 | Aqua | ODF-4/P18 | ODF-2/P12
LNK-00027 | VA-DC-001-PE-T4-03 | et-0/1/2 | VA-DC-001-PE-T4-04 | et-0/1/2 | Fabric | OSPF | 100000
LNK-00028 | VA-DC-001-PE-T4-03 | et-0/1/2 | VA-DC-001-PE-T4-04 | et-0/1/2 | Fabric | ISIS | 100000
LNK-00029 | VA-DC-001-PE-T4-03 | et-0/1/2 | VA-DC-001-PE-T4-04 | et-0/1/2 | Fabric | BGP | 100000
LNK-00030 | VA-DC-001-PE-T4-03 | et-0/1/2 | VA-DC-001-PE-T4-04 | et-0/1/2 | Fabric | LSP | 100000
LNK-00031 | VA-DC-001-AGG-R01 | et-0/1/0 | VA-DC-001-PE-T4-01 | xe-0/0/6 | Uplink | LLDP | 10000 | VA-DC-001-CBL-0007 | Violet | ODF-1/P12 | ODF-1/P22
LNK-00032 | VA-DC-001-AGG-R01 | et-0/1/0 | VA-DC-001-PE-T4-01 | xe-0/0/6 | Uplink | OSPF | 10000
LNK-00033 | VA-DC-001-AGG-R01 | et-0/1/0 | VA-DC-001-PE-T4-01 | xe-0/0/6 | Uplink | ISIS | 10000
LNK-00034 | VA-DC-001-AGG-R01 | et-0/1/1 | VA-DC-001-PE-T4-02 | xe-0/0/6 | Uplink | LLDP | 10000 | VA-DC-001-CBL-0008 | Yellow | ODF-4/P22 | ODF-1/P13
LNK-00035 | VA-DC-001-AGG-R01 | et-0/1/1 | VA-DC-001-PE-T4-02 | xe-0/0/6 | Uplink | OSPF | 10000
LNK-00036 | VA-DC-001-AGG-R01 | et-0/1/1 | VA-DC-001-PE-T4-02 | xe-0/0/6 | Uplink | ISIS | 10000
LNK-00037 | VA-DC-001-AGG-R02 | et-0/1/0 | VA-DC-001-PE-T4-02 | xe-0/0/7 | Uplink | LLDP | 10000 | VA-DC-001-CBL-0009 | Violet | ODF-3/P8 | ODF-4/P1
LNK-00038 | VA-DC-001-AGG-R02 | et-0/1/0 | VA-DC-001-PE-T4-02 | xe-0/0/7 | Uplink | OSPF | 10000
LNK-00039 | VA-DC-001-AGG-R02 | et-0/1/0 | VA-DC-001-PE-T4-02 | xe-0/0/7 | Uplink | ISIS | 10000
LNK-00040 | VA-DC-001-AGG-R02 | et-0/1/1 | VA-DC-001-PE-T4-03 | xe-0/0/6 | Uplink | LLDP | 10000 | VA-DC-001-CBL-0010 | Black | ODF-4/P2 | ODF-4/P16
LNK-00041 | VA-DC-001-AGG-R02 | et-0/1/1 | VA-DC-001-PE-T4-03 | xe-0/0/6 | Uplink | OSPF | 10000
LNK-00042 | VA-DC-001-AGG-R02 | et-0/1/1 | VA-DC-001-PE-T4-03 | xe-0/0/6 | Uplink | ISIS | 10000
LNK-00043 | VA-DC-001-AGG-R03 | et-0/1/0 | VA-DC-001-PE-T4-03 | xe-0/0/7 | Uplink | LLDP | 10000 | VA-DC-001-CBL-0011 | Yellow | ODF-2/P24 | ODF-1/P9
LNK-00044 | VA-DC-001-AGG-R03 | et-0/1/0 | VA-DC-001-PE-T4-03 | xe-0/0/7 | Uplink | OSPF | 10000
LNK-00045 | VA-DC-001-AGG-R03 | et-0/1/0 | VA-DC-001-PE-T4-03 | xe-0/0/7 | Uplink | ISIS | 10000
LNK-00046 | VA-DC-001-AGG-R03 | et-0/1/1 | VA-DC-001-PE-T4-04 | xe-0/0/6 | Uplink | LLDP | 10000 | VA-DC-001-CBL-0012 | Black | ODF-4/P5 | ODF-2/P16
LNK-00047 | VA-DC-001-AGG-R03 | et-0/1/1 | VA-DC-001-PE-T4-04 | xe-0/0/6 | Uplink | OSPF | 10000
LNK-00048 | VA-DC-001-AGG-R03 | et-0/1/1 | VA-DC-001-PE-T4-04 | xe-0/0/6 | Uplink | ISIS | 10000
LNK-00049 | VA-DC-001-OLA-01 | 1/2/c1 | VA-DC-001-AGG-R01 | et-0/1/2 | Uplink | LLDP | 100000 | VA-DC-001-CBL-0013 | Red | ODF-2/P23 | ODF-3/P20
LNK-00050 | VA-DC-001-OLA-02 | 1/2/c1 | VA-DC-001-AGG-R02 | et-0/1/2 | Uplink | LLDP | 100000 | VA-DC-001-CBL-0014 | White | ODF-1/P23 | ODF-1/P13
LNK-00051 | VA-DC-001-FW-01 | port1 | VA-DC-001-AGG-R01 | xe-0/0/0 | Uplink | LLDP | 10000 | VA-DC-001-CBL-0015 | Green | ODF-3/P20 | ODF-4/P14
LNK-00052 | VA-DC-001-FW-01 | port2 | VA-DC-001-AGG-R02 | xe-0/0/0 | Uplink | LLDP | 10000 | VA-DC-001-CBL-0016 | Rose | ODF-1/P4 | ODF-2/P15
LNK-00053 | VA-DC-001-FW-02 | port1 | VA-DC-001-AGG-R02 | xe-0/0/1 | Uplink | LLDP | 10000 | VA-DC-001-CBL-0017 | Green | ODF-4/P22 | ODF-4/P11
LNK-00054 | VA-DC-001-FW-02 | port2 | VA-DC-001-AGG-R03 | xe-0/0/0 | Uplink | LLDP | 10000 | VA-DC-001-CBL-0018 | Orange | ODF-1/P6 | ODF-2/P4
LNK-00055 | VA-DC-001-MMR-SW-01 | et-0/1/0 | VA-DC-001-AGG-R01 | xe-0/0/1 | Uplink | LLDP | 10000 | VA-DC-001-CBL-0019 | Aqua | ODF-4/P17 | ODF-4/P20
LNK-00056 | VA-DC-001-MMR-SW-01 | et-0/1/1 | VA-DC-001-AGG-R01 | xe-0/0/2 | Uplink | LLDP | 10000 | VA-DC-001-CBL-0020 | Aqua | ODF-2/P13 | ODF-4/P6
LNK-00057 | VA-DC-001-MMR-SW-02 | Ethernet49/1 | VA-DC-001-AGG-R02 | xe-0/0/2 | Uplink | LLDP | 10000 | VA-DC-001-CBL-0021 | Rose | ODF-1/P14 | ODF-4/P2
LNK-00058 | VA-DC-001-MMR-SW-02 | Ethernet49/2 | VA-DC-001-AGG-R02 | xe-0/0/3 | Uplink | LLDP | 10000 | VA-DC-001-CBL-0022 | Red | ODF-4/P9 | ODF-2/P24
LNK-00059 | VA-DC-001-MMR-SW-03 | Ethernet49/1 | VA-DC-001-AGG-R03 | xe-0/0/1 | Uplink | LLDP | 10000 | VA-DC-001-CBL-0023 | Green | ODF-4/P21 | ODF-1/P17
LNK-00060 | VA-DC-001-MMR-SW-03 | Ethernet49/2 | VA-DC-001-AGG-R03 | xe-0/0/2 | Uplink | LLDP | 10000 | VA-DC-001-CBL-0024 | Rose | ODF-2/P7 | ODF-4/P24
LNK-00061 | VA-DC-001-MMR-SW-04 | et-0/1/0 | VA-DC-001-AGG-R01 | xe-0/0/3 | Uplink | LLDP | 10000 | VA-DC-001-CBL-0025 | Rose | ODF-4/P11 | ODF-1/P3
LNK-00062 | VA-DC-001-MMR-SW-04 | et-0/1/1 | VA-DC-001-AGG-R01 | xe-0/0/4 | Uplink | LLDP | 10000 | VA-DC-001-CBL-0026 | Yellow | ODF-2/P3 | ODF-1/P4
LNK-00063 | VA-DC-001-MMR-SW-05 | Ethernet49/1 | VA-DC-001-AGG-R02 | xe-0/0/4 | Uplink | LLDP | 10000 | VA-DC-001-CBL-0027 | Rose | ODF-2/P12 | ODF-3/P24
LNK-00064 | VA-DC-001-MMR-SW-05 | Ethernet49/2 | VA-DC-001-AGG-R02 | xe-0/0/5 | Uplink | LLDP | 10000 | VA-DC-001-CBL-0028 | Blue | ODF-4/P22 | ODF-2/P8
LNK-00065 | VA-DC-001-MMR-SW-06 | et-0/1/0 | VA-DC-001-AGG-R03 | xe-0/0/3 | Uplink | LLDP | 10000 | VA-DC-001-CBL-0029 | Red | ODF-2/P2 | ODF-4/P20
LNK-00066 | VA-DC-001-MMR-SW-06 | et-0/1/1 | VA-DC-001-AGG-R03 | xe-0/0/4 | Uplink | LLDP | 10000 | VA-DC-001-CBL-0030 | Blue | ODF-1/P5 | ODF-1/P15
LNK-00067 | VA-DC-001-MMR-SW-07 | et-0/1/0 | VA-DC-001-AGG-R01 | xe-0/0/5 | Uplink | LLDP | 10000 | VA-DC-001-CBL-0031 | Violet | ODF-1/P6 | ODF-3/P22
LNK-00068 | VA-DC-001-MMR-SW-07 | et-0/1/1 | VA-DC-001-AGG-R01 | xe-0/0/6 | Uplink | LLDP | 10000 | VA-DC-001-CBL-0032 | Red | ODF-3/P6 | ODF-3/P4
LNK-00069 | VA-DC-001-MMR-SW-08 | et-0/1/0 | VA-DC-001-AGG-R02 | xe-0/0/6 | Uplink | LLDP | 10000 | VA-DC-001-CBL-0033 | Green | ODF-1/P9 | ODF-2/P15
LNK-00070 | VA-DC-001-MMR-SW-08 | et-0/1/1 | VA-DC-001-AGG-R02 | xe-0/0/7 | Uplink | LLDP | 10000 | VA-DC-001-CBL-0034 | Blue | ODF-1/P11 | ODF-2/P3
LNK-00071 | VA-DC-001-MMR-SW-09 | Ethernet49/1 | VA-DC-001-AGG-R03 | xe-0/0/5 | Uplink | LLDP | 10000 | VA-DC-001-CBL-0035 | Green | ODF-4/P16 | ODF-4/P17
LNK-00072 | VA-DC-001-MMR-SW-09 | Ethernet49/2 | VA-DC-001-AGG-R03 | xe-0/0/6 | Uplink | LLDP | 10000 | VA-DC-001-CBL-0036 | White | ODF-4/P21 | ODF-1/P2
LNK-00073 | VA-DC-001-TOR-001 | Ethernet1 | VA-DC-001-MMR-SW-01 | xe-0/0/0 | Access | LLDP | 10000 | VA-DC-001-CBL-0037 | Red | ODF-3/P5 | ODF-1/P11
LNK-00074 | VA-DC-001-TOR-001 | Ethernet2 | VA-DC-001-MMR-SW-02 | Ethernet1 | Access | LLDP | 10000 | VA-DC-001-CBL-0038 | Blue | ODF-1/P19 | ODF-2/P9
LNK-00075 | VA-DC-001-TOR-002 | Te0/0/0/0 | VA-DC-001-MMR-SW-02 | Ethernet2 | Access | LLDP | 10000 | VA-DC-001-CBL-0039 | Violet | ODF-1/P2 | ODF-2/P7
LNK-00076 | VA-DC-001-TOR-002 | Te0/0/0/1 | VA-DC-001-MMR-SW-03 | Ethernet1 | Access | LLDP | 10000 | VA-DC-001-CBL-0040 | Black | ODF-2/P10 | ODF-1/P1
LNK-00077 | VA-DC-001-TOR-003 | Te0/0/0/0 | VA-DC-001-MMR-SW-03 | Ethernet2 | Access | LLDP | 10000 | VA-DC-001-CBL-0041 | Red | ODF-4/P9 | ODF-3/P3
LNK-00078 | VA-DC-001-TOR-003 | Te0/0/0/1 | VA-DC-001-MMR-SW-04 | xe-0/0/0 | Access | LLDP | 10000 | VA-DC-001-CBL-0042 | Brown | ODF-3/P17 | ODF-3/P18
LNK-00079 | VA-DC-001-TOR-004 | xe-0/0/0 | VA-DC-001-MMR-SW-04 | xe-0/0/1 | Access | LLDP | 10000 | VA-DC-001-CBL-0043 | Blue | ODF-3/P2 | ODF-3/P17
LNK-00080 | VA-DC-001-TOR-004 | xe-0/0/1 | VA-DC-001-MMR-SW-05 | Ethernet1 | Access | LLDP | 10000 | VA-DC-001-CBL-0044 | Aqua | ODF-1/P12 | ODF-4/P17
LNK-00081 | VA-DC-001-TOR-005 | xe-0/0/0 | VA-DC-001-MMR-SW-05 | Ethernet2 | Access | LLDP | 10000 | VA-DC-001-CBL-0045 | Yellow | ODF-4/P1 | ODF-1/P17
LNK-00082 | VA-DC-001-TOR-005 | xe-0/0/1 | VA-DC-001-MMR-SW-06 | xe-0/0/0 | Access | LLDP | 10000 | VA-DC-001-CBL-0046 | Brown | ODF-1/P6 | ODF-2/P13
LNK-00083 | VA-DC-001-TOR-006 | xe-0/0/0 | VA-DC-001-MMR-SW-06 | xe-0/0/1 | Access | LLDP | 10000 | VA-DC-001-CBL-0047 | Blue | ODF-2/P1 | ODF-4/P13
LNK-00084 | VA-DC-001-TOR-006 | xe-0/0/1 | VA-DC-001-MMR-SW-07 | xe-0/0/0 | Access | LLDP | 10000 | VA-DC-001-CBL-0048 | White | ODF-2/P7 | ODF-4/P8
LNK-00085 | VA-DC-002-PE-T4-01 | et-0/1/0 | VA-DC-002-PE-T4-02 | et-0/1/0 | Fabric | LLDP | 100000 | VA-DC-002-CBL-0049 | Yellow | ODF-3/P4 | ODF-4/P5
LNK-00086 | VA-DC-002-PE-T4-01 | et-0/1/0 | VA-DC-002-PE-T4-02 | et-0/1/0 | Fabric | OSPF | 100000
LNK-00087 | VA-DC-002-PE-T4-01 | et-0/1/0 | VA-DC-002-PE-T4-02 | et-0/1/0 | Fabric | ISIS | 100000
LNK-00088 | VA-DC-002-PE-T4-01 | et-0/1/0 | VA-DC-002-PE-T4-02 | et-0/1/0 | Fabric | BGP | 100000
LNK-00089 | VA-DC-002-PE-T4-01 | et-0/1/0 | VA-DC-002-PE-T4-02 | et-0/1/0 | Fabric | LSP | 100000
LNK-00090 | VA-DC-002-PE-T4-01 | et-0/1/1 | VA-DC-002-PE-T4-03 | et-0/1/0 | Fabric | LLDP | 100000 | VA-DC-002-CBL-0050 | Aqua | ODF-4/P12 | ODF-4/P6
LNK-00091 | VA-DC-002-PE-T4-01 | et-0/1/1 | VA-DC-002-PE-T4-03 | et-0/1/0 | Fabric | OSPF | 100000
LNK-00092 | VA-DC-002-PE-T4-01 | et-0/1/1 | VA-DC-002-PE-T4-03 | et-0/1/0 | Fabric | ISIS | 100000
LNK-00093 | VA-DC-002-PE-T4-01 | et-0/1/1 | VA-DC-002-PE-T4-03 | et-0/1/0 | Fabric | BGP | 100000
LNK-00094 | VA-DC-002-PE-T4-01 | et-0/1/1 | VA-DC-002-PE-T4-03 | et-0/1/0 | Fabric | LSP | 100000
LNK-00095 | VA-DC-002-PE-T4-01 | et-0/1/2 | VA-DC-002-PE-T4-04 | et-0/1/0 | Fabric | LLDP | 100000 | VA-DC-002-CBL-0051 | Brown | ODF-1/P3 | ODF-1/P3
LNK-00096 | VA-DC-002-PE-T4-01 | et-0/1/2 | VA-DC-002-PE-T4-04 | et-0/1/0 | Fabric | OSPF | 100000
LNK-00097 | VA-DC-002-PE-T4-01 | et-0/1/2 | VA-DC-002-PE-T4-04 | et-0/1/0 | Fabric | ISIS | 100000
LNK-00098 | VA-DC-002-PE-T4-01 | et-0/1/2 | VA-DC-002-PE-T4-04 | et-0/1/0 | Fabric | BGP | 100000
LNK-00099 | VA-DC-002-PE-T4-01 | et-0/1/2 | VA-DC-002-PE-T4-04 | et-0/1/0 | Fabric | LSP | 100000
LNK-00100 | VA-DC-002-PE-T4-02 | et-0/1/1 | VA-DC-002-PE-T4-03 | et-0/1/1 | Fabric | LLDP | 100000 | VA-DC-002-CBL-0052 | Blue | ODF-4/P20 | ODF-3/P15
LNK-00101 | VA-DC-002-PE-T4-02 | et-0/1/1 | VA-DC-002-PE-T4-03 | et-0/1/1 | Fabric | OSPF | 100000
LNK-00102 | VA-DC-002-PE-T4-02 | et-0/1/1 | VA-DC-002-PE-T4-03 | et-0/1/1 | Fabric | ISIS | 100000
LNK-00103 | VA-DC-002-PE-T4-02 | et-0/1/1 | VA-DC-002-PE-T4-03 | et-0/1/1 | Fabric | BGP | 100000
LNK-00104 | VA-DC-002-PE-T4-02 | et-0/1/1 | VA-DC-002-PE-T4-03 | et-0/1/1 | Fabric | LSP | 100000
LNK-00105 | VA-DC-002-PE-T4-02 | et-0/1/2 | VA-DC-002-PE-T4-04 | et-0/1/1 | Fabric | LLDP | 100000 | VA-DC-002-CBL-0053 | Brown | ODF-2/P12 | ODF-3/P6
LNK-00106 | VA-DC-002-PE-T4-02 | et-0/1/2 | VA-DC-002-PE-T4-04 | et-0/1/1 | Fabric | OSPF | 100000
LNK-00107 | VA-DC-002-PE-T4-02 | et-0/1/2 | VA-DC-002-PE-T4-04 | et-0/1/1 | Fabric | ISIS | 100000
LNK-00108 | VA-DC-002-PE-T4-02 | et-0/1/2 | VA-DC-002-PE-T4-04 | et-0/1/1 | Fabric | BGP | 100000
LNK-00109 | VA-DC-002-PE-T4-02 | et-0/1/2 | VA-DC-002-PE-T4-04 | et-0/1/1 | Fabric | LSP | 100000
LNK-00110 | VA-DC-002-PE-T4-03 | et-0/1/2 | VA-DC-002-PE-T4-04 | et-0/1/2 | Fabric | LLDP | 100000 | VA-DC-002-CBL-0054 | Slate | ODF-2/P3 | ODF-1/P16
LNK-00111 | VA-DC-002-PE-T4-03 | et-0/1/2 | VA-DC-002-PE-T4-04 | et-0/1/2 | Fabric | OSPF | 100000
LNK-00112 | VA-DC-002-PE-T4-03 | et-0/1/2 | VA-DC-002-PE-T4-04 | et-0/1/2 | Fabric | ISIS | 100000
LNK-00113 | VA-DC-002-PE-T4-03 | et-0/1/2 | VA-DC-002-PE-T4-04 | et-0/1/2 | Fabric | BGP | 100000
LNK-00114 | VA-DC-002-PE-T4-03 | et-0/1/2 | VA-DC-002-PE-T4-04 | et-0/1/2 | Fabric | LSP | 100000
LNK-00115 | VA-DC-002-AGG-R01 | et-0/1/0 | VA-DC-002-PE-T4-01 | xe-0/0/6 | Uplink | LLDP | 10000 | VA-DC-002-CBL-0055 | Orange | ODF-2/P8 | ODF-1/P11
LNK-00116 | VA-DC-002-AGG-R01 | et-0/1/0 | VA-DC-002-PE-T4-01 | xe-0/0/6 | Uplink | OSPF | 10000
LNK-00117 | VA-DC-002-AGG-R01 | et-0/1/0 | VA-DC-002-PE-T4-01 | xe-0/0/6 | Uplink | ISIS | 10000
LNK-00118 | VA-DC-002-AGG-R01 | et-0/1/1 | VA-DC-002-PE-T4-02 | xe-0/0/6 | Uplink | LLDP | 10000 | VA-DC-002-CBL-0056 | Yellow | ODF-3/P9 | ODF-3/P13
LNK-00119 | VA-DC-002-AGG-R01 | et-0/1/1 | VA-DC-002-PE-T4-02 | xe-0/0/6 | Uplink | OSPF | 10000
LNK-00120 | VA-DC-002-AGG-R01 | et-0/1/1 | VA-DC-002-PE-T4-02 | xe-0/0/6 | Uplink | ISIS | 10000
LNK-00121 | VA-DC-002-AGG-R02 | et-0/1/0 | VA-DC-002-PE-T4-02 | xe-0/0/7 | Uplink | LLDP | 10000 | VA-DC-002-CBL-0057 | Yellow | ODF-3/P7 | ODF-3/P23
LNK-00122 | VA-DC-002-AGG-R02 | et-0/1/0 | VA-DC-002-PE-T4-02 | xe-0/0/7 | Uplink | OSPF | 10000
LNK-00123 | VA-DC-002-AGG-R02 | et-0/1/0 | VA-DC-002-PE-T4-02 | xe-0/0/7 | Uplink | ISIS | 10000
LNK-00124 | VA-DC-002-AGG-R02 | et-0/1/1 | VA-DC-002-PE-T4-03 | xe-0/0/6 | Uplink | LLDP | 10000 | VA-DC-002-CBL-0058 | Blue | ODF-1/P9 | ODF-3/P18
LNK-00125 | VA-DC-002-AGG-R02 | et-0/1/1 | VA-DC-002-PE-T4-03 | xe-0/0/6 | Uplink | OSPF | 10000
LNK-00126 | VA-DC-002-AGG-R02 | et-0/1/1 | VA-DC-002-PE-T4-03 | xe-0/0/6 | Uplink | ISIS | 10000
LNK-00127 | VA-DC-002-OLA-01 | 1/2/c1 | VA-DC-002-AGG-R01 | et-0/1/2 | Uplink | LLDP | 100000 | VA-DC-002-CBL-0059 | Green | ODF-3/P18 | ODF-2/P6
LNK-00128 | VA-DC-002-FW-01 | port1 | VA-DC-002-AGG-R01 | xe-0/0/0 | Uplink | LLDP | 10000 | VA-DC-002-CBL-0060 | Violet | ODF-4/P8 | ODF-3/P13
LNK-00129 | VA-DC-002-FW-01 | port2 | VA-DC-002-AGG-R02 | xe-0/0/0 | Uplink | LLDP | 10000 | VA-DC-002-CBL-0061 | Red | ODF-3/P23 | ODF-4/P24
LNK-00130 | VA-DC-002-MMR-SW-01 | Ethernet49/1 | VA-DC-002-AGG-R01 | xe-0/0/1 | Uplink | LLDP | 10000 | VA-DC-002-CBL-0062 | Aqua | ODF-3/P12 | ODF-4/P8
LNK-00131 | VA-DC-002-MMR-SW-01 | Ethernet49/2 | VA-DC-002-AGG-R02 | xe-0/0/1 | Uplink | LLDP | 10000 | VA-DC-002-CBL-0063 | White | ODF-2/P7 | ODF-4/P10
LNK-00132 | VA-DC-002-MMR-SW-02 | Ethernet49/1 | VA-DC-002-AGG-R02 | xe-0/0/2 | Uplink | LLDP | 10000 | VA-DC-002-CBL-0064 | White | ODF-4/P8 | ODF-1/P9
LNK-00133 | VA-DC-002-MMR-SW-02 | Ethernet49/2 | VA-DC-002-AGG-R01 | xe-0/0/2 | Uplink | LLDP | 10000 | VA-DC-002-CBL-0065 | Red | ODF-3/P9 | ODF-1/P23
LNK-00134 | VA-DC-002-MMR-SW-03 | Ethernet49/1 | VA-DC-002-AGG-R01 | xe-0/0/3 | Uplink | LLDP | 10000 | VA-DC-002-CBL-0066 | Green | ODF-3/P4 | ODF-2/P20
LNK-00135 | VA-DC-002-MMR-SW-03 | Ethernet49/2 | VA-DC-002-AGG-R02 | xe-0/0/3 | Uplink | LLDP | 10000 | VA-DC-002-CBL-0067 | Green | ODF-2/P14 | ODF-3/P3
LNK-00136 | VA-DC-002-MMR-SW-04 | et-0/1/0 | VA-DC-002-AGG-R02 | xe-0/0/4 | Uplink | LLDP | 10000 | VA-DC-002-CBL-0068 | Slate | ODF-4/P5 | ODF-1/P8
LNK-00137 | VA-DC-002-MMR-SW-04 | et-0/1/1 | VA-DC-002-AGG-R01 | xe-0/0/4 | Uplink | LLDP | 10000 | VA-DC-002-CBL-0069 | Black | ODF-4/P10 | ODF-3/P10
LNK-00138 | VA-DC-002-TOR-001 | Te0/0/0/0 | VA-DC-002-MMR-SW-01 | Ethernet1 | Access | LLDP | 10000 | VA-DC-002-CBL-0070 | Blue | ODF-2/P9 | ODF-4/P6
LNK-00139 | VA-DC-002-TOR-001 | Te0/0/0/1 | VA-DC-002-MMR-SW-02 | Ethernet1 | Access | LLDP | 10000 | VA-DC-002-CBL-0071 | White | ODF-2/P14 | ODF-2/P11
LNK-00140 | VA-DC-002-TOR-002 | Te0/0/0/0 | VA-DC-002-MMR-SW-02 | Ethernet2 | Access | LLDP | 10000 | VA-DC-002-CBL-0072 | Rose | ODF-4/P24 | ODF-3/P24
LNK-00141 | VA-DC-002-TOR-002 | Te0/0/0/1 | VA-DC-002-MMR-SW-03 | Ethernet1 | Access | LLDP | 10000 | VA-DC-002-CBL-0073 | Black | ODF-2/P10 | ODF-1/P13
LNK-00142 | VA-DC-002-TOR-003 | Te0/0/0/0 | VA-DC-002-MMR-SW-03 | Ethernet2 | Access | LLDP | 10000 | VA-DC-002-CBL-0074 | Black | ODF-2/P12 | ODF-3/P2
LNK-00143 | VA-DC-002-TOR-003 | Te0/0/0/1 | VA-DC-002-MMR-SW-04 | xe-0/0/0 | Access | LLDP | 10000 | VA-DC-002-CBL-0075 | Red | ODF-4/P16 | ODF-3/P11
LNK-00144 | VA-DC-003-PE-T4-01 | et-0/1/0 | VA-DC-003-PE-T4-02 | et-0/1/0 | Fabric | LLDP | 100000 | VA-DC-003-CBL-0076 | Yellow | ODF-3/P11 | ODF-2/P17
LNK-00145 | VA-DC-003-PE-T4-01 | et-0/1/0 | VA-DC-003-PE-T4-02 | et-0/1/0 | Fabric | OSPF | 100000
LNK-00146 | VA-DC-003-PE-T4-01 | et-0/1/0 | VA-DC-003-PE-T4-02 | et-0/1/0 | Fabric | ISIS | 100000
LNK-00147 | VA-DC-003-PE-T4-01 | et-0/1/0 | VA-DC-003-PE-T4-02 | et-0/1/0 | Fabric | BGP | 100000
LNK-00148 | VA-DC-003-PE-T4-01 | et-0/1/0 | VA-DC-003-PE-T4-02 | et-0/1/0 | Fabric | LSP | 100000
LNK-00149 | VA-DC-003-PE-T4-01 | et-0/1/1 | VA-DC-003-PE-T4-03 | et-0/1/0 | Fabric | LLDP | 100000 | VA-DC-003-CBL-0077 | Yellow | ODF-2/P1 | ODF-4/P10
LNK-00150 | VA-DC-003-PE-T4-01 | et-0/1/1 | VA-DC-003-PE-T4-03 | et-0/1/0 | Fabric | OSPF | 100000
LNK-00151 | VA-DC-003-PE-T4-01 | et-0/1/1 | VA-DC-003-PE-T4-03 | et-0/1/0 | Fabric | ISIS | 100000
LNK-00152 | VA-DC-003-PE-T4-01 | et-0/1/1 | VA-DC-003-PE-T4-03 | et-0/1/0 | Fabric | BGP | 100000
LNK-00153 | VA-DC-003-PE-T4-01 | et-0/1/1 | VA-DC-003-PE-T4-03 | et-0/1/0 | Fabric | LSP | 100000
LNK-00154 | VA-DC-003-PE-T4-01 | et-0/1/2 | VA-DC-003-PE-T4-04 | et-0/1/0 | Fabric | LLDP | 100000 | VA-DC-003-CBL-0078 | Rose | ODF-3/P2 | ODF-2/P20
LNK-00155 | VA-DC-003-PE-T4-01 | et-0/1/2 | VA-DC-003-PE-T4-04 | et-0/1/0 | Fabric | OSPF | 100000
LNK-00156 | VA-DC-003-PE-T4-01 | et-0/1/2 | VA-DC-003-PE-T4-04 | et-0/1/0 | Fabric | ISIS | 100000
LNK-00157 | VA-DC-003-PE-T4-01 | et-0/1/2 | VA-DC-003-PE-T4-04 | et-0/1/0 | Fabric | BGP | 100000
LNK-00158 | VA-DC-003-PE-T4-01 | et-0/1/2 | VA-DC-003-PE-T4-04 | et-0/1/0 | Fabric | LSP | 100000
LNK-00159 | VA-DC-003-PE-T4-02 | et-0/1/1 | VA-DC-003-PE-T4-03 | et-0/1/1 | Fabric | LLDP | 100000 | VA-DC-003-CBL-0079 | Yellow | ODF-4/P21 | ODF-3/P13
LNK-00160 | VA-DC-003-PE-T4-02 | et-0/1/1 | VA-DC-003-PE-T4-03 | et-0/1/1 | Fabric | OSPF | 100000
LNK-00161 | VA-DC-003-PE-T4-02 | et-0/1/1 | VA-DC-003-PE-T4-03 | et-0/1/1 | Fabric | ISIS | 100000
LNK-00162 | VA-DC-003-PE-T4-02 | et-0/1/1 | VA-DC-003-PE-T4-03 | et-0/1/1 | Fabric | BGP | 100000
LNK-00163 | VA-DC-003-PE-T4-02 | et-0/1/1 | VA-DC-003-PE-T4-03 | et-0/1/1 | Fabric | LSP | 100000
LNK-00164 | VA-DC-003-PE-T4-02 | et-0/1/2 | VA-DC-003-PE-T4-04 | et-0/1/1 | Fabric | LLDP | 100000 | VA-DC-003-CBL-0080 | Blue | ODF-2/P24 | ODF-4/P19
LNK-00165 | VA-DC-003-PE-T4-02 | et-0/1/2 | VA-DC-003-PE-T4-04 | et-0/1/1 | Fabric | OSPF | 100000
LNK-00166 | VA-DC-003-PE-T4-02 | et-0/1/2 | VA-DC-003-PE-T4-04 | et-0/1/1 | Fabric | ISIS | 100000
LNK-00167 | VA-DC-003-PE-T4-02 | et-0/1/2 | VA-DC-003-PE-T4-04 | et-0/1/1 | Fabric | BGP | 100000
LNK-00168 | VA-DC-003-PE-T4-02 | et-0/1/2 | VA-DC-003-PE-T4-04 | et-0/1/1 | Fabric | LSP | 100000
LNK-00169 | VA-DC-003-PE-T4-03 | et-0/1/2 | VA-DC-003-PE-T4-04 | et-0/1/2 | Fabric | LLDP | 100000 | VA-DC-003-CBL-0081 | Brown | ODF-3/P3 | ODF-4/P15
LNK-00170 | VA-DC-003-PE-T4-03 | et-0/1/2 | VA-DC-003-PE-T4-04 | et-0/1/2 | Fabric | OSPF | 100000
LNK-00171 | VA-DC-003-PE-T4-03 | et-0/1/2 | VA-DC-003-PE-T4-04 | et-0/1/2 | Fabric | ISIS | 100000
LNK-00172 | VA-DC-003-PE-T4-03 | et-0/1/2 | VA-DC-003-PE-T4-04 | et-0/1/2 | Fabric | BGP | 100000
LNK-00173 | VA-DC-003-PE-T4-03 | et-0/1/2 | VA-DC-003-PE-T4-04 | et-0/1/2 | Fabric | LSP | 100000
LNK-00174 | VA-DC-003-AGG-R01 | et-0/1/0 | VA-DC-003-PE-T4-01 | xe-0/0/6 | Uplink | LLDP | 10000 | VA-DC-003-CBL-0082 | Green | ODF-3/P17 | ODF-2/P13
LNK-00175 | VA-DC-003-AGG-R01 | et-0/1/0 | VA-DC-003-PE-T4-01 | xe-0/0/6 | Uplink | OSPF | 10000
LNK-00176 | VA-DC-003-AGG-R01 | et-0/1/0 | VA-DC-003-PE-T4-01 | xe-0/0/6 | Uplink | ISIS | 10000
LNK-00177 | VA-DC-003-AGG-R01 | et-0/1/1 | VA-DC-003-PE-T4-02 | xe-0/0/6 | Uplink | LLDP | 10000 | VA-DC-003-CBL-0083 | Red | ODF-2/P12 | ODF-2/P9
LNK-00178 | VA-DC-003-AGG-R01 | et-0/1/1 | VA-DC-003-PE-T4-02 | xe-0/0/6 | Uplink | OSPF | 10000
LNK-00179 | VA-DC-003-AGG-R01 | et-0/1/1 | VA-DC-003-PE-T4-02 | xe-0/0/6 | Uplink | ISIS | 10000
LNK-00180 | VA-DC-003-AGG-R02 | et-0/1/0 | VA-DC-003-PE-T4-02 | xe-0/0/7 | Uplink | LLDP | 10000 | VA-DC-003-CBL-0084 | Brown | ODF-1/P14 | ODF-3/P11
LNK-00181 | VA-DC-003-AGG-R02 | et-0/1/0 | VA-DC-003-PE-T4-02 | xe-0/0/7 | Uplink | OSPF | 10000
LNK-00182 | VA-DC-003-AGG-R02 | et-0/1/0 | VA-DC-003-PE-T4-02 | xe-0/0/7 | Uplink | ISIS | 10000
LNK-00183 | VA-DC-003-AGG-R02 | et-0/1/1 | VA-DC-003-PE-T4-03 | xe-0/0/6 | Uplink | LLDP | 10000 | VA-DC-003-CBL-0085 | Aqua | ODF-4/P17 | ODF-4/P7
LNK-00184 | VA-DC-003-AGG-R02 | et-0/1/1 | VA-DC-003-PE-T4-03 | xe-0/0/6 | Uplink | OSPF | 10000
LNK-00185 | VA-DC-003-AGG-R02 | et-0/1/1 | VA-DC-003-PE-T4-03 | xe-0/0/6 | Uplink | ISIS | 10000
LNK-00186 | VA-DC-003-OLA-01 | 1/2/c1 | VA-DC-003-AGG-R01 | et-0/1/2 | Uplink | LLDP | 100000 | VA-DC-003-CBL-0086 | Orange | ODF-2/P1 | ODF-4/P9
LNK-00187 | VA-DC-003-OLA-02 | 1-A-1 | VA-DC-003-AGG-R02 | et-0/1/2 | Uplink | LLDP | 100000 | VA-DC-003-CBL-0087 | Yellow | ODF-3/P2 | ODF-2/P5
LNK-00188 | VA-DC-003-FW-01 | port1 | VA-DC-003-AGG-R01 | xe-0/0/0 | Uplink | LLDP | 10000 | VA-DC-003-CBL-0088 | Orange | ODF-1/P4 | ODF-3/P8
LNK-00189 | VA-DC-003-FW-01 | port2 | VA-DC-003-AGG-R02 | xe-0/0/0 | Uplink | LLDP | 10000 | VA-DC-003-CBL-0089 | Rose | ODF-2/P19 | ODF-4/P10
LNK-00190 | VA-DC-003-MMR-SW-01 | Ethernet49/1 | VA-DC-003-AGG-R01 | xe-0/0/1 | Uplink | LLDP | 10000 | VA-DC-003-CBL-0090 | White | ODF-1/P14 | ODF-1/P3
LNK-00191 | VA-DC-003-MMR-SW-01 | Ethernet49/2 | VA-DC-003-AGG-R02 | xe-0/0/1 | Uplink | LLDP | 10000 | VA-DC-003-CBL-0091 | Slate | ODF-3/P6 | ODF-3/P4
LNK-00192 | VA-DC-003-MMR-SW-02 | et-0/1/0 | VA-DC-003-AGG-R02 | xe-0/0/2 | Uplink | LLDP | 10000 | VA-DC-003-CBL-0092 | Slate | ODF-2/P4 | ODF-3/P5
LNK-00193 | VA-DC-003-MMR-SW-02 | et-0/1/1 | VA-DC-003-AGG-R01 | xe-0/0/2 | Uplink | LLDP | 10000 | VA-DC-003-CBL-0093 | Orange | ODF-4/P16 | ODF-3/P12
LNK-00194 | VA-DC-003-MMR-SW-03 | Ethernet49/1 | VA-DC-003-AGG-R01 | xe-0/0/3 | Uplink | LLDP | 10000 | VA-DC-003-CBL-0094 | Green | ODF-1/P13 | ODF-1/P16
LNK-00195 | VA-DC-003-MMR-SW-03 | Ethernet49/2 | VA-DC-003-AGG-R02 | xe-0/0/3 | Uplink | LLDP | 10000 | VA-DC-003-CBL-0095 | Green | ODF-2/P16 | ODF-1/P6
LNK-00196 | VA-DC-003-MMR-SW-04 | Ethernet49/1 | VA-DC-003-AGG-R02 | xe-0/0/4 | Uplink | LLDP | 10000 | VA-DC-003-CBL-0096 | Rose | ODF-1/P20 | ODF-3/P22
LNK-00197 | VA-DC-003-MMR-SW-04 | Ethernet49/2 | VA-DC-003-AGG-R01 | xe-0/0/4 | Uplink | LLDP | 10000 | VA-DC-003-CBL-0097 | Rose | ODF-4/P1 | ODF-2/P20
LNK-00198 | VA-DC-003-MMR-SW-05 | et-0/1/0 | VA-DC-003-AGG-R01 | xe-0/0/5 | Uplink | LLDP | 10000 | VA-DC-003-CBL-0098 | Aqua | ODF-3/P6 | ODF-1/P15
LNK-00199 | VA-DC-003-MMR-SW-05 | et-0/1/1 | VA-DC-003-AGG-R02 | xe-0/0/5 | Uplink | LLDP | 10000 | VA-DC-003-CBL-0099 | Red | ODF-1/P20 | ODF-1/P19
LNK-00200 | VA-DC-003-TOR-001 | Ethernet1 | VA-DC-003-MMR-SW-01 | Ethernet1 | Access | LLDP | 10000 | VA-DC-003-CBL-0100 | Rose | ODF-3/P13 | ODF-1/P3
LNK-00201 | VA-DC-003-TOR-001 | Ethernet2 | VA-DC-003-MMR-SW-02 | xe-0/0/0 | Access | LLDP | 10000 | VA-DC-003-CBL-0101 | Yellow | ODF-4/P6 | ODF-2/P23
LNK-00202 | VA-DC-003-TOR-002 | Ethernet1 | VA-DC-003-MMR-SW-02 | xe-0/0/1 | Access | LLDP | 10000 | VA-DC-003-CBL-0102 | Blue | ODF-3/P2 | ODF-3/P21
LNK-00203 | VA-DC-003-TOR-002 | Ethernet2 | VA-DC-003-MMR-SW-03 | Ethernet1 | Access | LLDP | 10000 | VA-DC-003-CBL-0103 | Blue | ODF-1/P16 | ODF-3/P19
LNK-00204 | VA-DC-003-TOR-003 | Ethernet1 | VA-DC-003-MMR-SW-03 | Ethernet2 | Access | LLDP | 10000 | VA-DC-003-CBL-0104 | White | ODF-2/P6 | ODF-4/P6
LNK-00205 | VA-DC-003-TOR-003 | Ethernet2 | VA-DC-003-MMR-SW-04 | Ethernet1 | Access | LLDP | 10000 | VA-DC-003-CBL-0105 | Rose | ODF-3/P10 | ODF-3/P21
LNK-00206 | VA-DC-003-TOR-004 | Te0/0/0/0 | VA-DC-003-MMR-SW-04 | Ethernet2 | Access | LLDP | 10000 | VA-DC-003-CBL-0106 | Red | ODF-1/P11 | ODF-4/P11
LNK-00207 | VA-DC-003-TOR-004 | Te0/0/0/1 | VA-DC-003-MMR-SW-05 | xe-0/0/0 | Access | LLDP | 10000 | VA-DC-003-CBL-0107 | Red | ODF-2/P21 | ODF-3/P7
LNK-00208 | VA-DC-004-PE-T4-01 | et-0/1/0 | VA-DC-004-PE-T4-02 | et-0/1/0 | Fabric | LLDP | 100000 | VA-DC-004-CBL-0108 | Yellow | ODF-2/P5 | ODF-1/P4
LNK-00209 | VA-DC-004-PE-T4-01 | et-0/1/0 | VA-DC-004-PE-T4-02 | et-0/1/0 | Fabric | OSPF | 100000
LNK-00210 | VA-DC-004-PE-T4-01 | et-0/1/0 | VA-DC-004-PE-T4-02 | et-0/1/0 | Fabric | ISIS | 100000
LNK-00211 | VA-DC-004-PE-T4-01 | et-0/1/0 | VA-DC-004-PE-T4-02 | et-0/1/0 | Fabric | BGP | 100000
LNK-00212 | VA-DC-004-PE-T4-01 | et-0/1/0 | VA-DC-004-PE-T4-02 | et-0/1/0 | Fabric | LSP | 100000
LNK-00213 | VA-DC-004-PE-T4-01 | et-0/1/1 | VA-DC-004-PE-T4-03 | 1/2/c1 | Fabric | LLDP | 100000 | VA-DC-004-CBL-0109 | Orange | ODF-1/P17 | ODF-1/P22
LNK-00214 | VA-DC-004-PE-T4-01 | et-0/1/1 | VA-DC-004-PE-T4-03 | 1/2/c1 | Fabric | OSPF | 100000
LNK-00215 | VA-DC-004-PE-T4-01 | et-0/1/1 | VA-DC-004-PE-T4-03 | 1/2/c1 | Fabric | ISIS | 100000
LNK-00216 | VA-DC-004-PE-T4-01 | et-0/1/1 | VA-DC-004-PE-T4-03 | 1/2/c1 | Fabric | BGP | 100000
LNK-00217 | VA-DC-004-PE-T4-01 | et-0/1/1 | VA-DC-004-PE-T4-03 | 1/2/c1 | Fabric | LSP | 100000
LNK-00218 | VA-DC-004-PE-T4-01 | et-0/1/2 | VA-DC-004-PE-T4-04 | 1/2/c1 | Fabric | LLDP | 100000 | VA-DC-004-CBL-0110 | Aqua | ODF-3/P16 | ODF-1/P13
LNK-00219 | VA-DC-004-PE-T4-01 | et-0/1/2 | VA-DC-004-PE-T4-04 | 1/2/c1 | Fabric | OSPF | 100000
LNK-00220 | VA-DC-004-PE-T4-01 | et-0/1/2 | VA-DC-004-PE-T4-04 | 1/2/c1 | Fabric | ISIS | 100000
LNK-00221 | VA-DC-004-PE-T4-01 | et-0/1/2 | VA-DC-004-PE-T4-04 | 1/2/c1 | Fabric | BGP | 100000
LNK-00222 | VA-DC-004-PE-T4-01 | et-0/1/2 | VA-DC-004-PE-T4-04 | 1/2/c1 | Fabric | LSP | 100000
LNK-00223 | VA-DC-004-PE-T4-02 | et-0/1/1 | VA-DC-004-PE-T4-03 | 1/2/c2 | Fabric | LLDP | 100000 | VA-DC-004-CBL-0111 | Violet | ODF-2/P18 | ODF-4/P9
LNK-00224 | VA-DC-004-PE-T4-02 | et-0/1/1 | VA-DC-004-PE-T4-03 | 1/2/c2 | Fabric | OSPF | 100000
LNK-00225 | VA-DC-004-PE-T4-02 | et-0/1/1 | VA-DC-004-PE-T4-03 | 1/2/c2 | Fabric | ISIS | 100000
LNK-00226 | VA-DC-004-PE-T4-02 | et-0/1/1 | VA-DC-004-PE-T4-03 | 1/2/c2 | Fabric | BGP | 100000
LNK-00227 | VA-DC-004-PE-T4-02 | et-0/1/1 | VA-DC-004-PE-T4-03 | 1/2/c2 | Fabric | LSP | 100000
LNK-00228 | VA-DC-004-PE-T4-02 | et-0/1/2 | VA-DC-004-PE-T4-04 | 1/2/c2 | Fabric | LLDP | 100000 | VA-DC-004-CBL-0112 | Blue | ODF-1/P20 | ODF-2/P8
LNK-00229 | VA-DC-004-PE-T4-02 | et-0/1/2 | VA-DC-004-PE-T4-04 | 1/2/c2 | Fabric | OSPF | 100000
LNK-00230 | VA-DC-004-PE-T4-02 | et-0/1/2 | VA-DC-004-PE-T4-04 | 1/2/c2 | Fabric | ISIS | 100000
LNK-00231 | VA-DC-004-PE-T4-02 | et-0/1/2 | VA-DC-004-PE-T4-04 | 1/2/c2 | Fabric | BGP | 100000
LNK-00232 | VA-DC-004-PE-T4-02 | et-0/1/2 | VA-DC-004-PE-T4-04 | 1/2/c2 | Fabric | LSP | 100000
LNK-00233 | VA-DC-004-PE-T4-03 | 1/2/c3 | VA-DC-004-PE-T4-04 | 1/2/c3 | Fabric | LLDP | 100000 | VA-DC-004-CBL-0113 | Red | ODF-3/P21 | ODF-3/P22
LNK-00234 | VA-DC-004-PE-T4-03 | 1/2/c3 | VA-DC-004-PE-T4-04 | 1/2/c3 | Fabric | OSPF | 100000
LNK-00235 | VA-DC-004-PE-T4-03 | 1/2/c3 | VA-DC-004-PE-T4-04 | 1/2/c3 | Fabric | ISIS | 100000
LNK-00236 | VA-DC-004-PE-T4-03 | 1/2/c3 | VA-DC-004-PE-T4-04 | 1/2/c3 | Fabric | BGP | 100000
LNK-00237 | VA-DC-004-PE-T4-03 | 1/2/c3 | VA-DC-004-PE-T4-04 | 1/2/c3 | Fabric | LSP | 100000
LNK-00238 | VA-DC-004-AGG-R01 | et-0/1/0 | VA-DC-004-PE-T4-01 | xe-0/0/6 | Uplink | LLDP | 10000 | VA-DC-004-CBL-0114 | Red | ODF-2/P5 | ODF-4/P12
LNK-00239 | VA-DC-004-AGG-R01 | et-0/1/0 | VA-DC-004-PE-T4-01 | xe-0/0/6 | Uplink | OSPF | 10000
LNK-00240 | VA-DC-004-AGG-R01 | et-0/1/0 | VA-DC-004-PE-T4-01 | xe-0/0/6 | Uplink | ISIS | 10000
LNK-00241 | VA-DC-004-AGG-R01 | et-0/1/1 | VA-DC-004-PE-T4-02 | xe-0/0/6 | Uplink | LLDP | 10000 | VA-DC-004-CBL-0115 | Aqua | ODF-1/P17 | ODF-2/P5
LNK-00242 | VA-DC-004-AGG-R01 | et-0/1/1 | VA-DC-004-PE-T4-02 | xe-0/0/6 | Uplink | OSPF | 10000
LNK-00243 | VA-DC-004-AGG-R01 | et-0/1/1 | VA-DC-004-PE-T4-02 | xe-0/0/6 | Uplink | ISIS | 10000
LNK-00244 | VA-DC-004-AGG-R02 | et-0/1/0 | VA-DC-004-PE-T4-02 | xe-0/0/7 | Uplink | LLDP | 10000 | VA-DC-004-CBL-0116 | Black | ODF-1/P17 | ODF-2/P23
LNK-00245 | VA-DC-004-AGG-R02 | et-0/1/0 | VA-DC-004-PE-T4-02 | xe-0/0/7 | Uplink | OSPF | 10000
LNK-00246 | VA-DC-004-AGG-R02 | et-0/1/0 | VA-DC-004-PE-T4-02 | xe-0/0/7 | Uplink | ISIS | 10000
LNK-00247 | VA-DC-004-AGG-R02 | et-0/1/1 | VA-DC-004-PE-T4-03 | 1/1/c7 | Uplink | LLDP | 10000 | VA-DC-004-CBL-0117 | Red | ODF-1/P11 | ODF-1/P14
LNK-00248 | VA-DC-004-AGG-R02 | et-0/1/1 | VA-DC-004-PE-T4-03 | 1/1/c7 | Uplink | OSPF | 10000
LNK-00249 | VA-DC-004-AGG-R02 | et-0/1/1 | VA-DC-004-PE-T4-03 | 1/1/c7 | Uplink | ISIS | 10000
LNK-00250 | VA-DC-004-OLA-01 | 1-A-1 | VA-DC-004-AGG-R01 | et-0/1/2 | Uplink | LLDP | 100000 | VA-DC-004-CBL-0118 | Violet | ODF-2/P21 | ODF-3/P18
LNK-00251 | VA-DC-004-FW-01 | port1 | VA-DC-004-AGG-R01 | xe-0/0/0 | Uplink | LLDP | 10000 | VA-DC-004-CBL-0119 | Blue | ODF-2/P13 | ODF-1/P9
LNK-00252 | VA-DC-004-FW-01 | port2 | VA-DC-004-AGG-R02 | xe-0/0/0 | Uplink | LLDP | 10000 | VA-DC-004-CBL-0120 | Rose | ODF-2/P13 | ODF-4/P21
LNK-00253 | VA-DC-004-MMR-SW-01 | Ethernet49/1 | VA-DC-004-AGG-R01 | xe-0/0/1 | Uplink | LLDP | 10000 | VA-DC-004-CBL-0121 | Green | ODF-1/P24 | ODF-2/P19
LNK-00254 | VA-DC-004-MMR-SW-01 | Ethernet49/2 | VA-DC-004-AGG-R02 | xe-0/0/1 | Uplink | LLDP | 10000 | VA-DC-004-CBL-0122 | Blue | ODF-2/P8 | ODF-4/P16
LNK-00255 | VA-DC-004-MMR-SW-02 | Hu0/0/1/0 | VA-DC-004-AGG-R02 | xe-0/0/2 | Uplink | LLDP | 10000 | VA-DC-004-CBL-0123 | Brown | ODF-3/P8 | ODF-4/P7
LNK-00256 | VA-DC-004-MMR-SW-02 | Hu0/0/1/1 | VA-DC-004-AGG-R01 | xe-0/0/2 | Uplink | LLDP | 10000 | VA-DC-004-CBL-0124 | White | ODF-4/P22 | ODF-3/P17
LNK-00257 | VA-DC-004-MMR-SW-03 | Hu0/0/1/0 | VA-DC-004-AGG-R01 | xe-0/0/3 | Uplink | LLDP | 10000 | VA-DC-004-CBL-0125 | Black | ODF-3/P8 | ODF-2/P7
LNK-00258 | VA-DC-004-MMR-SW-03 | Hu0/0/1/1 | VA-DC-004-AGG-R02 | xe-0/0/3 | Uplink | LLDP | 10000 | VA-DC-004-CBL-0126 | Black | ODF-2/P9 | ODF-2/P8
LNK-00259 | VA-DC-004-MMR-SW-04 | et-0/1/0 | VA-DC-004-AGG-R02 | xe-0/0/4 | Uplink | LLDP | 10000 | VA-DC-004-CBL-0127 | Slate | ODF-3/P21 | ODF-2/P15
LNK-00260 | VA-DC-004-MMR-SW-04 | et-0/1/1 | VA-DC-004-AGG-R01 | xe-0/0/4 | Uplink | LLDP | 10000 | VA-DC-004-CBL-0128 | White | ODF-4/P10 | ODF-4/P6
LNK-00261 | VA-DC-004-TOR-001 | xe-0/0/0 | VA-DC-004-MMR-SW-01 | Ethernet1 | Access | LLDP | 10000 | VA-DC-004-CBL-0129 | Slate | ODF-2/P12 | ODF-1/P13
LNK-00262 | VA-DC-004-TOR-001 | xe-0/0/1 | VA-DC-004-MMR-SW-02 | Te0/0/0/0 | Access | LLDP | 10000 | VA-DC-004-CBL-0130 | Aqua | ODF-4/P12 | ODF-1/P2
LNK-00263 | VA-DC-004-TOR-002 | Ethernet1 | VA-DC-004-MMR-SW-02 | Te0/0/0/1 | Access | LLDP | 10000 | VA-DC-004-CBL-0131 | Red | ODF-3/P20 | ODF-3/P22
LNK-00264 | VA-DC-004-TOR-002 | Ethernet2 | VA-DC-004-MMR-SW-03 | Te0/0/0/0 | Access | LLDP | 10000 | VA-DC-004-CBL-0132 | Brown | ODF-1/P19 | ODF-3/P22
LNK-00265 | TX-DC-005-PE-T4-01 | et-0/1/0 | TX-DC-005-PE-T4-02 | et-0/1/0 | Fabric | LLDP | 100000 | TX-DC-005-CBL-0133 | White | ODF-4/P5 | ODF-2/P23
LNK-00266 | TX-DC-005-PE-T4-01 | et-0/1/0 | TX-DC-005-PE-T4-02 | et-0/1/0 | Fabric | OSPF | 100000
LNK-00267 | TX-DC-005-PE-T4-01 | et-0/1/0 | TX-DC-005-PE-T4-02 | et-0/1/0 | Fabric | ISIS | 100000
LNK-00268 | TX-DC-005-PE-T4-01 | et-0/1/0 | TX-DC-005-PE-T4-02 | et-0/1/0 | Fabric | BGP | 100000
LNK-00269 | TX-DC-005-PE-T4-01 | et-0/1/0 | TX-DC-005-PE-T4-02 | et-0/1/0 | Fabric | LSP | 100000
LNK-00270 | TX-DC-005-PE-T4-01 | et-0/1/1 | TX-DC-005-PE-T4-03 | 1/2/c1 | Fabric | LLDP | 100000 | TX-DC-005-CBL-0134 | Brown | ODF-1/P9 | ODF-3/P13
LNK-00271 | TX-DC-005-PE-T4-01 | et-0/1/1 | TX-DC-005-PE-T4-03 | 1/2/c1 | Fabric | OSPF | 100000
LNK-00272 | TX-DC-005-PE-T4-01 | et-0/1/1 | TX-DC-005-PE-T4-03 | 1/2/c1 | Fabric | ISIS | 100000
LNK-00273 | TX-DC-005-PE-T4-01 | et-0/1/1 | TX-DC-005-PE-T4-03 | 1/2/c1 | Fabric | BGP | 100000
LNK-00274 | TX-DC-005-PE-T4-01 | et-0/1/1 | TX-DC-005-PE-T4-03 | 1/2/c1 | Fabric | LSP | 100000
LNK-00275 | TX-DC-005-PE-T4-01 | et-0/1/2 | TX-DC-005-PE-T4-04 | 1/2/c1 | Fabric | LLDP | 100000 | TX-DC-005-CBL-0135 | Brown | ODF-4/P24 | ODF-3/P20
LNK-00276 | TX-DC-005-PE-T4-01 | et-0/1/2 | TX-DC-005-PE-T4-04 | 1/2/c1 | Fabric | OSPF | 100000
LNK-00277 | TX-DC-005-PE-T4-01 | et-0/1/2 | TX-DC-005-PE-T4-04 | 1/2/c1 | Fabric | ISIS | 100000
LNK-00278 | TX-DC-005-PE-T4-01 | et-0/1/2 | TX-DC-005-PE-T4-04 | 1/2/c1 | Fabric | BGP | 100000
LNK-00279 | TX-DC-005-PE-T4-01 | et-0/1/2 | TX-DC-005-PE-T4-04 | 1/2/c1 | Fabric | LSP | 100000
LNK-00280 | TX-DC-005-PE-T4-02 | et-0/1/1 | TX-DC-005-PE-T4-03 | 1/2/c2 | Fabric | LLDP | 100000 | TX-DC-005-CBL-0136 | Slate | ODF-3/P20 | ODF-3/P16
LNK-00281 | TX-DC-005-PE-T4-02 | et-0/1/1 | TX-DC-005-PE-T4-03 | 1/2/c2 | Fabric | OSPF | 100000
LNK-00282 | TX-DC-005-PE-T4-02 | et-0/1/1 | TX-DC-005-PE-T4-03 | 1/2/c2 | Fabric | ISIS | 100000
LNK-00283 | TX-DC-005-PE-T4-02 | et-0/1/1 | TX-DC-005-PE-T4-03 | 1/2/c2 | Fabric | BGP | 100000
LNK-00284 | TX-DC-005-PE-T4-02 | et-0/1/1 | TX-DC-005-PE-T4-03 | 1/2/c2 | Fabric | LSP | 100000
LNK-00285 | TX-DC-005-PE-T4-02 | et-0/1/2 | TX-DC-005-PE-T4-04 | 1/2/c2 | Fabric | LLDP | 100000 | TX-DC-005-CBL-0137 | Black | ODF-1/P14 | ODF-4/P16
LNK-00286 | TX-DC-005-PE-T4-02 | et-0/1/2 | TX-DC-005-PE-T4-04 | 1/2/c2 | Fabric | OSPF | 100000
LNK-00287 | TX-DC-005-PE-T4-02 | et-0/1/2 | TX-DC-005-PE-T4-04 | 1/2/c2 | Fabric | ISIS | 100000
LNK-00288 | TX-DC-005-PE-T4-02 | et-0/1/2 | TX-DC-005-PE-T4-04 | 1/2/c2 | Fabric | BGP | 100000
LNK-00289 | TX-DC-005-PE-T4-02 | et-0/1/2 | TX-DC-005-PE-T4-04 | 1/2/c2 | Fabric | LSP | 100000
LNK-00290 | TX-DC-005-PE-T4-03 | 1/2/c3 | TX-DC-005-PE-T4-04 | 1/2/c3 | Fabric | LLDP | 100000 | TX-DC-005-CBL-0138 | Slate | ODF-1/P24 | ODF-1/P4
LNK-00291 | TX-DC-005-PE-T4-03 | 1/2/c3 | TX-DC-005-PE-T4-04 | 1/2/c3 | Fabric | OSPF | 100000
LNK-00292 | TX-DC-005-PE-T4-03 | 1/2/c3 | TX-DC-005-PE-T4-04 | 1/2/c3 | Fabric | ISIS | 100000
LNK-00293 | TX-DC-005-PE-T4-03 | 1/2/c3 | TX-DC-005-PE-T4-04 | 1/2/c3 | Fabric | BGP | 100000
LNK-00294 | TX-DC-005-PE-T4-03 | 1/2/c3 | TX-DC-005-PE-T4-04 | 1/2/c3 | Fabric | LSP | 100000
LNK-00295 | TX-DC-005-AGG-R01 | et-0/1/0 | TX-DC-005-PE-T4-01 | xe-0/0/6 | Uplink | LLDP | 10000 | TX-DC-005-CBL-0139 | Aqua | ODF-1/P14 | ODF-4/P8
LNK-00296 | TX-DC-005-AGG-R01 | et-0/1/0 | TX-DC-005-PE-T4-01 | xe-0/0/6 | Uplink | OSPF | 10000
LNK-00297 | TX-DC-005-AGG-R01 | et-0/1/0 | TX-DC-005-PE-T4-01 | xe-0/0/6 | Uplink | ISIS | 10000
LNK-00298 | TX-DC-005-AGG-R01 | et-0/1/1 | TX-DC-005-PE-T4-02 | xe-0/0/6 | Uplink | LLDP | 10000 | TX-DC-005-CBL-0140 | White | ODF-4/P17 | ODF-1/P18
LNK-00299 | TX-DC-005-AGG-R01 | et-0/1/1 | TX-DC-005-PE-T4-02 | xe-0/0/6 | Uplink | OSPF | 10000
LNK-00300 | TX-DC-005-AGG-R01 | et-0/1/1 | TX-DC-005-PE-T4-02 | xe-0/0/6 | Uplink | ISIS | 10000
LNK-00301 | TX-DC-005-AGG-R02 | et-0/1/0 | TX-DC-005-PE-T4-02 | xe-0/0/7 | Uplink | LLDP | 10000 | TX-DC-005-CBL-0141 | Rose | ODF-3/P15 | ODF-3/P20
LNK-00302 | TX-DC-005-AGG-R02 | et-0/1/0 | TX-DC-005-PE-T4-02 | xe-0/0/7 | Uplink | OSPF | 10000
LNK-00303 | TX-DC-005-AGG-R02 | et-0/1/0 | TX-DC-005-PE-T4-02 | xe-0/0/7 | Uplink | ISIS | 10000
LNK-00304 | TX-DC-005-AGG-R02 | et-0/1/1 | TX-DC-005-PE-T4-03 | 1/1/c7 | Uplink | LLDP | 10000 | TX-DC-005-CBL-0142 | Black | ODF-1/P19 | ODF-4/P3
LNK-00305 | TX-DC-005-AGG-R02 | et-0/1/1 | TX-DC-005-PE-T4-03 | 1/1/c7 | Uplink | OSPF | 10000
LNK-00306 | TX-DC-005-AGG-R02 | et-0/1/1 | TX-DC-005-PE-T4-03 | 1/1/c7 | Uplink | ISIS | 10000
LNK-00307 | TX-DC-005-AGG-R03 | et-0/1/0 | TX-DC-005-PE-T4-03 | 1/1/c8 | Uplink | LLDP | 10000 | TX-DC-005-CBL-0143 | Blue | ODF-3/P10 | ODF-1/P15
LNK-00308 | TX-DC-005-AGG-R03 | et-0/1/0 | TX-DC-005-PE-T4-03 | 1/1/c8 | Uplink | OSPF | 10000
LNK-00309 | TX-DC-005-AGG-R03 | et-0/1/0 | TX-DC-005-PE-T4-03 | 1/1/c8 | Uplink | ISIS | 10000
LNK-00310 | TX-DC-005-AGG-R03 | et-0/1/1 | TX-DC-005-PE-T4-04 | 1/1/c7 | Uplink | LLDP | 10000 | TX-DC-005-CBL-0144 | Slate | ODF-1/P1 | ODF-4/P14
LNK-00311 | TX-DC-005-AGG-R03 | et-0/1/1 | TX-DC-005-PE-T4-04 | 1/1/c7 | Uplink | OSPF | 10000
LNK-00312 | TX-DC-005-AGG-R03 | et-0/1/1 | TX-DC-005-PE-T4-04 | 1/1/c7 | Uplink | ISIS | 10000
LNK-00313 | TX-DC-005-OLA-01 | 1/2/c1 | TX-DC-005-AGG-R01 | et-0/1/2 | Uplink | LLDP | 100000 | TX-DC-005-CBL-0145 | Slate | ODF-2/P19 | ODF-1/P14
LNK-00314 | TX-DC-005-OLA-02 | 1/2/c1 | TX-DC-005-AGG-R02 | et-0/1/2 | Uplink | LLDP | 100000 | TX-DC-005-CBL-0146 | Yellow | ODF-2/P12 | ODF-1/P15
LNK-00315 | TX-DC-005-FW-01 | port1 | TX-DC-005-AGG-R01 | xe-0/0/0 | Uplink | LLDP | 10000 | TX-DC-005-CBL-0147 | Yellow | ODF-2/P20 | ODF-1/P22
LNK-00316 | TX-DC-005-FW-01 | port2 | TX-DC-005-AGG-R02 | xe-0/0/0 | Uplink | LLDP | 10000 | TX-DC-005-CBL-0148 | Orange | ODF-1/P11 | ODF-3/P11
LNK-00317 | TX-DC-005-MMR-SW-01 | Hu0/0/1/0 | TX-DC-005-AGG-R01 | xe-0/0/1 | Uplink | LLDP | 10000 | TX-DC-005-CBL-0149 | Yellow | ODF-3/P12 | ODF-4/P13
LNK-00318 | TX-DC-005-MMR-SW-01 | Hu0/0/1/1 | TX-DC-005-AGG-R01 | xe-0/0/2 | Uplink | LLDP | 10000 | TX-DC-005-CBL-0150 | Orange | ODF-3/P7 | ODF-4/P9
LNK-00319 | TX-DC-005-MMR-SW-02 | Ethernet49/1 | TX-DC-005-AGG-R02 | xe-0/0/1 | Uplink | LLDP | 10000 | TX-DC-005-CBL-0151 | Rose | ODF-4/P4 | ODF-1/P19
LNK-00320 | TX-DC-005-MMR-SW-02 | Ethernet49/2 | TX-DC-005-AGG-R02 | xe-0/0/2 | Uplink | LLDP | 10000 | TX-DC-005-CBL-0152 | Violet | ODF-3/P24 | ODF-1/P16
LNK-00321 | TX-DC-005-MMR-SW-03 | Ethernet49/1 | TX-DC-005-AGG-R03 | xe-0/0/0 | Uplink | LLDP | 10000 | TX-DC-005-CBL-0153 | Blue | ODF-1/P17 | ODF-3/P6
LNK-00322 | TX-DC-005-MMR-SW-03 | Ethernet49/2 | TX-DC-005-AGG-R03 | xe-0/0/1 | Uplink | LLDP | 10000 | TX-DC-005-CBL-0154 | Yellow | ODF-4/P7 | ODF-1/P23
LNK-00323 | TX-DC-005-MMR-SW-04 | Hu0/0/1/0 | TX-DC-005-AGG-R01 | xe-0/0/3 | Uplink | LLDP | 10000 | TX-DC-005-CBL-0155 | Rose | ODF-1/P15 | ODF-1/P1
LNK-00324 | TX-DC-005-MMR-SW-04 | Hu0/0/1/1 | TX-DC-005-AGG-R01 | xe-0/0/4 | Uplink | LLDP | 10000 | TX-DC-005-CBL-0156 | Slate | ODF-3/P14 | ODF-4/P8
LNK-00325 | TX-DC-005-MMR-SW-05 | Ethernet49/1 | TX-DC-005-AGG-R02 | xe-0/0/3 | Uplink | LLDP | 10000 | TX-DC-005-CBL-0157 | Rose | ODF-1/P16 | ODF-1/P17
LNK-00326 | TX-DC-005-MMR-SW-05 | Ethernet49/2 | TX-DC-005-AGG-R02 | xe-0/0/4 | Uplink | LLDP | 10000 | TX-DC-005-CBL-0158 | Yellow | ODF-3/P15 | ODF-1/P12
LNK-00327 | TX-DC-005-MMR-SW-06 | Hu0/0/1/0 | TX-DC-005-AGG-R03 | xe-0/0/2 | Uplink | LLDP | 10000 | TX-DC-005-CBL-0159 | Orange | ODF-3/P5 | ODF-3/P20
LNK-00328 | TX-DC-005-MMR-SW-06 | Hu0/0/1/1 | TX-DC-005-AGG-R03 | xe-0/0/3 | Uplink | LLDP | 10000 | TX-DC-005-CBL-0160 | Brown | ODF-4/P14 | ODF-4/P1
LNK-00329 | TX-DC-005-MMR-SW-07 | Ethernet49/1 | TX-DC-005-AGG-R01 | xe-0/0/5 | Uplink | LLDP | 10000 | TX-DC-005-CBL-0161 | Rose | ODF-3/P24 | ODF-3/P10
LNK-00330 | TX-DC-005-MMR-SW-07 | Ethernet49/2 | TX-DC-005-AGG-R01 | xe-0/0/6 | Uplink | LLDP | 10000 | TX-DC-005-CBL-0162 | Orange | ODF-2/P6 | ODF-1/P21
LNK-00331 | TX-DC-005-TOR-001 | Te0/0/0/0 | TX-DC-005-MMR-SW-01 | Te0/0/0/0 | Access | LLDP | 10000 | TX-DC-005-CBL-0163 | Rose | ODF-4/P24 | ODF-1/P6
LNK-00332 | TX-DC-005-TOR-001 | Te0/0/0/1 | TX-DC-005-MMR-SW-02 | Ethernet1 | Access | LLDP | 10000 | TX-DC-005-CBL-0164 | Slate | ODF-3/P13 | ODF-3/P1
LNK-00333 | TX-DC-005-TOR-002 | xe-0/0/0 | TX-DC-005-MMR-SW-02 | Ethernet2 | Access | LLDP | 10000 | TX-DC-005-CBL-0165 | Green | ODF-4/P3 | ODF-1/P15
LNK-00334 | TX-DC-005-TOR-002 | xe-0/0/1 | TX-DC-005-MMR-SW-03 | Ethernet1 | Access | LLDP | 10000 | TX-DC-005-CBL-0166 | Green | ODF-2/P5 | ODF-3/P7
LNK-00335 | TX-DC-005-TOR-003 | xe-0/0/0 | TX-DC-005-MMR-SW-03 | Ethernet2 | Access | LLDP | 10000 | TX-DC-005-CBL-0167 | Black | ODF-3/P12 | ODF-2/P4
LNK-00336 | TX-DC-005-TOR-003 | xe-0/0/1 | TX-DC-005-MMR-SW-04 | Te0/0/0/0 | Access | LLDP | 10000 | TX-DC-005-CBL-0168 | Black | ODF-1/P8 | ODF-3/P19
LNK-00337 | TX-DC-005-TOR-004 | Ethernet1 | TX-DC-005-MMR-SW-04 | Te0/0/0/1 | Access | LLDP | 10000 | TX-DC-005-CBL-0169 | Red | ODF-4/P6 | ODF-3/P20
LNK-00338 | TX-DC-005-TOR-004 | Ethernet2 | TX-DC-005-MMR-SW-05 | Ethernet1 | Access | LLDP | 10000 | TX-DC-005-CBL-0170 | Rose | ODF-1/P12 | ODF-1/P16
LNK-00339 | TX-DC-005-TOR-005 | Ethernet1 | TX-DC-005-MMR-SW-05 | Ethernet2 | Access | LLDP | 10000 | TX-DC-005-CBL-0171 | Violet | ODF-3/P24 | ODF-1/P20
LNK-00340 | TX-DC-005-TOR-005 | Ethernet2 | TX-DC-005-MMR-SW-06 | Te0/0/0/0 | Access | LLDP | 10000 | TX-DC-005-CBL-0172 | White | ODF-1/P6 | ODF-1/P14
LNK-00341 | TX-DC-006-PE-T4-01 | et-0/1/0 | TX-DC-006-PE-T4-02 | et-0/1/0 | Fabric | LLDP | 100000 | TX-DC-006-CBL-0173 | Aqua | ODF-3/P9 | ODF-1/P21
LNK-00342 | TX-DC-006-PE-T4-01 | et-0/1/0 | TX-DC-006-PE-T4-02 | et-0/1/0 | Fabric | OSPF | 100000
LNK-00343 | TX-DC-006-PE-T4-01 | et-0/1/0 | TX-DC-006-PE-T4-02 | et-0/1/0 | Fabric | ISIS | 100000
LNK-00344 | TX-DC-006-PE-T4-01 | et-0/1/0 | TX-DC-006-PE-T4-02 | et-0/1/0 | Fabric | BGP | 100000
LNK-00345 | TX-DC-006-PE-T4-01 | et-0/1/0 | TX-DC-006-PE-T4-02 | et-0/1/0 | Fabric | LSP | 100000
LNK-00346 | TX-DC-006-PE-T4-01 | et-0/1/1 | TX-DC-006-PE-T4-03 | 1/2/c1 | Fabric | LLDP | 100000 | TX-DC-006-CBL-0174 | Black | ODF-3/P6 | ODF-1/P10
LNK-00347 | TX-DC-006-PE-T4-01 | et-0/1/1 | TX-DC-006-PE-T4-03 | 1/2/c1 | Fabric | OSPF | 100000
LNK-00348 | TX-DC-006-PE-T4-01 | et-0/1/1 | TX-DC-006-PE-T4-03 | 1/2/c1 | Fabric | ISIS | 100000
LNK-00349 | TX-DC-006-PE-T4-01 | et-0/1/1 | TX-DC-006-PE-T4-03 | 1/2/c1 | Fabric | BGP | 100000
LNK-00350 | TX-DC-006-PE-T4-01 | et-0/1/1 | TX-DC-006-PE-T4-03 | 1/2/c1 | Fabric | LSP | 100000
LNK-00351 | TX-DC-006-PE-T4-01 | et-0/1/2 | TX-DC-006-PE-T4-04 | 1/2/c1 | Fabric | LLDP | 100000 | TX-DC-006-CBL-0175 | Aqua | ODF-4/P4 | ODF-2/P24
LNK-00352 | TX-DC-006-PE-T4-01 | et-0/1/2 | TX-DC-006-PE-T4-04 | 1/2/c1 | Fabric | OSPF | 100000
LNK-00353 | TX-DC-006-PE-T4-01 | et-0/1/2 | TX-DC-006-PE-T4-04 | 1/2/c1 | Fabric | ISIS | 100000
LNK-00354 | TX-DC-006-PE-T4-01 | et-0/1/2 | TX-DC-006-PE-T4-04 | 1/2/c1 | Fabric | BGP | 100000
LNK-00355 | TX-DC-006-PE-T4-01 | et-0/1/2 | TX-DC-006-PE-T4-04 | 1/2/c1 | Fabric | LSP | 100000
LNK-00356 | TX-DC-006-PE-T4-02 | et-0/1/1 | TX-DC-006-PE-T4-03 | 1/2/c2 | Fabric | LLDP | 100000 | TX-DC-006-CBL-0176 | Brown | ODF-1/P15 | ODF-2/P10
LNK-00357 | TX-DC-006-PE-T4-02 | et-0/1/1 | TX-DC-006-PE-T4-03 | 1/2/c2 | Fabric | OSPF | 100000
LNK-00358 | TX-DC-006-PE-T4-02 | et-0/1/1 | TX-DC-006-PE-T4-03 | 1/2/c2 | Fabric | ISIS | 100000
LNK-00359 | TX-DC-006-PE-T4-02 | et-0/1/1 | TX-DC-006-PE-T4-03 | 1/2/c2 | Fabric | BGP | 100000
LNK-00360 | TX-DC-006-PE-T4-02 | et-0/1/1 | TX-DC-006-PE-T4-03 | 1/2/c2 | Fabric | LSP | 100000
LNK-00361 | TX-DC-006-PE-T4-02 | et-0/1/2 | TX-DC-006-PE-T4-04 | 1/2/c2 | Fabric | LLDP | 100000 | TX-DC-006-CBL-0177 | Green | ODF-1/P3 | ODF-3/P15
LNK-00362 | TX-DC-006-PE-T4-02 | et-0/1/2 | TX-DC-006-PE-T4-04 | 1/2/c2 | Fabric | OSPF | 100000
LNK-00363 | TX-DC-006-PE-T4-02 | et-0/1/2 | TX-DC-006-PE-T4-04 | 1/2/c2 | Fabric | ISIS | 100000
LNK-00364 | TX-DC-006-PE-T4-02 | et-0/1/2 | TX-DC-006-PE-T4-04 | 1/2/c2 | Fabric | BGP | 100000
LNK-00365 | TX-DC-006-PE-T4-02 | et-0/1/2 | TX-DC-006-PE-T4-04 | 1/2/c2 | Fabric | LSP | 100000
LNK-00366 | TX-DC-006-PE-T4-03 | 1/2/c3 | TX-DC-006-PE-T4-04 | 1/2/c3 | Fabric | LLDP | 100000 | TX-DC-006-CBL-0178 | Brown | ODF-1/P24 | ODF-3/P15
LNK-00367 | TX-DC-006-PE-T4-03 | 1/2/c3 | TX-DC-006-PE-T4-04 | 1/2/c3 | Fabric | OSPF | 100000
LNK-00368 | TX-DC-006-PE-T4-03 | 1/2/c3 | TX-DC-006-PE-T4-04 | 1/2/c3 | Fabric | ISIS | 100000
LNK-00369 | TX-DC-006-PE-T4-03 | 1/2/c3 | TX-DC-006-PE-T4-04 | 1/2/c3 | Fabric | BGP | 100000
LNK-00370 | TX-DC-006-PE-T4-03 | 1/2/c3 | TX-DC-006-PE-T4-04 | 1/2/c3 | Fabric | LSP | 100000
LNK-00371 | TX-DC-006-AGG-R01 | et-0/1/0 | TX-DC-006-PE-T4-01 | xe-0/0/6 | Uplink | LLDP | 10000 | TX-DC-006-CBL-0179 | Orange | ODF-3/P5 | ODF-2/P8
LNK-00372 | TX-DC-006-AGG-R01 | et-0/1/0 | TX-DC-006-PE-T4-01 | xe-0/0/6 | Uplink | OSPF | 10000
LNK-00373 | TX-DC-006-AGG-R01 | et-0/1/0 | TX-DC-006-PE-T4-01 | xe-0/0/6 | Uplink | ISIS | 10000
LNK-00374 | TX-DC-006-AGG-R01 | et-0/1/1 | TX-DC-006-PE-T4-02 | xe-0/0/6 | Uplink | LLDP | 10000 | TX-DC-006-CBL-0180 | Yellow | ODF-1/P22 | ODF-2/P19
LNK-00375 | TX-DC-006-AGG-R01 | et-0/1/1 | TX-DC-006-PE-T4-02 | xe-0/0/6 | Uplink | OSPF | 10000
LNK-00376 | TX-DC-006-AGG-R01 | et-0/1/1 | TX-DC-006-PE-T4-02 | xe-0/0/6 | Uplink | ISIS | 10000
LNK-00377 | TX-DC-006-AGG-R02 | et-0/1/0 | TX-DC-006-PE-T4-02 | xe-0/0/7 | Uplink | LLDP | 10000 | TX-DC-006-CBL-0181 | Yellow | ODF-4/P22 | ODF-1/P12
LNK-00378 | TX-DC-006-AGG-R02 | et-0/1/0 | TX-DC-006-PE-T4-02 | xe-0/0/7 | Uplink | OSPF | 10000
LNK-00379 | TX-DC-006-AGG-R02 | et-0/1/0 | TX-DC-006-PE-T4-02 | xe-0/0/7 | Uplink | ISIS | 10000
LNK-00380 | TX-DC-006-AGG-R02 | et-0/1/1 | TX-DC-006-PE-T4-03 | 1/1/c7 | Uplink | LLDP | 10000 | TX-DC-006-CBL-0182 | Rose | ODF-2/P17 | ODF-4/P19
LNK-00381 | TX-DC-006-AGG-R02 | et-0/1/1 | TX-DC-006-PE-T4-03 | 1/1/c7 | Uplink | OSPF | 10000
LNK-00382 | TX-DC-006-AGG-R02 | et-0/1/1 | TX-DC-006-PE-T4-03 | 1/1/c7 | Uplink | ISIS | 10000
LNK-00383 | TX-DC-006-OLA-01 | 1-A-1 | TX-DC-006-AGG-R01 | et-0/1/2 | Uplink | LLDP | 100000 | TX-DC-006-CBL-0183 | Violet | ODF-1/P5 | ODF-1/P17
LNK-00384 | TX-DC-006-OLA-02 | 1/2/c1 | TX-DC-006-AGG-R02 | et-0/1/2 | Uplink | LLDP | 100000 | TX-DC-006-CBL-0184 | Green | ODF-3/P1 | ODF-3/P3
LNK-00385 | TX-DC-006-FW-01 | port1 | TX-DC-006-AGG-R01 | xe-0/0/0 | Uplink | LLDP | 10000 | TX-DC-006-CBL-0185 | Slate | ODF-4/P22 | ODF-4/P15
LNK-00386 | TX-DC-006-FW-01 | port2 | TX-DC-006-AGG-R02 | xe-0/0/0 | Uplink | LLDP | 10000 | TX-DC-006-CBL-0186 | Brown | ODF-1/P23 | ODF-4/P14
LNK-00387 | TX-DC-006-MMR-SW-01 | Hu0/0/1/0 | TX-DC-006-AGG-R01 | xe-0/0/1 | Uplink | LLDP | 10000 | TX-DC-006-CBL-0187 | Violet | ODF-2/P11 | ODF-3/P16
LNK-00388 | TX-DC-006-MMR-SW-01 | Hu0/0/1/1 | TX-DC-006-AGG-R02 | xe-0/0/1 | Uplink | LLDP | 10000 | TX-DC-006-CBL-0188 | Slate | ODF-2/P14 | ODF-4/P18
LNK-00389 | TX-DC-006-MMR-SW-02 | Ethernet49/1 | TX-DC-006-AGG-R02 | xe-0/0/2 | Uplink | LLDP | 10000 | TX-DC-006-CBL-0189 | Rose | ODF-1/P11 | ODF-2/P12
LNK-00390 | TX-DC-006-MMR-SW-02 | Ethernet49/2 | TX-DC-006-AGG-R01 | xe-0/0/2 | Uplink | LLDP | 10000 | TX-DC-006-CBL-0190 | Rose | ODF-3/P9 | ODF-2/P19
LNK-00391 | TX-DC-006-MMR-SW-03 | Ethernet49/1 | TX-DC-006-AGG-R01 | xe-0/0/3 | Uplink | LLDP | 10000 | TX-DC-006-CBL-0191 | Yellow | ODF-3/P17 | ODF-4/P5
LNK-00392 | TX-DC-006-MMR-SW-03 | Ethernet49/2 | TX-DC-006-AGG-R02 | xe-0/0/3 | Uplink | LLDP | 10000 | TX-DC-006-CBL-0192 | Brown | ODF-3/P23 | ODF-3/P4
LNK-00393 | TX-DC-006-MMR-SW-04 | et-0/1/0 | TX-DC-006-AGG-R02 | xe-0/0/4 | Uplink | LLDP | 10000 | TX-DC-006-CBL-0193 | Orange | ODF-1/P9 | ODF-1/P1
LNK-00394 | TX-DC-006-MMR-SW-04 | et-0/1/1 | TX-DC-006-AGG-R01 | xe-0/0/4 | Uplink | LLDP | 10000 | TX-DC-006-CBL-0194 | Brown | ODF-1/P14 | ODF-4/P1
LNK-00395 | TX-DC-006-MMR-SW-05 | Ethernet49/1 | TX-DC-006-AGG-R01 | xe-0/0/5 | Uplink | LLDP | 10000 | TX-DC-006-CBL-0195 | Aqua | ODF-1/P23 | ODF-3/P11
LNK-00396 | TX-DC-006-MMR-SW-05 | Ethernet49/2 | TX-DC-006-AGG-R02 | xe-0/0/5 | Uplink | LLDP | 10000 | TX-DC-006-CBL-0196 | White | ODF-2/P22 | ODF-2/P18
LNK-00397 | TX-DC-006-TOR-001 | Ethernet1 | TX-DC-006-MMR-SW-01 | Te0/0/0/0 | Access | LLDP | 10000 | TX-DC-006-CBL-0197 | Black | ODF-1/P1 | ODF-4/P6
LNK-00398 | TX-DC-006-TOR-001 | Ethernet2 | TX-DC-006-MMR-SW-02 | Ethernet1 | Access | LLDP | 10000 | TX-DC-006-CBL-0198 | Slate | ODF-2/P13 | ODF-3/P13
LNK-00399 | TX-DC-006-TOR-002 | Ethernet1 | TX-DC-006-MMR-SW-02 | Ethernet2 | Access | LLDP | 10000 | TX-DC-006-CBL-0199 | Yellow | ODF-3/P3 | ODF-1/P14
LNK-00400 | TX-DC-006-TOR-002 | Ethernet2 | TX-DC-006-MMR-SW-03 | Ethernet1 | Access | LLDP | 10000 | TX-DC-006-CBL-0200 | Aqua | ODF-4/P10 | ODF-2/P15
LNK-00401 | TX-DC-006-TOR-003 | Te0/0/0/0 | TX-DC-006-MMR-SW-03 | Ethernet2 | Access | LLDP | 10000 | TX-DC-006-CBL-0201 | Orange | ODF-4/P3 | ODF-3/P16
LNK-00402 | TX-DC-006-TOR-003 | Te0/0/0/1 | TX-DC-006-MMR-SW-04 | xe-0/0/0 | Access | LLDP | 10000 | TX-DC-006-CBL-0202 | Blue | ODF-3/P3 | ODF-3/P19
LNK-00403 | TX-DC-006-TOR-004 | Ethernet1 | TX-DC-006-MMR-SW-04 | xe-0/0/1 | Access | LLDP | 10000 | TX-DC-006-CBL-0203 | Green | ODF-3/P6 | ODF-2/P18
LNK-00404 | TX-DC-006-TOR-004 | Ethernet2 | TX-DC-006-MMR-SW-05 | Ethernet1 | Access | LLDP | 10000 | TX-DC-006-CBL-0204 | Yellow | ODF-3/P17 | ODF-3/P15
LNK-00405 | TX-DC-007-PE-T4-01 | et-0/1/0 | TX-DC-007-PE-T4-02 | et-0/1/0 | Fabric | LLDP | 100000 | TX-DC-007-CBL-0205 | Orange | ODF-3/P19 | ODF-3/P9
LNK-00406 | TX-DC-007-PE-T4-01 | et-0/1/0 | TX-DC-007-PE-T4-02 | et-0/1/0 | Fabric | OSPF | 100000
LNK-00407 | TX-DC-007-PE-T4-01 | et-0/1/0 | TX-DC-007-PE-T4-02 | et-0/1/0 | Fabric | ISIS | 100000
LNK-00408 | TX-DC-007-PE-T4-01 | et-0/1/0 | TX-DC-007-PE-T4-02 | et-0/1/0 | Fabric | BGP | 100000
LNK-00409 | TX-DC-007-PE-T4-01 | et-0/1/0 | TX-DC-007-PE-T4-02 | et-0/1/0 | Fabric | LSP | 100000
LNK-00410 | TX-DC-007-PE-T4-01 | et-0/1/1 | TX-DC-007-PE-T4-03 | 1/2/c1 | Fabric | LLDP | 100000 | TX-DC-007-CBL-0206 | Orange | ODF-4/P6 | ODF-2/P21
LNK-00411 | TX-DC-007-PE-T4-01 | et-0/1/1 | TX-DC-007-PE-T4-03 | 1/2/c1 | Fabric | OSPF | 100000
LNK-00412 | TX-DC-007-PE-T4-01 | et-0/1/1 | TX-DC-007-PE-T4-03 | 1/2/c1 | Fabric | ISIS | 100000
LNK-00413 | TX-DC-007-PE-T4-01 | et-0/1/1 | TX-DC-007-PE-T4-03 | 1/2/c1 | Fabric | BGP | 100000
LNK-00414 | TX-DC-007-PE-T4-01 | et-0/1/1 | TX-DC-007-PE-T4-03 | 1/2/c1 | Fabric | LSP | 100000
LNK-00415 | TX-DC-007-PE-T4-01 | et-0/1/2 | TX-DC-007-PE-T4-04 | 1/2/c1 | Fabric | LLDP | 100000 | TX-DC-007-CBL-0207 | Blue | ODF-2/P13 | ODF-3/P9
LNK-00416 | TX-DC-007-PE-T4-01 | et-0/1/2 | TX-DC-007-PE-T4-04 | 1/2/c1 | Fabric | OSPF | 100000
LNK-00417 | TX-DC-007-PE-T4-01 | et-0/1/2 | TX-DC-007-PE-T4-04 | 1/2/c1 | Fabric | ISIS | 100000
LNK-00418 | TX-DC-007-PE-T4-01 | et-0/1/2 | TX-DC-007-PE-T4-04 | 1/2/c1 | Fabric | BGP | 100000
LNK-00419 | TX-DC-007-PE-T4-01 | et-0/1/2 | TX-DC-007-PE-T4-04 | 1/2/c1 | Fabric | LSP | 100000
LNK-00420 | TX-DC-007-PE-T4-02 | et-0/1/1 | TX-DC-007-PE-T4-03 | 1/2/c2 | Fabric | LLDP | 100000 | TX-DC-007-CBL-0208 | Blue | ODF-1/P12 | ODF-2/P3
LNK-00421 | TX-DC-007-PE-T4-02 | et-0/1/1 | TX-DC-007-PE-T4-03 | 1/2/c2 | Fabric | OSPF | 100000
LNK-00422 | TX-DC-007-PE-T4-02 | et-0/1/1 | TX-DC-007-PE-T4-03 | 1/2/c2 | Fabric | ISIS | 100000
LNK-00423 | TX-DC-007-PE-T4-02 | et-0/1/1 | TX-DC-007-PE-T4-03 | 1/2/c2 | Fabric | BGP | 100000
LNK-00424 | TX-DC-007-PE-T4-02 | et-0/1/1 | TX-DC-007-PE-T4-03 | 1/2/c2 | Fabric | LSP | 100000
LNK-00425 | TX-DC-007-PE-T4-02 | et-0/1/2 | TX-DC-007-PE-T4-04 | 1/2/c2 | Fabric | LLDP | 100000 | TX-DC-007-CBL-0209 | Brown | ODF-4/P21 | ODF-1/P12
LNK-00426 | TX-DC-007-PE-T4-02 | et-0/1/2 | TX-DC-007-PE-T4-04 | 1/2/c2 | Fabric | OSPF | 100000
LNK-00427 | TX-DC-007-PE-T4-02 | et-0/1/2 | TX-DC-007-PE-T4-04 | 1/2/c2 | Fabric | ISIS | 100000
LNK-00428 | TX-DC-007-PE-T4-02 | et-0/1/2 | TX-DC-007-PE-T4-04 | 1/2/c2 | Fabric | BGP | 100000
LNK-00429 | TX-DC-007-PE-T4-02 | et-0/1/2 | TX-DC-007-PE-T4-04 | 1/2/c2 | Fabric | LSP | 100000
LNK-00430 | TX-DC-007-PE-T4-03 | 1/2/c3 | TX-DC-007-PE-T4-04 | 1/2/c3 | Fabric | LLDP | 100000 | TX-DC-007-CBL-0210 | White | ODF-4/P7 | ODF-4/P18
LNK-00431 | TX-DC-007-PE-T4-03 | 1/2/c3 | TX-DC-007-PE-T4-04 | 1/2/c3 | Fabric | OSPF | 100000
LNK-00432 | TX-DC-007-PE-T4-03 | 1/2/c3 | TX-DC-007-PE-T4-04 | 1/2/c3 | Fabric | ISIS | 100000
LNK-00433 | TX-DC-007-PE-T4-03 | 1/2/c3 | TX-DC-007-PE-T4-04 | 1/2/c3 | Fabric | BGP | 100000
LNK-00434 | TX-DC-007-PE-T4-03 | 1/2/c3 | TX-DC-007-PE-T4-04 | 1/2/c3 | Fabric | LSP | 100000
LNK-00435 | TX-DC-007-AGG-R01 | et-0/1/0 | TX-DC-007-PE-T4-01 | xe-0/0/6 | Uplink | LLDP | 10000 | TX-DC-007-CBL-0211 | Violet | ODF-2/P9 | ODF-1/P18
LNK-00436 | TX-DC-007-AGG-R01 | et-0/1/0 | TX-DC-007-PE-T4-01 | xe-0/0/6 | Uplink | OSPF | 10000
LNK-00437 | TX-DC-007-AGG-R01 | et-0/1/0 | TX-DC-007-PE-T4-01 | xe-0/0/6 | Uplink | ISIS | 10000
LNK-00438 | TX-DC-007-AGG-R01 | et-0/1/1 | TX-DC-007-PE-T4-02 | xe-0/0/6 | Uplink | LLDP | 10000 | TX-DC-007-CBL-0212 | Violet | ODF-4/P12 | ODF-3/P21
LNK-00439 | TX-DC-007-AGG-R01 | et-0/1/1 | TX-DC-007-PE-T4-02 | xe-0/0/6 | Uplink | OSPF | 10000
LNK-00440 | TX-DC-007-AGG-R01 | et-0/1/1 | TX-DC-007-PE-T4-02 | xe-0/0/6 | Uplink | ISIS | 10000
LNK-00441 | TX-DC-007-AGG-R02 | et-0/1/0 | TX-DC-007-PE-T4-02 | xe-0/0/7 | Uplink | LLDP | 10000 | TX-DC-007-CBL-0213 | Yellow | ODF-1/P9 | ODF-1/P17
LNK-00442 | TX-DC-007-AGG-R02 | et-0/1/0 | TX-DC-007-PE-T4-02 | xe-0/0/7 | Uplink | OSPF | 10000
LNK-00443 | TX-DC-007-AGG-R02 | et-0/1/0 | TX-DC-007-PE-T4-02 | xe-0/0/7 | Uplink | ISIS | 10000
LNK-00444 | TX-DC-007-AGG-R02 | et-0/1/1 | TX-DC-007-PE-T4-03 | 1/1/c7 | Uplink | LLDP | 10000 | TX-DC-007-CBL-0214 | Green | ODF-3/P17 | ODF-2/P1
LNK-00445 | TX-DC-007-AGG-R02 | et-0/1/1 | TX-DC-007-PE-T4-03 | 1/1/c7 | Uplink | OSPF | 10000
LNK-00446 | TX-DC-007-AGG-R02 | et-0/1/1 | TX-DC-007-PE-T4-03 | 1/1/c7 | Uplink | ISIS | 10000
LNK-00447 | TX-DC-007-OLA-01 | 1/2/c1 | TX-DC-007-AGG-R01 | et-0/1/2 | Uplink | LLDP | 100000 | TX-DC-007-CBL-0215 | White | ODF-1/P4 | ODF-2/P18
LNK-00448 | TX-DC-007-FW-01 | port1 | TX-DC-007-AGG-R01 | xe-0/0/0 | Uplink | LLDP | 10000 | TX-DC-007-CBL-0216 | Rose | ODF-2/P16 | ODF-4/P7
LNK-00449 | TX-DC-007-FW-01 | port2 | TX-DC-007-AGG-R02 | xe-0/0/0 | Uplink | LLDP | 10000 | TX-DC-007-CBL-0217 | Black | ODF-3/P20 | ODF-3/P4
LNK-00450 | TX-DC-007-MMR-SW-01 | Ethernet49/1 | TX-DC-007-AGG-R01 | xe-0/0/1 | Uplink | LLDP | 10000 | TX-DC-007-CBL-0218 | Brown | ODF-3/P17 | ODF-1/P8
LNK-00451 | TX-DC-007-MMR-SW-01 | Ethernet49/2 | TX-DC-007-AGG-R02 | xe-0/0/1 | Uplink | LLDP | 10000 | TX-DC-007-CBL-0219 | Rose | ODF-3/P21 | ODF-3/P2
LNK-00452 | TX-DC-007-MMR-SW-02 | Ethernet49/1 | TX-DC-007-AGG-R02 | xe-0/0/2 | Uplink | LLDP | 10000 | TX-DC-007-CBL-0220 | Red | ODF-4/P6 | ODF-4/P16
LNK-00453 | TX-DC-007-MMR-SW-02 | Ethernet49/2 | TX-DC-007-AGG-R01 | xe-0/0/2 | Uplink | LLDP | 10000 | TX-DC-007-CBL-0221 | Red | ODF-4/P11 | ODF-4/P9
LNK-00454 | TX-DC-007-MMR-SW-03 | Hu0/0/1/0 | TX-DC-007-AGG-R01 | xe-0/0/3 | Uplink | LLDP | 10000 | TX-DC-007-CBL-0222 | White | ODF-1/P13 | ODF-3/P6
LNK-00455 | TX-DC-007-MMR-SW-03 | Hu0/0/1/1 | TX-DC-007-AGG-R02 | xe-0/0/3 | Uplink | LLDP | 10000 | TX-DC-007-CBL-0223 | Orange | ODF-1/P19 | ODF-1/P23
LNK-00456 | TX-DC-007-MMR-SW-04 | Hu0/0/1/0 | TX-DC-007-AGG-R02 | xe-0/0/4 | Uplink | LLDP | 10000 | TX-DC-007-CBL-0224 | Rose | ODF-1/P19 | ODF-1/P10
LNK-00457 | TX-DC-007-MMR-SW-04 | Hu0/0/1/1 | TX-DC-007-AGG-R01 | xe-0/0/4 | Uplink | LLDP | 10000 | TX-DC-007-CBL-0225 | Aqua | ODF-1/P2 | ODF-4/P16
LNK-00458 | TX-DC-007-TOR-001 | xe-0/0/0 | TX-DC-007-MMR-SW-01 | Ethernet1 | Access | LLDP | 10000 | TX-DC-007-CBL-0226 | Blue | ODF-2/P10 | ODF-3/P3
LNK-00459 | TX-DC-007-TOR-001 | xe-0/0/1 | TX-DC-007-MMR-SW-02 | Ethernet1 | Access | LLDP | 10000 | TX-DC-007-CBL-0227 | Violet | ODF-3/P5 | ODF-2/P21
LNK-00460 | TX-DC-007-TOR-002 | Ethernet1 | TX-DC-007-MMR-SW-02 | Ethernet2 | Access | LLDP | 10000 | TX-DC-007-CBL-0228 | Violet | ODF-3/P13 | ODF-4/P17
LNK-00461 | TX-DC-007-TOR-002 | Ethernet2 | TX-DC-007-MMR-SW-03 | Te0/0/0/0 | Access | LLDP | 10000 | TX-DC-007-CBL-0229 | Orange | ODF-3/P18 | ODF-3/P11
LNK-00462 | TX-DC-007-TOR-003 | Ethernet1 | TX-DC-007-MMR-SW-03 | Te0/0/0/1 | Access | LLDP | 10000 | TX-DC-007-CBL-0230 | Slate | ODF-3/P16 | ODF-3/P17
LNK-00463 | TX-DC-007-TOR-003 | Ethernet2 | TX-DC-007-MMR-SW-04 | Te0/0/0/0 | Access | LLDP | 10000 | TX-DC-007-CBL-0231 | Rose | ODF-2/P9 | ODF-4/P9
LNK-00464 | CA-DC-008-PE-T4-01 | et-0/1/0 | CA-DC-008-PE-T4-02 | et-0/1/0 | Fabric | LLDP | 100000 | CA-DC-008-CBL-0232 | White | ODF-1/P23 | ODF-1/P3
LNK-00465 | CA-DC-008-PE-T4-01 | et-0/1/0 | CA-DC-008-PE-T4-02 | et-0/1/0 | Fabric | OSPF | 100000
LNK-00466 | CA-DC-008-PE-T4-01 | et-0/1/0 | CA-DC-008-PE-T4-02 | et-0/1/0 | Fabric | ISIS | 100000
LNK-00467 | CA-DC-008-PE-T4-01 | et-0/1/0 | CA-DC-008-PE-T4-02 | et-0/1/0 | Fabric | BGP | 100000
LNK-00468 | CA-DC-008-PE-T4-01 | et-0/1/0 | CA-DC-008-PE-T4-02 | et-0/1/0 | Fabric | LSP | 100000
LNK-00469 | CA-DC-008-PE-T4-01 | et-0/1/1 | CA-DC-008-PE-T4-03 | Hu0/0/1/0 | Fabric | LLDP | 100000 | CA-DC-008-CBL-0233 | White | ODF-4/P6 | ODF-3/P3
LNK-00470 | CA-DC-008-PE-T4-01 | et-0/1/1 | CA-DC-008-PE-T4-03 | Hu0/0/1/0 | Fabric | OSPF | 100000
LNK-00471 | CA-DC-008-PE-T4-01 | et-0/1/1 | CA-DC-008-PE-T4-03 | Hu0/0/1/0 | Fabric | ISIS | 100000
LNK-00472 | CA-DC-008-PE-T4-01 | et-0/1/1 | CA-DC-008-PE-T4-03 | Hu0/0/1/0 | Fabric | BGP | 100000
LNK-00473 | CA-DC-008-PE-T4-01 | et-0/1/1 | CA-DC-008-PE-T4-03 | Hu0/0/1/0 | Fabric | LSP | 100000
LNK-00474 | CA-DC-008-PE-T4-01 | et-0/1/2 | CA-DC-008-PE-T4-04 | Hu0/0/1/0 | Fabric | LLDP | 100000 | CA-DC-008-CBL-0234 | Black | ODF-4/P8 | ODF-2/P6
LNK-00475 | CA-DC-008-PE-T4-01 | et-0/1/2 | CA-DC-008-PE-T4-04 | Hu0/0/1/0 | Fabric | OSPF | 100000
LNK-00476 | CA-DC-008-PE-T4-01 | et-0/1/2 | CA-DC-008-PE-T4-04 | Hu0/0/1/0 | Fabric | ISIS | 100000
LNK-00477 | CA-DC-008-PE-T4-01 | et-0/1/2 | CA-DC-008-PE-T4-04 | Hu0/0/1/0 | Fabric | BGP | 100000
LNK-00478 | CA-DC-008-PE-T4-01 | et-0/1/2 | CA-DC-008-PE-T4-04 | Hu0/0/1/0 | Fabric | LSP | 100000
LNK-00479 | CA-DC-008-PE-T4-02 | et-0/1/1 | CA-DC-008-PE-T4-03 | Hu0/0/1/1 | Fabric | LLDP | 100000 | CA-DC-008-CBL-0235 | Rose | ODF-1/P8 | ODF-1/P3
LNK-00480 | CA-DC-008-PE-T4-02 | et-0/1/1 | CA-DC-008-PE-T4-03 | Hu0/0/1/1 | Fabric | OSPF | 100000
LNK-00481 | CA-DC-008-PE-T4-02 | et-0/1/1 | CA-DC-008-PE-T4-03 | Hu0/0/1/1 | Fabric | ISIS | 100000
LNK-00482 | CA-DC-008-PE-T4-02 | et-0/1/1 | CA-DC-008-PE-T4-03 | Hu0/0/1/1 | Fabric | BGP | 100000
LNK-00483 | CA-DC-008-PE-T4-02 | et-0/1/1 | CA-DC-008-PE-T4-03 | Hu0/0/1/1 | Fabric | LSP | 100000
LNK-00484 | CA-DC-008-PE-T4-02 | et-0/1/2 | CA-DC-008-PE-T4-04 | Hu0/0/1/1 | Fabric | LLDP | 100000 | CA-DC-008-CBL-0236 | Brown | ODF-2/P24 | ODF-4/P23
LNK-00485 | CA-DC-008-PE-T4-02 | et-0/1/2 | CA-DC-008-PE-T4-04 | Hu0/0/1/1 | Fabric | OSPF | 100000
LNK-00486 | CA-DC-008-PE-T4-02 | et-0/1/2 | CA-DC-008-PE-T4-04 | Hu0/0/1/1 | Fabric | ISIS | 100000
LNK-00487 | CA-DC-008-PE-T4-02 | et-0/1/2 | CA-DC-008-PE-T4-04 | Hu0/0/1/1 | Fabric | BGP | 100000
LNK-00488 | CA-DC-008-PE-T4-02 | et-0/1/2 | CA-DC-008-PE-T4-04 | Hu0/0/1/1 | Fabric | LSP | 100000
LNK-00489 | CA-DC-008-PE-T4-03 | Hu0/0/1/2 | CA-DC-008-PE-T4-04 | Hu0/0/1/2 | Fabric | LLDP | 100000 | CA-DC-008-CBL-0237 | Brown | ODF-2/P22 | ODF-4/P4
LNK-00490 | CA-DC-008-PE-T4-03 | Hu0/0/1/2 | CA-DC-008-PE-T4-04 | Hu0/0/1/2 | Fabric | OSPF | 100000
LNK-00491 | CA-DC-008-PE-T4-03 | Hu0/0/1/2 | CA-DC-008-PE-T4-04 | Hu0/0/1/2 | Fabric | ISIS | 100000
LNK-00492 | CA-DC-008-PE-T4-03 | Hu0/0/1/2 | CA-DC-008-PE-T4-04 | Hu0/0/1/2 | Fabric | BGP | 100000
LNK-00493 | CA-DC-008-PE-T4-03 | Hu0/0/1/2 | CA-DC-008-PE-T4-04 | Hu0/0/1/2 | Fabric | LSP | 100000
LNK-00494 | CA-DC-008-AGG-R01 | et-0/1/0 | CA-DC-008-PE-T4-01 | xe-0/0/6 | Uplink | LLDP | 10000 | CA-DC-008-CBL-0238 | Aqua | ODF-2/P12 | ODF-1/P11
LNK-00495 | CA-DC-008-AGG-R01 | et-0/1/0 | CA-DC-008-PE-T4-01 | xe-0/0/6 | Uplink | OSPF | 10000
LNK-00496 | CA-DC-008-AGG-R01 | et-0/1/0 | CA-DC-008-PE-T4-01 | xe-0/0/6 | Uplink | ISIS | 10000
LNK-00497 | CA-DC-008-AGG-R01 | et-0/1/1 | CA-DC-008-PE-T4-02 | xe-0/0/6 | Uplink | LLDP | 10000 | CA-DC-008-CBL-0239 | Blue | ODF-1/P17 | ODF-1/P5
LNK-00498 | CA-DC-008-AGG-R01 | et-0/1/1 | CA-DC-008-PE-T4-02 | xe-0/0/6 | Uplink | OSPF | 10000
LNK-00499 | CA-DC-008-AGG-R01 | et-0/1/1 | CA-DC-008-PE-T4-02 | xe-0/0/6 | Uplink | ISIS | 10000
LNK-00500 | CA-DC-008-AGG-R02 | et-0/1/0 | CA-DC-008-PE-T4-02 | xe-0/0/7 | Uplink | LLDP | 10000 | CA-DC-008-CBL-0240 | Slate | ODF-2/P10 | ODF-1/P3
LNK-00501 | CA-DC-008-AGG-R02 | et-0/1/0 | CA-DC-008-PE-T4-02 | xe-0/0/7 | Uplink | OSPF | 10000
LNK-00502 | CA-DC-008-AGG-R02 | et-0/1/0 | CA-DC-008-PE-T4-02 | xe-0/0/7 | Uplink | ISIS | 10000
LNK-00503 | CA-DC-008-AGG-R02 | et-0/1/1 | CA-DC-008-PE-T4-03 | Te0/0/0/6 | Uplink | LLDP | 10000 | CA-DC-008-CBL-0241 | Orange | ODF-2/P14 | ODF-3/P23
LNK-00504 | CA-DC-008-AGG-R02 | et-0/1/1 | CA-DC-008-PE-T4-03 | Te0/0/0/6 | Uplink | OSPF | 10000
LNK-00505 | CA-DC-008-AGG-R02 | et-0/1/1 | CA-DC-008-PE-T4-03 | Te0/0/0/6 | Uplink | ISIS | 10000
LNK-00506 | CA-DC-008-AGG-R03 | et-0/1/0 | CA-DC-008-PE-T4-03 | Te0/0/0/7 | Uplink | LLDP | 10000 | CA-DC-008-CBL-0242 | Orange | ODF-4/P22 | ODF-2/P24
LNK-00507 | CA-DC-008-AGG-R03 | et-0/1/0 | CA-DC-008-PE-T4-03 | Te0/0/0/7 | Uplink | OSPF | 10000
LNK-00508 | CA-DC-008-AGG-R03 | et-0/1/0 | CA-DC-008-PE-T4-03 | Te0/0/0/7 | Uplink | ISIS | 10000
LNK-00509 | CA-DC-008-AGG-R03 | et-0/1/1 | CA-DC-008-PE-T4-04 | Te0/0/0/6 | Uplink | LLDP | 10000 | CA-DC-008-CBL-0243 | White | ODF-2/P17 | ODF-4/P9
LNK-00510 | CA-DC-008-AGG-R03 | et-0/1/1 | CA-DC-008-PE-T4-04 | Te0/0/0/6 | Uplink | OSPF | 10000
LNK-00511 | CA-DC-008-AGG-R03 | et-0/1/1 | CA-DC-008-PE-T4-04 | Te0/0/0/6 | Uplink | ISIS | 10000
LNK-00512 | CA-DC-008-OLA-01 | 1/2/c1 | CA-DC-008-AGG-R01 | et-0/1/2 | Uplink | LLDP | 100000 | CA-DC-008-CBL-0244 | White | ODF-1/P23 | ODF-2/P19
LNK-00513 | CA-DC-008-OLA-02 | 1/2/c1 | CA-DC-008-AGG-R02 | et-0/1/2 | Uplink | LLDP | 100000 | CA-DC-008-CBL-0245 | Black | ODF-4/P3 | ODF-3/P16
LNK-00514 | CA-DC-008-FW-01 | port1 | CA-DC-008-AGG-R01 | xe-0/0/0 | Uplink | LLDP | 10000 | CA-DC-008-CBL-0246 | Green | ODF-2/P6 | ODF-2/P8
LNK-00515 | CA-DC-008-FW-01 | port2 | CA-DC-008-AGG-R02 | xe-0/0/0 | Uplink | LLDP | 10000 | CA-DC-008-CBL-0247 | Rose | ODF-1/P24 | ODF-1/P5
LNK-00516 | CA-DC-008-MMR-SW-01 | Hu0/0/1/0 | CA-DC-008-AGG-R01 | xe-0/0/1 | Uplink | LLDP | 10000 | CA-DC-008-CBL-0248 | Aqua | ODF-1/P20 | ODF-1/P23
LNK-00517 | CA-DC-008-MMR-SW-01 | Hu0/0/1/1 | CA-DC-008-AGG-R01 | xe-0/0/2 | Uplink | LLDP | 10000 | CA-DC-008-CBL-0249 | Orange | ODF-4/P23 | ODF-4/P22
LNK-00518 | CA-DC-008-MMR-SW-02 | Hu0/0/1/0 | CA-DC-008-AGG-R02 | xe-0/0/1 | Uplink | LLDP | 10000 | CA-DC-008-CBL-0250 | Blue | ODF-3/P19 | ODF-4/P18
LNK-00519 | CA-DC-008-MMR-SW-02 | Hu0/0/1/1 | CA-DC-008-AGG-R02 | xe-0/0/2 | Uplink | LLDP | 10000 | CA-DC-008-CBL-0251 | Green | ODF-4/P18 | ODF-2/P3
LNK-00520 | CA-DC-008-MMR-SW-03 | Ethernet49/1 | CA-DC-008-AGG-R03 | xe-0/0/0 | Uplink | LLDP | 10000 | CA-DC-008-CBL-0252 | Blue | ODF-3/P9 | ODF-4/P19
LNK-00521 | CA-DC-008-MMR-SW-03 | Ethernet49/2 | CA-DC-008-AGG-R03 | xe-0/0/1 | Uplink | LLDP | 10000 | CA-DC-008-CBL-0253 | Slate | ODF-4/P13 | ODF-4/P12
LNK-00522 | CA-DC-008-MMR-SW-04 | Ethernet49/1 | CA-DC-008-AGG-R01 | xe-0/0/3 | Uplink | LLDP | 10000 | CA-DC-008-CBL-0254 | Slate | ODF-3/P11 | ODF-1/P18
LNK-00523 | CA-DC-008-MMR-SW-04 | Ethernet49/2 | CA-DC-008-AGG-R01 | xe-0/0/4 | Uplink | LLDP | 10000 | CA-DC-008-CBL-0255 | Aqua | ODF-4/P6 | ODF-4/P13
LNK-00524 | CA-DC-008-MMR-SW-05 | et-0/1/0 | CA-DC-008-AGG-R02 | xe-0/0/3 | Uplink | LLDP | 10000 | CA-DC-008-CBL-0256 | Blue | ODF-2/P18 | ODF-4/P19
LNK-00525 | CA-DC-008-MMR-SW-05 | et-0/1/1 | CA-DC-008-AGG-R02 | xe-0/0/4 | Uplink | LLDP | 10000 | CA-DC-008-CBL-0257 | Blue | ODF-3/P17 | ODF-4/P11
LNK-00526 | CA-DC-008-MMR-SW-06 | Hu0/0/1/0 | CA-DC-008-AGG-R03 | xe-0/0/2 | Uplink | LLDP | 10000 | CA-DC-008-CBL-0258 | White | ODF-2/P13 | ODF-4/P19
LNK-00527 | CA-DC-008-MMR-SW-06 | Hu0/0/1/1 | CA-DC-008-AGG-R03 | xe-0/0/3 | Uplink | LLDP | 10000 | CA-DC-008-CBL-0259 | Green | ODF-2/P12 | ODF-4/P19
LNK-00528 | CA-DC-008-MMR-SW-07 | Ethernet49/1 | CA-DC-008-AGG-R01 | xe-0/0/5 | Uplink | LLDP | 10000 | CA-DC-008-CBL-0260 | Aqua | ODF-2/P1 | ODF-4/P14
LNK-00529 | CA-DC-008-MMR-SW-07 | Ethernet49/2 | CA-DC-008-AGG-R01 | xe-0/0/6 | Uplink | LLDP | 10000 | CA-DC-008-CBL-0261 | Orange | ODF-3/P5 | ODF-3/P11
LNK-00530 | CA-DC-008-TOR-001 | Ethernet1 | CA-DC-008-MMR-SW-01 | Te0/0/0/0 | Access | LLDP | 10000 | CA-DC-008-CBL-0262 | Violet | ODF-4/P4 | ODF-4/P10
LNK-00531 | CA-DC-008-TOR-001 | Ethernet2 | CA-DC-008-MMR-SW-02 | Te0/0/0/0 | Access | LLDP | 10000 | CA-DC-008-CBL-0263 | Orange | ODF-4/P7 | ODF-3/P16
LNK-00532 | CA-DC-008-TOR-002 | Te0/0/0/0 | CA-DC-008-MMR-SW-02 | Te0/0/0/1 | Access | LLDP | 10000 | CA-DC-008-CBL-0264 | Aqua | ODF-2/P7 | ODF-2/P14
LNK-00533 | CA-DC-008-TOR-002 | Te0/0/0/1 | CA-DC-008-MMR-SW-03 | Ethernet1 | Access | LLDP | 10000 | CA-DC-008-CBL-0265 | Red | ODF-1/P19 | ODF-1/P12
LNK-00534 | CA-DC-008-TOR-003 | xe-0/0/0 | CA-DC-008-MMR-SW-03 | Ethernet2 | Access | LLDP | 10000 | CA-DC-008-CBL-0266 | Brown | ODF-4/P13 | ODF-4/P16
LNK-00535 | CA-DC-008-TOR-003 | xe-0/0/1 | CA-DC-008-MMR-SW-04 | Ethernet1 | Access | LLDP | 10000 | CA-DC-008-CBL-0267 | Slate | ODF-2/P22 | ODF-4/P11
LNK-00536 | CA-DC-008-TOR-004 | xe-0/0/0 | CA-DC-008-MMR-SW-04 | Ethernet2 | Access | LLDP | 10000 | CA-DC-008-CBL-0268 | Violet | ODF-4/P5 | ODF-2/P18
LNK-00537 | CA-DC-008-TOR-004 | xe-0/0/1 | CA-DC-008-MMR-SW-05 | xe-0/0/0 | Access | LLDP | 10000 | CA-DC-008-CBL-0269 | Red | ODF-1/P22 | ODF-2/P6
LNK-00538 | CA-DC-008-TOR-005 | xe-0/0/0 | CA-DC-008-MMR-SW-05 | xe-0/0/1 | Access | LLDP | 10000 | CA-DC-008-CBL-0270 | Blue | ODF-3/P8 | ODF-1/P13
LNK-00539 | CA-DC-008-TOR-005 | xe-0/0/1 | CA-DC-008-MMR-SW-06 | Te0/0/0/0 | Access | LLDP | 10000 | CA-DC-008-CBL-0271 | Violet | ODF-2/P14 | ODF-4/P24
LNK-00540 | IL-DC-009-PE-T4-01 | et-0/1/0 | IL-DC-009-PE-T4-02 | et-0/1/0 | Fabric | LLDP | 100000 | IL-DC-009-CBL-0272 | Violet | ODF-1/P9 | ODF-2/P22
LNK-00541 | IL-DC-009-PE-T4-01 | et-0/1/0 | IL-DC-009-PE-T4-02 | et-0/1/0 | Fabric | OSPF | 100000
LNK-00542 | IL-DC-009-PE-T4-01 | et-0/1/0 | IL-DC-009-PE-T4-02 | et-0/1/0 | Fabric | ISIS | 100000
LNK-00543 | IL-DC-009-PE-T4-01 | et-0/1/0 | IL-DC-009-PE-T4-02 | et-0/1/0 | Fabric | BGP | 100000
LNK-00544 | IL-DC-009-PE-T4-01 | et-0/1/0 | IL-DC-009-PE-T4-02 | et-0/1/0 | Fabric | LSP | 100000
LNK-00545 | IL-DC-009-PE-T4-01 | et-0/1/1 | IL-DC-009-PE-T4-03 | et-0/1/0 | Fabric | LLDP | 100000 | IL-DC-009-CBL-0273 | Orange | ODF-4/P5 | ODF-4/P6
LNK-00546 | IL-DC-009-PE-T4-01 | et-0/1/1 | IL-DC-009-PE-T4-03 | et-0/1/0 | Fabric | OSPF | 100000
LNK-00547 | IL-DC-009-PE-T4-01 | et-0/1/1 | IL-DC-009-PE-T4-03 | et-0/1/0 | Fabric | ISIS | 100000
LNK-00548 | IL-DC-009-PE-T4-01 | et-0/1/1 | IL-DC-009-PE-T4-03 | et-0/1/0 | Fabric | BGP | 100000
LNK-00549 | IL-DC-009-PE-T4-01 | et-0/1/1 | IL-DC-009-PE-T4-03 | et-0/1/0 | Fabric | LSP | 100000
LNK-00550 | IL-DC-009-PE-T4-01 | et-0/1/2 | IL-DC-009-PE-T4-04 | et-0/1/0 | Fabric | LLDP | 100000 | IL-DC-009-CBL-0274 | Brown | ODF-1/P22 | ODF-1/P8
LNK-00551 | IL-DC-009-PE-T4-01 | et-0/1/2 | IL-DC-009-PE-T4-04 | et-0/1/0 | Fabric | OSPF | 100000
LNK-00552 | IL-DC-009-PE-T4-01 | et-0/1/2 | IL-DC-009-PE-T4-04 | et-0/1/0 | Fabric | ISIS | 100000
LNK-00553 | IL-DC-009-PE-T4-01 | et-0/1/2 | IL-DC-009-PE-T4-04 | et-0/1/0 | Fabric | BGP | 100000
LNK-00554 | IL-DC-009-PE-T4-01 | et-0/1/2 | IL-DC-009-PE-T4-04 | et-0/1/0 | Fabric | LSP | 100000
LNK-00555 | IL-DC-009-PE-T4-02 | et-0/1/1 | IL-DC-009-PE-T4-03 | et-0/1/1 | Fabric | LLDP | 100000 | IL-DC-009-CBL-0275 | Black | ODF-2/P18 | ODF-4/P19
LNK-00556 | IL-DC-009-PE-T4-02 | et-0/1/1 | IL-DC-009-PE-T4-03 | et-0/1/1 | Fabric | OSPF | 100000
LNK-00557 | IL-DC-009-PE-T4-02 | et-0/1/1 | IL-DC-009-PE-T4-03 | et-0/1/1 | Fabric | ISIS | 100000
LNK-00558 | IL-DC-009-PE-T4-02 | et-0/1/1 | IL-DC-009-PE-T4-03 | et-0/1/1 | Fabric | BGP | 100000
LNK-00559 | IL-DC-009-PE-T4-02 | et-0/1/1 | IL-DC-009-PE-T4-03 | et-0/1/1 | Fabric | LSP | 100000
LNK-00560 | IL-DC-009-PE-T4-02 | et-0/1/2 | IL-DC-009-PE-T4-04 | et-0/1/1 | Fabric | LLDP | 100000 | IL-DC-009-CBL-0276 | White | ODF-3/P5 | ODF-4/P18
LNK-00561 | IL-DC-009-PE-T4-02 | et-0/1/2 | IL-DC-009-PE-T4-04 | et-0/1/1 | Fabric | OSPF | 100000
LNK-00562 | IL-DC-009-PE-T4-02 | et-0/1/2 | IL-DC-009-PE-T4-04 | et-0/1/1 | Fabric | ISIS | 100000
LNK-00563 | IL-DC-009-PE-T4-02 | et-0/1/2 | IL-DC-009-PE-T4-04 | et-0/1/1 | Fabric | BGP | 100000
LNK-00564 | IL-DC-009-PE-T4-02 | et-0/1/2 | IL-DC-009-PE-T4-04 | et-0/1/1 | Fabric | LSP | 100000
LNK-00565 | IL-DC-009-PE-T4-03 | et-0/1/2 | IL-DC-009-PE-T4-04 | et-0/1/2 | Fabric | LLDP | 100000 | IL-DC-009-CBL-0277 | Black | ODF-3/P10 | ODF-4/P8
LNK-00566 | IL-DC-009-PE-T4-03 | et-0/1/2 | IL-DC-009-PE-T4-04 | et-0/1/2 | Fabric | OSPF | 100000
LNK-00567 | IL-DC-009-PE-T4-03 | et-0/1/2 | IL-DC-009-PE-T4-04 | et-0/1/2 | Fabric | ISIS | 100000
LNK-00568 | IL-DC-009-PE-T4-03 | et-0/1/2 | IL-DC-009-PE-T4-04 | et-0/1/2 | Fabric | BGP | 100000
LNK-00569 | IL-DC-009-PE-T4-03 | et-0/1/2 | IL-DC-009-PE-T4-04 | et-0/1/2 | Fabric | LSP | 100000
LNK-00570 | IL-DC-009-AGG-R01 | et-0/1/0 | IL-DC-009-PE-T4-01 | xe-0/0/6 | Uplink | LLDP | 10000 | IL-DC-009-CBL-0278 | Blue | ODF-2/P22 | ODF-4/P12
LNK-00571 | IL-DC-009-AGG-R01 | et-0/1/0 | IL-DC-009-PE-T4-01 | xe-0/0/6 | Uplink | OSPF | 10000
LNK-00572 | IL-DC-009-AGG-R01 | et-0/1/0 | IL-DC-009-PE-T4-01 | xe-0/0/6 | Uplink | ISIS | 10000
LNK-00573 | IL-DC-009-AGG-R01 | et-0/1/1 | IL-DC-009-PE-T4-02 | xe-0/0/6 | Uplink | LLDP | 10000 | IL-DC-009-CBL-0279 | White | ODF-4/P17 | ODF-2/P21
LNK-00574 | IL-DC-009-AGG-R01 | et-0/1/1 | IL-DC-009-PE-T4-02 | xe-0/0/6 | Uplink | OSPF | 10000
LNK-00575 | IL-DC-009-AGG-R01 | et-0/1/1 | IL-DC-009-PE-T4-02 | xe-0/0/6 | Uplink | ISIS | 10000
LNK-00576 | IL-DC-009-AGG-R02 | et-0/1/0 | IL-DC-009-PE-T4-02 | xe-0/0/7 | Uplink | LLDP | 10000 | IL-DC-009-CBL-0280 | Blue | ODF-2/P6 | ODF-3/P3
LNK-00577 | IL-DC-009-AGG-R02 | et-0/1/0 | IL-DC-009-PE-T4-02 | xe-0/0/7 | Uplink | OSPF | 10000
LNK-00578 | IL-DC-009-AGG-R02 | et-0/1/0 | IL-DC-009-PE-T4-02 | xe-0/0/7 | Uplink | ISIS | 10000
LNK-00579 | IL-DC-009-AGG-R02 | et-0/1/1 | IL-DC-009-PE-T4-03 | xe-0/0/6 | Uplink | LLDP | 10000 | IL-DC-009-CBL-0281 | Red | ODF-4/P15 | ODF-4/P11
LNK-00580 | IL-DC-009-AGG-R02 | et-0/1/1 | IL-DC-009-PE-T4-03 | xe-0/0/6 | Uplink | OSPF | 10000
LNK-00581 | IL-DC-009-AGG-R02 | et-0/1/1 | IL-DC-009-PE-T4-03 | xe-0/0/6 | Uplink | ISIS | 10000
LNK-00582 | IL-DC-009-AGG-R03 | et-0/1/0 | IL-DC-009-PE-T4-03 | xe-0/0/7 | Uplink | LLDP | 10000 | IL-DC-009-CBL-0282 | Aqua | ODF-1/P17 | ODF-3/P23
LNK-00583 | IL-DC-009-AGG-R03 | et-0/1/0 | IL-DC-009-PE-T4-03 | xe-0/0/7 | Uplink | OSPF | 10000
LNK-00584 | IL-DC-009-AGG-R03 | et-0/1/0 | IL-DC-009-PE-T4-03 | xe-0/0/7 | Uplink | ISIS | 10000
LNK-00585 | IL-DC-009-AGG-R03 | et-0/1/1 | IL-DC-009-PE-T4-04 | xe-0/0/6 | Uplink | LLDP | 10000 | IL-DC-009-CBL-0283 | Violet | ODF-4/P14 | ODF-4/P1
LNK-00586 | IL-DC-009-AGG-R03 | et-0/1/1 | IL-DC-009-PE-T4-04 | xe-0/0/6 | Uplink | OSPF | 10000
LNK-00587 | IL-DC-009-AGG-R03 | et-0/1/1 | IL-DC-009-PE-T4-04 | xe-0/0/6 | Uplink | ISIS | 10000
LNK-00588 | IL-DC-009-OLA-01 | 1/2/c1 | IL-DC-009-AGG-R01 | et-0/1/2 | Uplink | LLDP | 100000 | IL-DC-009-CBL-0284 | Black | ODF-4/P15 | ODF-4/P13
LNK-00589 | IL-DC-009-OLA-02 | 1-A-1 | IL-DC-009-AGG-R02 | et-0/1/2 | Uplink | LLDP | 100000 | IL-DC-009-CBL-0285 | Rose | ODF-2/P1 | ODF-2/P20
LNK-00590 | IL-DC-009-FW-01 | port1 | IL-DC-009-AGG-R01 | xe-0/0/0 | Uplink | LLDP | 10000 | IL-DC-009-CBL-0286 | Rose | ODF-1/P7 | ODF-4/P3
LNK-00591 | IL-DC-009-FW-01 | port2 | IL-DC-009-AGG-R02 | xe-0/0/0 | Uplink | LLDP | 10000 | IL-DC-009-CBL-0287 | Red | ODF-2/P16 | ODF-4/P13
LNK-00592 | IL-DC-009-FW-02 | port1 | IL-DC-009-AGG-R02 | xe-0/0/1 | Uplink | LLDP | 10000 | IL-DC-009-CBL-0288 | Green | ODF-1/P17 | ODF-3/P6
LNK-00593 | IL-DC-009-FW-02 | port2 | IL-DC-009-AGG-R03 | xe-0/0/0 | Uplink | LLDP | 10000 | IL-DC-009-CBL-0289 | White | ODF-3/P14 | ODF-1/P2
LNK-00594 | IL-DC-009-MMR-SW-01 | Hu0/0/1/0 | IL-DC-009-AGG-R01 | xe-0/0/1 | Uplink | LLDP | 10000 | IL-DC-009-CBL-0290 | Brown | ODF-2/P19 | ODF-4/P15
LNK-00595 | IL-DC-009-MMR-SW-01 | Hu0/0/1/1 | IL-DC-009-AGG-R01 | xe-0/0/2 | Uplink | LLDP | 10000 | IL-DC-009-CBL-0291 | Violet | ODF-4/P21 | ODF-2/P19
LNK-00596 | IL-DC-009-MMR-SW-02 | Hu0/0/1/0 | IL-DC-009-AGG-R02 | xe-0/0/2 | Uplink | LLDP | 10000 | IL-DC-009-CBL-0292 | Red | ODF-3/P7 | ODF-1/P12
LNK-00597 | IL-DC-009-MMR-SW-02 | Hu0/0/1/1 | IL-DC-009-AGG-R02 | xe-0/0/3 | Uplink | LLDP | 10000 | IL-DC-009-CBL-0293 | White | ODF-1/P24 | ODF-1/P21
LNK-00598 | IL-DC-009-MMR-SW-03 | et-0/1/0 | IL-DC-009-AGG-R03 | xe-0/0/1 | Uplink | LLDP | 10000 | IL-DC-009-CBL-0294 | Blue | ODF-1/P4 | ODF-2/P17
LNK-00599 | IL-DC-009-MMR-SW-03 | et-0/1/1 | IL-DC-009-AGG-R03 | xe-0/0/2 | Uplink | LLDP | 10000 | IL-DC-009-CBL-0295 | Orange | ODF-3/P23 | ODF-3/P22
LNK-00600 | IL-DC-009-MMR-SW-04 | et-0/1/0 | IL-DC-009-AGG-R01 | xe-0/0/3 | Uplink | LLDP | 10000 | IL-DC-009-CBL-0296 | White | ODF-2/P5 | ODF-4/P14
LNK-00601 | IL-DC-009-MMR-SW-04 | et-0/1/1 | IL-DC-009-AGG-R01 | xe-0/0/4 | Uplink | LLDP | 10000 | IL-DC-009-CBL-0297 | Yellow | ODF-2/P5 | ODF-2/P23
LNK-00602 | IL-DC-009-MMR-SW-05 | et-0/1/0 | IL-DC-009-AGG-R02 | xe-0/0/4 | Uplink | LLDP | 10000 | IL-DC-009-CBL-0298 | Brown | ODF-4/P23 | ODF-4/P9
LNK-00603 | IL-DC-009-MMR-SW-05 | et-0/1/1 | IL-DC-009-AGG-R02 | xe-0/0/5 | Uplink | LLDP | 10000 | IL-DC-009-CBL-0299 | Slate | ODF-2/P21 | ODF-2/P18
LNK-00604 | IL-DC-009-MMR-SW-06 | Ethernet49/1 | IL-DC-009-AGG-R03 | xe-0/0/3 | Uplink | LLDP | 10000 | IL-DC-009-CBL-0300 | White | ODF-1/P10 | ODF-3/P3
LNK-00605 | IL-DC-009-MMR-SW-06 | Ethernet49/2 | IL-DC-009-AGG-R03 | xe-0/0/4 | Uplink | LLDP | 10000 | IL-DC-009-CBL-0301 | Blue | ODF-4/P23 | ODF-4/P4
LNK-00606 | IL-DC-009-MMR-SW-07 | Ethernet49/1 | IL-DC-009-AGG-R01 | xe-0/0/5 | Uplink | LLDP | 10000 | IL-DC-009-CBL-0302 | Violet | ODF-2/P4 | ODF-2/P18
LNK-00607 | IL-DC-009-MMR-SW-07 | Ethernet49/2 | IL-DC-009-AGG-R01 | xe-0/0/6 | Uplink | LLDP | 10000 | IL-DC-009-CBL-0303 | Yellow | ODF-4/P11 | ODF-1/P18
LNK-00608 | IL-DC-009-MMR-SW-08 | Hu0/0/1/0 | IL-DC-009-AGG-R02 | xe-0/0/6 | Uplink | LLDP | 10000 | IL-DC-009-CBL-0304 | Brown | ODF-4/P1 | ODF-1/P4
LNK-00609 | IL-DC-009-MMR-SW-08 | Hu0/0/1/1 | IL-DC-009-AGG-R02 | xe-0/0/7 | Uplink | LLDP | 10000 | IL-DC-009-CBL-0305 | Violet | ODF-4/P10 | ODF-3/P22
LNK-00610 | IL-DC-009-TOR-001 | Te0/0/0/0 | IL-DC-009-MMR-SW-01 | Te0/0/0/0 | Access | LLDP | 10000 | IL-DC-009-CBL-0306 | Rose | ODF-3/P10 | ODF-1/P10
LNK-00611 | IL-DC-009-TOR-001 | Te0/0/0/1 | IL-DC-009-MMR-SW-02 | Te0/0/0/0 | Access | LLDP | 10000 | IL-DC-009-CBL-0307 | Blue | ODF-1/P14 | ODF-2/P17
LNK-00612 | IL-DC-009-TOR-002 | Ethernet1 | IL-DC-009-MMR-SW-02 | Te0/0/0/1 | Access | LLDP | 10000 | IL-DC-009-CBL-0308 | Slate | ODF-3/P11 | ODF-4/P8
LNK-00613 | IL-DC-009-TOR-002 | Ethernet2 | IL-DC-009-MMR-SW-03 | xe-0/0/0 | Access | LLDP | 10000 | IL-DC-009-CBL-0309 | Blue | ODF-2/P4 | ODF-2/P21
LNK-00614 | IL-DC-009-TOR-003 | xe-0/0/0 | IL-DC-009-MMR-SW-03 | xe-0/0/1 | Access | LLDP | 10000 | IL-DC-009-CBL-0310 | Yellow | ODF-2/P17 | ODF-2/P10
LNK-00615 | IL-DC-009-TOR-003 | xe-0/0/1 | IL-DC-009-MMR-SW-04 | xe-0/0/0 | Access | LLDP | 10000 | IL-DC-009-CBL-0311 | Black | ODF-2/P1 | ODF-3/P9
LNK-00616 | IL-DC-009-TOR-004 | Ethernet1 | IL-DC-009-MMR-SW-04 | xe-0/0/1 | Access | LLDP | 10000 | IL-DC-009-CBL-0312 | Brown | ODF-4/P16 | ODF-4/P23
LNK-00617 | IL-DC-009-TOR-004 | Ethernet2 | IL-DC-009-MMR-SW-05 | xe-0/0/0 | Access | LLDP | 10000 | IL-DC-009-CBL-0313 | Green | ODF-1/P21 | ODF-1/P10
LNK-00618 | IL-DC-009-TOR-005 | Ethernet1 | IL-DC-009-MMR-SW-05 | xe-0/0/1 | Access | LLDP | 10000 | IL-DC-009-CBL-0314 | White | ODF-4/P12 | ODF-3/P9
LNK-00619 | IL-DC-009-TOR-005 | Ethernet2 | IL-DC-009-MMR-SW-06 | Ethernet1 | Access | LLDP | 10000 | IL-DC-009-CBL-0315 | Red | ODF-1/P9 | ODF-3/P7
LNK-00620 | IL-DC-009-TOR-006 | xe-0/0/0 | IL-DC-009-MMR-SW-06 | Ethernet2 | Access | LLDP | 10000 | IL-DC-009-CBL-0316 | Yellow | ODF-1/P17 | ODF-1/P19
LNK-00621 | IL-DC-009-TOR-006 | xe-0/0/1 | IL-DC-009-MMR-SW-07 | Ethernet1 | Access | LLDP | 10000 | IL-DC-009-CBL-0317 | Blue | ODF-4/P18 | ODF-4/P8
LNK-00622 | AZ-DC-010-PE-T4-01 | et-0/1/0 | AZ-DC-010-PE-T4-02 | et-0/1/0 | Fabric | LLDP | 100000 | AZ-DC-010-CBL-0318 | Orange | ODF-3/P12 | ODF-4/P23
LNK-00623 | AZ-DC-010-PE-T4-01 | et-0/1/0 | AZ-DC-010-PE-T4-02 | et-0/1/0 | Fabric | OSPF | 100000
LNK-00624 | AZ-DC-010-PE-T4-01 | et-0/1/0 | AZ-DC-010-PE-T4-02 | et-0/1/0 | Fabric | ISIS | 100000
LNK-00625 | AZ-DC-010-PE-T4-01 | et-0/1/0 | AZ-DC-010-PE-T4-02 | et-0/1/0 | Fabric | BGP | 100000
LNK-00626 | AZ-DC-010-PE-T4-01 | et-0/1/0 | AZ-DC-010-PE-T4-02 | et-0/1/0 | Fabric | LSP | 100000
LNK-00627 | AZ-DC-010-PE-T4-01 | et-0/1/1 | AZ-DC-010-PE-T4-03 | Hu0/0/1/0 | Fabric | LLDP | 100000 | AZ-DC-010-CBL-0319 | White | ODF-1/P3 | ODF-2/P19
LNK-00628 | AZ-DC-010-PE-T4-01 | et-0/1/1 | AZ-DC-010-PE-T4-03 | Hu0/0/1/0 | Fabric | OSPF | 100000
LNK-00629 | AZ-DC-010-PE-T4-01 | et-0/1/1 | AZ-DC-010-PE-T4-03 | Hu0/0/1/0 | Fabric | ISIS | 100000
LNK-00630 | AZ-DC-010-PE-T4-01 | et-0/1/1 | AZ-DC-010-PE-T4-03 | Hu0/0/1/0 | Fabric | BGP | 100000
LNK-00631 | AZ-DC-010-PE-T4-01 | et-0/1/1 | AZ-DC-010-PE-T4-03 | Hu0/0/1/0 | Fabric | LSP | 100000
LNK-00632 | AZ-DC-010-PE-T4-01 | et-0/1/2 | AZ-DC-010-PE-T4-04 | Hu0/0/1/0 | Fabric | LLDP | 100000 | AZ-DC-010-CBL-0320 | Black | ODF-2/P1 | ODF-1/P8
LNK-00633 | AZ-DC-010-PE-T4-01 | et-0/1/2 | AZ-DC-010-PE-T4-04 | Hu0/0/1/0 | Fabric | OSPF | 100000
LNK-00634 | AZ-DC-010-PE-T4-01 | et-0/1/2 | AZ-DC-010-PE-T4-04 | Hu0/0/1/0 | Fabric | ISIS | 100000
LNK-00635 | AZ-DC-010-PE-T4-01 | et-0/1/2 | AZ-DC-010-PE-T4-04 | Hu0/0/1/0 | Fabric | BGP | 100000
LNK-00636 | AZ-DC-010-PE-T4-01 | et-0/1/2 | AZ-DC-010-PE-T4-04 | Hu0/0/1/0 | Fabric | LSP | 100000
LNK-00637 | AZ-DC-010-PE-T4-02 | et-0/1/1 | AZ-DC-010-PE-T4-03 | Hu0/0/1/1 | Fabric | LLDP | 100000 | AZ-DC-010-CBL-0321 | Green | ODF-2/P18 | ODF-2/P17
LNK-00638 | AZ-DC-010-PE-T4-02 | et-0/1/1 | AZ-DC-010-PE-T4-03 | Hu0/0/1/1 | Fabric | OSPF | 100000
LNK-00639 | AZ-DC-010-PE-T4-02 | et-0/1/1 | AZ-DC-010-PE-T4-03 | Hu0/0/1/1 | Fabric | ISIS | 100000
LNK-00640 | AZ-DC-010-PE-T4-02 | et-0/1/1 | AZ-DC-010-PE-T4-03 | Hu0/0/1/1 | Fabric | BGP | 100000
LNK-00641 | AZ-DC-010-PE-T4-02 | et-0/1/1 | AZ-DC-010-PE-T4-03 | Hu0/0/1/1 | Fabric | LSP | 100000
LNK-00642 | AZ-DC-010-PE-T4-02 | et-0/1/2 | AZ-DC-010-PE-T4-04 | Hu0/0/1/1 | Fabric | LLDP | 100000 | AZ-DC-010-CBL-0322 | Black | ODF-1/P24 | ODF-1/P5
LNK-00643 | AZ-DC-010-PE-T4-02 | et-0/1/2 | AZ-DC-010-PE-T4-04 | Hu0/0/1/1 | Fabric | OSPF | 100000
LNK-00644 | AZ-DC-010-PE-T4-02 | et-0/1/2 | AZ-DC-010-PE-T4-04 | Hu0/0/1/1 | Fabric | ISIS | 100000
LNK-00645 | AZ-DC-010-PE-T4-02 | et-0/1/2 | AZ-DC-010-PE-T4-04 | Hu0/0/1/1 | Fabric | BGP | 100000
LNK-00646 | AZ-DC-010-PE-T4-02 | et-0/1/2 | AZ-DC-010-PE-T4-04 | Hu0/0/1/1 | Fabric | LSP | 100000
LNK-00647 | AZ-DC-010-PE-T4-03 | Hu0/0/1/2 | AZ-DC-010-PE-T4-04 | Hu0/0/1/2 | Fabric | LLDP | 100000 | AZ-DC-010-CBL-0323 | Brown | ODF-1/P1 | ODF-4/P7
LNK-00648 | AZ-DC-010-PE-T4-03 | Hu0/0/1/2 | AZ-DC-010-PE-T4-04 | Hu0/0/1/2 | Fabric | OSPF | 100000
LNK-00649 | AZ-DC-010-PE-T4-03 | Hu0/0/1/2 | AZ-DC-010-PE-T4-04 | Hu0/0/1/2 | Fabric | ISIS | 100000
LNK-00650 | AZ-DC-010-PE-T4-03 | Hu0/0/1/2 | AZ-DC-010-PE-T4-04 | Hu0/0/1/2 | Fabric | BGP | 100000
LNK-00651 | AZ-DC-010-PE-T4-03 | Hu0/0/1/2 | AZ-DC-010-PE-T4-04 | Hu0/0/1/2 | Fabric | LSP | 100000
LNK-00652 | AZ-DC-010-AGG-R01 | et-0/1/0 | AZ-DC-010-PE-T4-01 | xe-0/0/6 | Uplink | LLDP | 10000 | AZ-DC-010-CBL-0324 | Yellow | ODF-4/P12 | ODF-1/P23
LNK-00653 | AZ-DC-010-AGG-R01 | et-0/1/0 | AZ-DC-010-PE-T4-01 | xe-0/0/6 | Uplink | OSPF | 10000
LNK-00654 | AZ-DC-010-AGG-R01 | et-0/1/0 | AZ-DC-010-PE-T4-01 | xe-0/0/6 | Uplink | ISIS | 10000
LNK-00655 | AZ-DC-010-AGG-R01 | et-0/1/1 | AZ-DC-010-PE-T4-02 | xe-0/0/6 | Uplink | LLDP | 10000 | AZ-DC-010-CBL-0325 | Yellow | ODF-3/P12 | ODF-2/P17
LNK-00656 | AZ-DC-010-AGG-R01 | et-0/1/1 | AZ-DC-010-PE-T4-02 | xe-0/0/6 | Uplink | OSPF | 10000
LNK-00657 | AZ-DC-010-AGG-R01 | et-0/1/1 | AZ-DC-010-PE-T4-02 | xe-0/0/6 | Uplink | ISIS | 10000
LNK-00658 | AZ-DC-010-AGG-R02 | et-0/1/0 | AZ-DC-010-PE-T4-02 | xe-0/0/7 | Uplink | LLDP | 10000 | AZ-DC-010-CBL-0326 | Rose | ODF-1/P24 | ODF-1/P3
LNK-00659 | AZ-DC-010-AGG-R02 | et-0/1/0 | AZ-DC-010-PE-T4-02 | xe-0/0/7 | Uplink | OSPF | 10000
LNK-00660 | AZ-DC-010-AGG-R02 | et-0/1/0 | AZ-DC-010-PE-T4-02 | xe-0/0/7 | Uplink | ISIS | 10000
LNK-00661 | AZ-DC-010-AGG-R02 | et-0/1/1 | AZ-DC-010-PE-T4-03 | Te0/0/0/6 | Uplink | LLDP | 10000 | AZ-DC-010-CBL-0327 | White | ODF-1/P6 | ODF-2/P11
LNK-00662 | AZ-DC-010-AGG-R02 | et-0/1/1 | AZ-DC-010-PE-T4-03 | Te0/0/0/6 | Uplink | OSPF | 10000
LNK-00663 | AZ-DC-010-AGG-R02 | et-0/1/1 | AZ-DC-010-PE-T4-03 | Te0/0/0/6 | Uplink | ISIS | 10000
LNK-00664 | AZ-DC-010-OLA-01 | 1/2/c1 | AZ-DC-010-AGG-R01 | et-0/1/2 | Uplink | LLDP | 100000 | AZ-DC-010-CBL-0328 | Aqua | ODF-4/P18 | ODF-3/P2
LNK-00665 | AZ-DC-010-FW-01 | port1 | AZ-DC-010-AGG-R01 | xe-0/0/0 | Uplink | LLDP | 10000 | AZ-DC-010-CBL-0329 | Rose | ODF-1/P12 | ODF-2/P13
LNK-00666 | AZ-DC-010-FW-01 | port2 | AZ-DC-010-AGG-R02 | xe-0/0/0 | Uplink | LLDP | 10000 | AZ-DC-010-CBL-0330 | Blue | ODF-1/P22 | ODF-3/P4
LNK-00667 | AZ-DC-010-MMR-SW-01 | Ethernet49/1 | AZ-DC-010-AGG-R01 | xe-0/0/1 | Uplink | LLDP | 10000 | AZ-DC-010-CBL-0331 | Red | ODF-3/P22 | ODF-1/P18
LNK-00668 | AZ-DC-010-MMR-SW-01 | Ethernet49/2 | AZ-DC-010-AGG-R02 | xe-0/0/1 | Uplink | LLDP | 10000 | AZ-DC-010-CBL-0332 | Slate | ODF-4/P6 | ODF-1/P6
LNK-00669 | AZ-DC-010-MMR-SW-02 | et-0/1/0 | AZ-DC-010-AGG-R02 | xe-0/0/2 | Uplink | LLDP | 10000 | AZ-DC-010-CBL-0333 | Slate | ODF-4/P24 | ODF-1/P20
LNK-00670 | AZ-DC-010-MMR-SW-02 | et-0/1/1 | AZ-DC-010-AGG-R01 | xe-0/0/2 | Uplink | LLDP | 10000 | AZ-DC-010-CBL-0334 | Rose | ODF-3/P11 | ODF-1/P1
LNK-00671 | AZ-DC-010-MMR-SW-03 | et-0/1/0 | AZ-DC-010-AGG-R01 | xe-0/0/3 | Uplink | LLDP | 10000 | AZ-DC-010-CBL-0335 | Rose | ODF-3/P11 | ODF-1/P19
LNK-00672 | AZ-DC-010-MMR-SW-03 | et-0/1/1 | AZ-DC-010-AGG-R02 | xe-0/0/3 | Uplink | LLDP | 10000 | AZ-DC-010-CBL-0336 | Aqua | ODF-1/P19 | ODF-3/P18
LNK-00673 | AZ-DC-010-MMR-SW-04 | Ethernet49/1 | AZ-DC-010-AGG-R02 | xe-0/0/4 | Uplink | LLDP | 10000 | AZ-DC-010-CBL-0337 | Green | ODF-2/P15 | ODF-1/P7
LNK-00674 | AZ-DC-010-MMR-SW-04 | Ethernet49/2 | AZ-DC-010-AGG-R01 | xe-0/0/4 | Uplink | LLDP | 10000 | AZ-DC-010-CBL-0338 | Green | ODF-4/P14 | ODF-2/P24
LNK-00675 | AZ-DC-010-TOR-001 | Ethernet1 | AZ-DC-010-MMR-SW-01 | Ethernet1 | Access | LLDP | 10000 | AZ-DC-010-CBL-0339 | Violet | ODF-2/P19 | ODF-3/P17
LNK-00676 | AZ-DC-010-TOR-001 | Ethernet2 | AZ-DC-010-MMR-SW-02 | xe-0/0/0 | Access | LLDP | 10000 | AZ-DC-010-CBL-0340 | Black | ODF-2/P17 | ODF-2/P24
LNK-00677 | AZ-DC-010-TOR-002 | Ethernet1 | AZ-DC-010-MMR-SW-02 | xe-0/0/1 | Access | LLDP | 10000 | AZ-DC-010-CBL-0341 | Brown | ODF-3/P13 | ODF-2/P19
LNK-00678 | AZ-DC-010-TOR-002 | Ethernet2 | AZ-DC-010-MMR-SW-03 | xe-0/0/0 | Access | LLDP | 10000 | AZ-DC-010-CBL-0342 | Black | ODF-2/P13 | ODF-2/P10
LNK-00679 | AZ-DC-010-TOR-003 | Te0/0/0/0 | AZ-DC-010-MMR-SW-03 | xe-0/0/1 | Access | LLDP | 10000 | AZ-DC-010-CBL-0343 | Orange | ODF-1/P15 | ODF-3/P7
LNK-00680 | AZ-DC-010-TOR-003 | Te0/0/0/1 | AZ-DC-010-MMR-SW-04 | Ethernet1 | Access | LLDP | 10000 | AZ-DC-010-CBL-0344 | Black | ODF-1/P8 | ODF-4/P10
LNK-00681 | GA-DC-011-PE-T4-01 | et-0/1/0 | GA-DC-011-PE-T4-02 | et-0/1/0 | Fabric | LLDP | 100000 | GA-DC-011-CBL-0345 | Yellow | ODF-2/P18 | ODF-3/P15
LNK-00682 | GA-DC-011-PE-T4-01 | et-0/1/0 | GA-DC-011-PE-T4-02 | et-0/1/0 | Fabric | OSPF | 100000
LNK-00683 | GA-DC-011-PE-T4-01 | et-0/1/0 | GA-DC-011-PE-T4-02 | et-0/1/0 | Fabric | ISIS | 100000
LNK-00684 | GA-DC-011-PE-T4-01 | et-0/1/0 | GA-DC-011-PE-T4-02 | et-0/1/0 | Fabric | BGP | 100000
LNK-00685 | GA-DC-011-PE-T4-01 | et-0/1/0 | GA-DC-011-PE-T4-02 | et-0/1/0 | Fabric | LSP | 100000
LNK-00686 | GA-DC-011-PE-T4-01 | et-0/1/1 | GA-DC-011-PE-T4-03 | et-0/1/0 | Fabric | LLDP | 100000 | GA-DC-011-CBL-0346 | Green | ODF-2/P12 | ODF-2/P1
LNK-00687 | GA-DC-011-PE-T4-01 | et-0/1/1 | GA-DC-011-PE-T4-03 | et-0/1/0 | Fabric | OSPF | 100000
LNK-00688 | GA-DC-011-PE-T4-01 | et-0/1/1 | GA-DC-011-PE-T4-03 | et-0/1/0 | Fabric | ISIS | 100000
LNK-00689 | GA-DC-011-PE-T4-01 | et-0/1/1 | GA-DC-011-PE-T4-03 | et-0/1/0 | Fabric | BGP | 100000
LNK-00690 | GA-DC-011-PE-T4-01 | et-0/1/1 | GA-DC-011-PE-T4-03 | et-0/1/0 | Fabric | LSP | 100000
LNK-00691 | GA-DC-011-PE-T4-01 | et-0/1/2 | GA-DC-011-PE-T4-04 | et-0/1/0 | Fabric | LLDP | 100000 | GA-DC-011-CBL-0347 | Green | ODF-2/P20 | ODF-1/P7
LNK-00692 | GA-DC-011-PE-T4-01 | et-0/1/2 | GA-DC-011-PE-T4-04 | et-0/1/0 | Fabric | OSPF | 100000
LNK-00693 | GA-DC-011-PE-T4-01 | et-0/1/2 | GA-DC-011-PE-T4-04 | et-0/1/0 | Fabric | ISIS | 100000
LNK-00694 | GA-DC-011-PE-T4-01 | et-0/1/2 | GA-DC-011-PE-T4-04 | et-0/1/0 | Fabric | BGP | 100000
LNK-00695 | GA-DC-011-PE-T4-01 | et-0/1/2 | GA-DC-011-PE-T4-04 | et-0/1/0 | Fabric | LSP | 100000
LNK-00696 | GA-DC-011-PE-T4-02 | et-0/1/1 | GA-DC-011-PE-T4-03 | et-0/1/1 | Fabric | LLDP | 100000 | GA-DC-011-CBL-0348 | Slate | ODF-4/P22 | ODF-1/P20
LNK-00697 | GA-DC-011-PE-T4-02 | et-0/1/1 | GA-DC-011-PE-T4-03 | et-0/1/1 | Fabric | OSPF | 100000
LNK-00698 | GA-DC-011-PE-T4-02 | et-0/1/1 | GA-DC-011-PE-T4-03 | et-0/1/1 | Fabric | ISIS | 100000
LNK-00699 | GA-DC-011-PE-T4-02 | et-0/1/1 | GA-DC-011-PE-T4-03 | et-0/1/1 | Fabric | BGP | 100000
LNK-00700 | GA-DC-011-PE-T4-02 | et-0/1/1 | GA-DC-011-PE-T4-03 | et-0/1/1 | Fabric | LSP | 100000
LNK-00701 | GA-DC-011-PE-T4-02 | et-0/1/2 | GA-DC-011-PE-T4-04 | et-0/1/1 | Fabric | LLDP | 100000 | GA-DC-011-CBL-0349 | Violet | ODF-1/P10 | ODF-4/P1
LNK-00702 | GA-DC-011-PE-T4-02 | et-0/1/2 | GA-DC-011-PE-T4-04 | et-0/1/1 | Fabric | OSPF | 100000
LNK-00703 | GA-DC-011-PE-T4-02 | et-0/1/2 | GA-DC-011-PE-T4-04 | et-0/1/1 | Fabric | ISIS | 100000
LNK-00704 | GA-DC-011-PE-T4-02 | et-0/1/2 | GA-DC-011-PE-T4-04 | et-0/1/1 | Fabric | BGP | 100000
LNK-00705 | GA-DC-011-PE-T4-02 | et-0/1/2 | GA-DC-011-PE-T4-04 | et-0/1/1 | Fabric | LSP | 100000
LNK-00706 | GA-DC-011-PE-T4-03 | et-0/1/2 | GA-DC-011-PE-T4-04 | et-0/1/2 | Fabric | LLDP | 100000 | GA-DC-011-CBL-0350 | Green | ODF-3/P19 | ODF-2/P6
LNK-00707 | GA-DC-011-PE-T4-03 | et-0/1/2 | GA-DC-011-PE-T4-04 | et-0/1/2 | Fabric | OSPF | 100000
LNK-00708 | GA-DC-011-PE-T4-03 | et-0/1/2 | GA-DC-011-PE-T4-04 | et-0/1/2 | Fabric | ISIS | 100000
LNK-00709 | GA-DC-011-PE-T4-03 | et-0/1/2 | GA-DC-011-PE-T4-04 | et-0/1/2 | Fabric | BGP | 100000
LNK-00710 | GA-DC-011-PE-T4-03 | et-0/1/2 | GA-DC-011-PE-T4-04 | et-0/1/2 | Fabric | LSP | 100000
LNK-00711 | GA-DC-011-AGG-R01 | et-0/1/0 | GA-DC-011-PE-T4-01 | xe-0/0/6 | Uplink | LLDP | 10000 | GA-DC-011-CBL-0351 | Violet | ODF-1/P15 | ODF-2/P5
LNK-00712 | GA-DC-011-AGG-R01 | et-0/1/0 | GA-DC-011-PE-T4-01 | xe-0/0/6 | Uplink | OSPF | 10000
LNK-00713 | GA-DC-011-AGG-R01 | et-0/1/0 | GA-DC-011-PE-T4-01 | xe-0/0/6 | Uplink | ISIS | 10000
LNK-00714 | GA-DC-011-AGG-R01 | et-0/1/1 | GA-DC-011-PE-T4-02 | xe-0/0/6 | Uplink | LLDP | 10000 | GA-DC-011-CBL-0352 | Brown | ODF-2/P1 | ODF-2/P3
LNK-00715 | GA-DC-011-AGG-R01 | et-0/1/1 | GA-DC-011-PE-T4-02 | xe-0/0/6 | Uplink | OSPF | 10000
LNK-00716 | GA-DC-011-AGG-R01 | et-0/1/1 | GA-DC-011-PE-T4-02 | xe-0/0/6 | Uplink | ISIS | 10000
LNK-00717 | GA-DC-011-AGG-R02 | et-0/1/0 | GA-DC-011-PE-T4-02 | xe-0/0/7 | Uplink | LLDP | 10000 | GA-DC-011-CBL-0353 | Blue | ODF-1/P17 | ODF-2/P24
LNK-00718 | GA-DC-011-AGG-R02 | et-0/1/0 | GA-DC-011-PE-T4-02 | xe-0/0/7 | Uplink | OSPF | 10000
LNK-00719 | GA-DC-011-AGG-R02 | et-0/1/0 | GA-DC-011-PE-T4-02 | xe-0/0/7 | Uplink | ISIS | 10000
LNK-00720 | GA-DC-011-AGG-R02 | et-0/1/1 | GA-DC-011-PE-T4-03 | xe-0/0/6 | Uplink | LLDP | 10000 | GA-DC-011-CBL-0354 | Orange | ODF-2/P11 | ODF-3/P9
LNK-00721 | GA-DC-011-AGG-R02 | et-0/1/1 | GA-DC-011-PE-T4-03 | xe-0/0/6 | Uplink | OSPF | 10000
LNK-00722 | GA-DC-011-AGG-R02 | et-0/1/1 | GA-DC-011-PE-T4-03 | xe-0/0/6 | Uplink | ISIS | 10000
LNK-00723 | GA-DC-011-OLA-01 | 1/2/c1 | GA-DC-011-AGG-R01 | et-0/1/2 | Uplink | LLDP | 100000 | GA-DC-011-CBL-0355 | Orange | ODF-2/P16 | ODF-4/P16
LNK-00724 | GA-DC-011-OLA-02 | 1-A-1 | GA-DC-011-AGG-R02 | et-0/1/2 | Uplink | LLDP | 100000 | GA-DC-011-CBL-0356 | Red | ODF-1/P10 | ODF-2/P5
LNK-00725 | GA-DC-011-FW-01 | port1 | GA-DC-011-AGG-R01 | xe-0/0/0 | Uplink | LLDP | 10000 | GA-DC-011-CBL-0357 | Green | ODF-3/P2 | ODF-4/P16
LNK-00726 | GA-DC-011-FW-01 | port2 | GA-DC-011-AGG-R02 | xe-0/0/0 | Uplink | LLDP | 10000 | GA-DC-011-CBL-0358 | Yellow | ODF-3/P21 | ODF-3/P23
LNK-00727 | GA-DC-011-MMR-SW-01 | et-0/1/0 | GA-DC-011-AGG-R01 | xe-0/0/1 | Uplink | LLDP | 10000 | GA-DC-011-CBL-0359 | Yellow | ODF-2/P16 | ODF-1/P15
LNK-00728 | GA-DC-011-MMR-SW-01 | et-0/1/1 | GA-DC-011-AGG-R02 | xe-0/0/1 | Uplink | LLDP | 10000 | GA-DC-011-CBL-0360 | Orange | ODF-4/P10 | ODF-4/P9
LNK-00729 | GA-DC-011-MMR-SW-02 | Ethernet49/1 | GA-DC-011-AGG-R02 | xe-0/0/2 | Uplink | LLDP | 10000 | GA-DC-011-CBL-0361 | Aqua | ODF-2/P18 | ODF-1/P24
LNK-00730 | GA-DC-011-MMR-SW-02 | Ethernet49/2 | GA-DC-011-AGG-R01 | xe-0/0/2 | Uplink | LLDP | 10000 | GA-DC-011-CBL-0362 | Green | ODF-2/P23 | ODF-4/P4
LNK-00731 | GA-DC-011-MMR-SW-03 | Ethernet49/1 | GA-DC-011-AGG-R01 | xe-0/0/3 | Uplink | LLDP | 10000 | GA-DC-011-CBL-0363 | Green | ODF-1/P10 | ODF-1/P2
LNK-00732 | GA-DC-011-MMR-SW-03 | Ethernet49/2 | GA-DC-011-AGG-R02 | xe-0/0/3 | Uplink | LLDP | 10000 | GA-DC-011-CBL-0364 | Violet | ODF-4/P4 | ODF-3/P11
LNK-00733 | GA-DC-011-MMR-SW-04 | Hu0/0/1/0 | GA-DC-011-AGG-R02 | xe-0/0/4 | Uplink | LLDP | 10000 | GA-DC-011-CBL-0365 | Green | ODF-2/P20 | ODF-3/P12
LNK-00734 | GA-DC-011-MMR-SW-04 | Hu0/0/1/1 | GA-DC-011-AGG-R01 | xe-0/0/4 | Uplink | LLDP | 10000 | GA-DC-011-CBL-0366 | Violet | ODF-4/P18 | ODF-1/P19
LNK-00735 | GA-DC-011-MMR-SW-05 | Hu0/0/1/0 | GA-DC-011-AGG-R01 | xe-0/0/5 | Uplink | LLDP | 10000 | GA-DC-011-CBL-0367 | Brown | ODF-3/P2 | ODF-1/P11
LNK-00736 | GA-DC-011-MMR-SW-05 | Hu0/0/1/1 | GA-DC-011-AGG-R02 | xe-0/0/5 | Uplink | LLDP | 10000 | GA-DC-011-CBL-0368 | Violet | ODF-4/P24 | ODF-2/P23
LNK-00737 | GA-DC-011-MMR-SW-06 | et-0/1/0 | GA-DC-011-AGG-R02 | xe-0/0/6 | Uplink | LLDP | 10000 | GA-DC-011-CBL-0369 | Aqua | ODF-2/P7 | ODF-1/P19
LNK-00738 | GA-DC-011-MMR-SW-06 | et-0/1/1 | GA-DC-011-AGG-R01 | xe-0/0/6 | Uplink | LLDP | 10000 | GA-DC-011-CBL-0370 | Rose | ODF-3/P21 | ODF-1/P10
LNK-00739 | GA-DC-011-TOR-001 | xe-0/0/0 | GA-DC-011-MMR-SW-01 | xe-0/0/0 | Access | LLDP | 10000 | GA-DC-011-CBL-0371 | White | ODF-3/P23 | ODF-4/P2
LNK-00740 | GA-DC-011-TOR-001 | xe-0/0/1 | GA-DC-011-MMR-SW-02 | Ethernet1 | Access | LLDP | 10000 | GA-DC-011-CBL-0372 | Slate | ODF-3/P3 | ODF-3/P20
LNK-00741 | GA-DC-011-TOR-002 | Ethernet1 | GA-DC-011-MMR-SW-02 | Ethernet2 | Access | LLDP | 10000 | GA-DC-011-CBL-0373 | White | ODF-4/P18 | ODF-4/P22
LNK-00742 | GA-DC-011-TOR-002 | Ethernet2 | GA-DC-011-MMR-SW-03 | Ethernet1 | Access | LLDP | 10000 | GA-DC-011-CBL-0374 | Slate | ODF-2/P24 | ODF-1/P8
LNK-00743 | GA-DC-011-TOR-003 | Te0/0/0/0 | GA-DC-011-MMR-SW-03 | Ethernet2 | Access | LLDP | 10000 | GA-DC-011-CBL-0375 | Red | ODF-4/P16 | ODF-2/P23
LNK-00744 | GA-DC-011-TOR-003 | Te0/0/0/1 | GA-DC-011-MMR-SW-04 | Te0/0/0/0 | Access | LLDP | 10000 | GA-DC-011-CBL-0376 | Orange | ODF-3/P8 | ODF-1/P24
LNK-00745 | GA-DC-011-TOR-004 | Te0/0/0/0 | GA-DC-011-MMR-SW-04 | Te0/0/0/1 | Access | LLDP | 10000 | GA-DC-011-CBL-0377 | Aqua | ODF-3/P12 | ODF-3/P10
LNK-00746 | GA-DC-011-TOR-004 | Te0/0/0/1 | GA-DC-011-MMR-SW-05 | Te0/0/0/0 | Access | LLDP | 10000 | GA-DC-011-CBL-0378 | Black | ODF-2/P10 | ODF-3/P23
LNK-00747 | GA-DC-011-TOR-005 | Ethernet1 | GA-DC-011-MMR-SW-05 | Te0/0/0/1 | Access | LLDP | 10000 | GA-DC-011-CBL-0379 | Orange | ODF-4/P12 | ODF-1/P18
LNK-00748 | GA-DC-011-TOR-005 | Ethernet2 | GA-DC-011-MMR-SW-06 | xe-0/0/0 | Access | LLDP | 10000 | GA-DC-011-CBL-0380 | White | ODF-1/P24 | ODF-3/P14
LNK-00749 | NJ-DC-012-PE-T4-01 | et-0/1/0 | NJ-DC-012-PE-T4-02 | et-0/1/0 | Fabric | LLDP | 100000 | NJ-DC-012-CBL-0381 | Aqua | ODF-2/P17 | ODF-4/P8
LNK-00750 | NJ-DC-012-PE-T4-01 | et-0/1/0 | NJ-DC-012-PE-T4-02 | et-0/1/0 | Fabric | OSPF | 100000
LNK-00751 | NJ-DC-012-PE-T4-01 | et-0/1/0 | NJ-DC-012-PE-T4-02 | et-0/1/0 | Fabric | ISIS | 100000
LNK-00752 | NJ-DC-012-PE-T4-01 | et-0/1/0 | NJ-DC-012-PE-T4-02 | et-0/1/0 | Fabric | BGP | 100000
LNK-00753 | NJ-DC-012-PE-T4-01 | et-0/1/0 | NJ-DC-012-PE-T4-02 | et-0/1/0 | Fabric | LSP | 100000
LNK-00754 | NJ-DC-012-PE-T4-01 | et-0/1/1 | NJ-DC-012-PE-T4-03 | et-0/1/0 | Fabric | LLDP | 100000 | NJ-DC-012-CBL-0382 | Orange | ODF-3/P2 | ODF-2/P17
LNK-00755 | NJ-DC-012-PE-T4-01 | et-0/1/1 | NJ-DC-012-PE-T4-03 | et-0/1/0 | Fabric | OSPF | 100000
LNK-00756 | NJ-DC-012-PE-T4-01 | et-0/1/1 | NJ-DC-012-PE-T4-03 | et-0/1/0 | Fabric | ISIS | 100000
LNK-00757 | NJ-DC-012-PE-T4-01 | et-0/1/1 | NJ-DC-012-PE-T4-03 | et-0/1/0 | Fabric | BGP | 100000
LNK-00758 | NJ-DC-012-PE-T4-01 | et-0/1/1 | NJ-DC-012-PE-T4-03 | et-0/1/0 | Fabric | LSP | 100000
LNK-00759 | NJ-DC-012-PE-T4-01 | et-0/1/2 | NJ-DC-012-PE-T4-04 | et-0/1/0 | Fabric | LLDP | 100000 | NJ-DC-012-CBL-0383 | Blue | ODF-1/P16 | ODF-4/P4
LNK-00760 | NJ-DC-012-PE-T4-01 | et-0/1/2 | NJ-DC-012-PE-T4-04 | et-0/1/0 | Fabric | OSPF | 100000
LNK-00761 | NJ-DC-012-PE-T4-01 | et-0/1/2 | NJ-DC-012-PE-T4-04 | et-0/1/0 | Fabric | ISIS | 100000
LNK-00762 | NJ-DC-012-PE-T4-01 | et-0/1/2 | NJ-DC-012-PE-T4-04 | et-0/1/0 | Fabric | BGP | 100000
LNK-00763 | NJ-DC-012-PE-T4-01 | et-0/1/2 | NJ-DC-012-PE-T4-04 | et-0/1/0 | Fabric | LSP | 100000
LNK-00764 | NJ-DC-012-PE-T4-02 | et-0/1/1 | NJ-DC-012-PE-T4-03 | et-0/1/1 | Fabric | LLDP | 100000 | NJ-DC-012-CBL-0384 | Yellow | ODF-4/P9 | ODF-3/P23
LNK-00765 | NJ-DC-012-PE-T4-02 | et-0/1/1 | NJ-DC-012-PE-T4-03 | et-0/1/1 | Fabric | OSPF | 100000
LNK-00766 | NJ-DC-012-PE-T4-02 | et-0/1/1 | NJ-DC-012-PE-T4-03 | et-0/1/1 | Fabric | ISIS | 100000
LNK-00767 | NJ-DC-012-PE-T4-02 | et-0/1/1 | NJ-DC-012-PE-T4-03 | et-0/1/1 | Fabric | BGP | 100000
LNK-00768 | NJ-DC-012-PE-T4-02 | et-0/1/1 | NJ-DC-012-PE-T4-03 | et-0/1/1 | Fabric | LSP | 100000
LNK-00769 | NJ-DC-012-PE-T4-02 | et-0/1/2 | NJ-DC-012-PE-T4-04 | et-0/1/1 | Fabric | LLDP | 100000 | NJ-DC-012-CBL-0385 | Blue | ODF-2/P7 | ODF-3/P14
LNK-00770 | NJ-DC-012-PE-T4-02 | et-0/1/2 | NJ-DC-012-PE-T4-04 | et-0/1/1 | Fabric | OSPF | 100000
LNK-00771 | NJ-DC-012-PE-T4-02 | et-0/1/2 | NJ-DC-012-PE-T4-04 | et-0/1/1 | Fabric | ISIS | 100000
LNK-00772 | NJ-DC-012-PE-T4-02 | et-0/1/2 | NJ-DC-012-PE-T4-04 | et-0/1/1 | Fabric | BGP | 100000
LNK-00773 | NJ-DC-012-PE-T4-02 | et-0/1/2 | NJ-DC-012-PE-T4-04 | et-0/1/1 | Fabric | LSP | 100000
LNK-00774 | NJ-DC-012-PE-T4-03 | et-0/1/2 | NJ-DC-012-PE-T4-04 | et-0/1/2 | Fabric | LLDP | 100000 | NJ-DC-012-CBL-0386 | Yellow | ODF-3/P13 | ODF-4/P8
LNK-00775 | NJ-DC-012-PE-T4-03 | et-0/1/2 | NJ-DC-012-PE-T4-04 | et-0/1/2 | Fabric | OSPF | 100000
LNK-00776 | NJ-DC-012-PE-T4-03 | et-0/1/2 | NJ-DC-012-PE-T4-04 | et-0/1/2 | Fabric | ISIS | 100000
LNK-00777 | NJ-DC-012-PE-T4-03 | et-0/1/2 | NJ-DC-012-PE-T4-04 | et-0/1/2 | Fabric | BGP | 100000
LNK-00778 | NJ-DC-012-PE-T4-03 | et-0/1/2 | NJ-DC-012-PE-T4-04 | et-0/1/2 | Fabric | LSP | 100000
LNK-00779 | NJ-DC-012-AGG-R01 | et-0/1/0 | NJ-DC-012-PE-T4-01 | xe-0/0/6 | Uplink | LLDP | 10000 | NJ-DC-012-CBL-0387 | Slate | ODF-3/P5 | ODF-1/P2
LNK-00780 | NJ-DC-012-AGG-R01 | et-0/1/0 | NJ-DC-012-PE-T4-01 | xe-0/0/6 | Uplink | OSPF | 10000
LNK-00781 | NJ-DC-012-AGG-R01 | et-0/1/0 | NJ-DC-012-PE-T4-01 | xe-0/0/6 | Uplink | ISIS | 10000
LNK-00782 | NJ-DC-012-AGG-R01 | et-0/1/1 | NJ-DC-012-PE-T4-02 | xe-0/0/6 | Uplink | LLDP | 10000 | NJ-DC-012-CBL-0388 | Black | ODF-4/P2 | ODF-2/P8
LNK-00783 | NJ-DC-012-AGG-R01 | et-0/1/1 | NJ-DC-012-PE-T4-02 | xe-0/0/6 | Uplink | OSPF | 10000
LNK-00784 | NJ-DC-012-AGG-R01 | et-0/1/1 | NJ-DC-012-PE-T4-02 | xe-0/0/6 | Uplink | ISIS | 10000
LNK-00785 | NJ-DC-012-AGG-R02 | et-0/1/0 | NJ-DC-012-PE-T4-02 | xe-0/0/7 | Uplink | LLDP | 10000 | NJ-DC-012-CBL-0389 | Red | ODF-2/P19 | ODF-1/P1
LNK-00786 | NJ-DC-012-AGG-R02 | et-0/1/0 | NJ-DC-012-PE-T4-02 | xe-0/0/7 | Uplink | OSPF | 10000
LNK-00787 | NJ-DC-012-AGG-R02 | et-0/1/0 | NJ-DC-012-PE-T4-02 | xe-0/0/7 | Uplink | ISIS | 10000
LNK-00788 | NJ-DC-012-AGG-R02 | et-0/1/1 | NJ-DC-012-PE-T4-03 | xe-0/0/6 | Uplink | LLDP | 10000 | NJ-DC-012-CBL-0390 | Rose | ODF-1/P14 | ODF-4/P22
LNK-00789 | NJ-DC-012-AGG-R02 | et-0/1/1 | NJ-DC-012-PE-T4-03 | xe-0/0/6 | Uplink | OSPF | 10000
LNK-00790 | NJ-DC-012-AGG-R02 | et-0/1/1 | NJ-DC-012-PE-T4-03 | xe-0/0/6 | Uplink | ISIS | 10000
LNK-00791 | NJ-DC-012-OLA-01 | 1-A-1 | NJ-DC-012-AGG-R01 | et-0/1/2 | Uplink | LLDP | 100000 | NJ-DC-012-CBL-0391 | Red | ODF-2/P11 | ODF-3/P19
LNK-00792 | NJ-DC-012-FW-01 | port1 | NJ-DC-012-AGG-R01 | xe-0/0/0 | Uplink | LLDP | 10000 | NJ-DC-012-CBL-0392 | Slate | ODF-3/P22 | ODF-2/P15
LNK-00793 | NJ-DC-012-FW-01 | port2 | NJ-DC-012-AGG-R02 | xe-0/0/0 | Uplink | LLDP | 10000 | NJ-DC-012-CBL-0393 | Brown | ODF-4/P24 | ODF-2/P16
LNK-00794 | NJ-DC-012-MMR-SW-01 | et-0/1/0 | NJ-DC-012-AGG-R01 | xe-0/0/1 | Uplink | LLDP | 10000 | NJ-DC-012-CBL-0394 | Black | ODF-2/P22 | ODF-1/P14
LNK-00795 | NJ-DC-012-MMR-SW-01 | et-0/1/1 | NJ-DC-012-AGG-R02 | xe-0/0/1 | Uplink | LLDP | 10000 | NJ-DC-012-CBL-0395 | Aqua | ODF-2/P1 | ODF-1/P21
LNK-00796 | NJ-DC-012-MMR-SW-02 | Hu0/0/1/0 | NJ-DC-012-AGG-R02 | xe-0/0/2 | Uplink | LLDP | 10000 | NJ-DC-012-CBL-0396 | Brown | ODF-2/P5 | ODF-4/P20
LNK-00797 | NJ-DC-012-MMR-SW-02 | Hu0/0/1/1 | NJ-DC-012-AGG-R01 | xe-0/0/2 | Uplink | LLDP | 10000 | NJ-DC-012-CBL-0397 | White | ODF-2/P10 | ODF-3/P22
LNK-00798 | NJ-DC-012-MMR-SW-03 | Hu0/0/1/0 | NJ-DC-012-AGG-R01 | xe-0/0/3 | Uplink | LLDP | 10000 | NJ-DC-012-CBL-0398 | Rose | ODF-4/P7 | ODF-3/P14
LNK-00799 | NJ-DC-012-MMR-SW-03 | Hu0/0/1/1 | NJ-DC-012-AGG-R02 | xe-0/0/3 | Uplink | LLDP | 10000 | NJ-DC-012-CBL-0399 | Aqua | ODF-1/P16 | ODF-2/P8
LNK-00800 | NJ-DC-012-MMR-SW-04 | Ethernet49/1 | NJ-DC-012-AGG-R02 | xe-0/0/4 | Uplink | LLDP | 10000 | NJ-DC-012-CBL-0400 | Green | ODF-1/P15 | ODF-1/P19
LNK-00801 | NJ-DC-012-MMR-SW-04 | Ethernet49/2 | NJ-DC-012-AGG-R01 | xe-0/0/4 | Uplink | LLDP | 10000 | NJ-DC-012-CBL-0401 | Brown | ODF-4/P7 | ODF-3/P5
LNK-00802 | NJ-DC-012-TOR-001 | xe-0/0/0 | NJ-DC-012-MMR-SW-01 | xe-0/0/0 | Access | LLDP | 10000 | NJ-DC-012-CBL-0402 | Green | ODF-2/P10 | ODF-1/P8
LNK-00803 | NJ-DC-012-TOR-001 | xe-0/0/1 | NJ-DC-012-MMR-SW-02 | Te0/0/0/0 | Access | LLDP | 10000 | NJ-DC-012-CBL-0403 | Yellow | ODF-2/P1 | ODF-3/P15
LNK-00804 | NJ-DC-012-TOR-002 | Te0/0/0/0 | NJ-DC-012-MMR-SW-02 | Te0/0/0/1 | Access | LLDP | 10000 | NJ-DC-012-CBL-0404 | Slate | ODF-2/P17 | ODF-3/P16
LNK-00805 | NJ-DC-012-TOR-002 | Te0/0/0/1 | NJ-DC-012-MMR-SW-03 | Te0/0/0/0 | Access | LLDP | 10000 | NJ-DC-012-CBL-0405 | Yellow | ODF-2/P9 | ODF-1/P5
LNK-00806 | OR-DC-014-PE-T4-01 | et-0/1/0 | OR-DC-014-PE-T4-02 | et-0/1/0 | Fabric | LLDP | 100000 | OR-DC-014-CBL-0406 | Green | ODF-2/P19 | ODF-2/P22
LNK-00807 | OR-DC-014-PE-T4-01 | et-0/1/0 | OR-DC-014-PE-T4-02 | et-0/1/0 | Fabric | OSPF | 100000
LNK-00808 | OR-DC-014-PE-T4-01 | et-0/1/0 | OR-DC-014-PE-T4-02 | et-0/1/0 | Fabric | ISIS | 100000
LNK-00809 | OR-DC-014-PE-T4-01 | et-0/1/0 | OR-DC-014-PE-T4-02 | et-0/1/0 | Fabric | BGP | 100000
LNK-00810 | OR-DC-014-PE-T4-01 | et-0/1/0 | OR-DC-014-PE-T4-02 | et-0/1/0 | Fabric | LSP | 100000
LNK-00811 | OR-DC-014-PE-T4-01 | et-0/1/1 | OR-DC-014-PE-T4-03 | 1/2/c1 | Fabric | LLDP | 100000 | OR-DC-014-CBL-0407 | Rose | ODF-4/P18 | ODF-3/P10
LNK-00812 | OR-DC-014-PE-T4-01 | et-0/1/1 | OR-DC-014-PE-T4-03 | 1/2/c1 | Fabric | OSPF | 100000
LNK-00813 | OR-DC-014-PE-T4-01 | et-0/1/1 | OR-DC-014-PE-T4-03 | 1/2/c1 | Fabric | ISIS | 100000
LNK-00814 | OR-DC-014-PE-T4-01 | et-0/1/1 | OR-DC-014-PE-T4-03 | 1/2/c1 | Fabric | BGP | 100000
LNK-00815 | OR-DC-014-PE-T4-01 | et-0/1/1 | OR-DC-014-PE-T4-03 | 1/2/c1 | Fabric | LSP | 100000
LNK-00816 | OR-DC-014-PE-T4-01 | et-0/1/2 | OR-DC-014-PE-T4-04 | 1/2/c1 | Fabric | LLDP | 100000 | OR-DC-014-CBL-0408 | Violet | ODF-4/P9 | ODF-3/P18
LNK-00817 | OR-DC-014-PE-T4-01 | et-0/1/2 | OR-DC-014-PE-T4-04 | 1/2/c1 | Fabric | OSPF | 100000
LNK-00818 | OR-DC-014-PE-T4-01 | et-0/1/2 | OR-DC-014-PE-T4-04 | 1/2/c1 | Fabric | ISIS | 100000
LNK-00819 | OR-DC-014-PE-T4-01 | et-0/1/2 | OR-DC-014-PE-T4-04 | 1/2/c1 | Fabric | BGP | 100000
LNK-00820 | OR-DC-014-PE-T4-01 | et-0/1/2 | OR-DC-014-PE-T4-04 | 1/2/c1 | Fabric | LSP | 100000
LNK-00821 | OR-DC-014-PE-T4-02 | et-0/1/1 | OR-DC-014-PE-T4-03 | 1/2/c2 | Fabric | LLDP | 100000 | OR-DC-014-CBL-0409 | White | ODF-3/P17 | ODF-1/P11
LNK-00822 | OR-DC-014-PE-T4-02 | et-0/1/1 | OR-DC-014-PE-T4-03 | 1/2/c2 | Fabric | OSPF | 100000
LNK-00823 | OR-DC-014-PE-T4-02 | et-0/1/1 | OR-DC-014-PE-T4-03 | 1/2/c2 | Fabric | ISIS | 100000
LNK-00824 | OR-DC-014-PE-T4-02 | et-0/1/1 | OR-DC-014-PE-T4-03 | 1/2/c2 | Fabric | BGP | 100000
LNK-00825 | OR-DC-014-PE-T4-02 | et-0/1/1 | OR-DC-014-PE-T4-03 | 1/2/c2 | Fabric | LSP | 100000
LNK-00826 | OR-DC-014-PE-T4-02 | et-0/1/2 | OR-DC-014-PE-T4-04 | 1/2/c2 | Fabric | LLDP | 100000 | OR-DC-014-CBL-0410 | Red | ODF-3/P18 | ODF-4/P11
LNK-00827 | OR-DC-014-PE-T4-02 | et-0/1/2 | OR-DC-014-PE-T4-04 | 1/2/c2 | Fabric | OSPF | 100000
LNK-00828 | OR-DC-014-PE-T4-02 | et-0/1/2 | OR-DC-014-PE-T4-04 | 1/2/c2 | Fabric | ISIS | 100000
LNK-00829 | OR-DC-014-PE-T4-02 | et-0/1/2 | OR-DC-014-PE-T4-04 | 1/2/c2 | Fabric | BGP | 100000
LNK-00830 | OR-DC-014-PE-T4-02 | et-0/1/2 | OR-DC-014-PE-T4-04 | 1/2/c2 | Fabric | LSP | 100000
LNK-00831 | OR-DC-014-PE-T4-03 | 1/2/c3 | OR-DC-014-PE-T4-04 | 1/2/c3 | Fabric | LLDP | 100000 | OR-DC-014-CBL-0411 | Slate | ODF-1/P14 | ODF-2/P21
LNK-00832 | OR-DC-014-PE-T4-03 | 1/2/c3 | OR-DC-014-PE-T4-04 | 1/2/c3 | Fabric | OSPF | 100000
LNK-00833 | OR-DC-014-PE-T4-03 | 1/2/c3 | OR-DC-014-PE-T4-04 | 1/2/c3 | Fabric | ISIS | 100000
LNK-00834 | OR-DC-014-PE-T4-03 | 1/2/c3 | OR-DC-014-PE-T4-04 | 1/2/c3 | Fabric | BGP | 100000
LNK-00835 | OR-DC-014-PE-T4-03 | 1/2/c3 | OR-DC-014-PE-T4-04 | 1/2/c3 | Fabric | LSP | 100000
LNK-00836 | OR-DC-014-AGG-R01 | et-0/1/0 | OR-DC-014-PE-T4-01 | xe-0/0/6 | Uplink | LLDP | 10000 | OR-DC-014-CBL-0412 | Violet | ODF-4/P20 | ODF-3/P17
LNK-00837 | OR-DC-014-AGG-R01 | et-0/1/0 | OR-DC-014-PE-T4-01 | xe-0/0/6 | Uplink | OSPF | 10000
LNK-00838 | OR-DC-014-AGG-R01 | et-0/1/0 | OR-DC-014-PE-T4-01 | xe-0/0/6 | Uplink | ISIS | 10000
LNK-00839 | OR-DC-014-AGG-R01 | et-0/1/1 | OR-DC-014-PE-T4-02 | xe-0/0/6 | Uplink | LLDP | 10000 | OR-DC-014-CBL-0413 | Orange | ODF-1/P4 | ODF-4/P13
LNK-00840 | OR-DC-014-AGG-R01 | et-0/1/1 | OR-DC-014-PE-T4-02 | xe-0/0/6 | Uplink | OSPF | 10000
LNK-00841 | OR-DC-014-AGG-R01 | et-0/1/1 | OR-DC-014-PE-T4-02 | xe-0/0/6 | Uplink | ISIS | 10000
LNK-00842 | OR-DC-014-AGG-R02 | et-0/1/0 | OR-DC-014-PE-T4-02 | xe-0/0/7 | Uplink | LLDP | 10000 | OR-DC-014-CBL-0414 | Blue | ODF-4/P9 | ODF-3/P7
LNK-00843 | OR-DC-014-AGG-R02 | et-0/1/0 | OR-DC-014-PE-T4-02 | xe-0/0/7 | Uplink | OSPF | 10000
LNK-00844 | OR-DC-014-AGG-R02 | et-0/1/0 | OR-DC-014-PE-T4-02 | xe-0/0/7 | Uplink | ISIS | 10000
LNK-00845 | OR-DC-014-AGG-R02 | et-0/1/1 | OR-DC-014-PE-T4-03 | 1/1/c7 | Uplink | LLDP | 10000 | OR-DC-014-CBL-0415 | White | ODF-4/P9 | ODF-1/P3
LNK-00846 | OR-DC-014-AGG-R02 | et-0/1/1 | OR-DC-014-PE-T4-03 | 1/1/c7 | Uplink | OSPF | 10000
LNK-00847 | OR-DC-014-AGG-R02 | et-0/1/1 | OR-DC-014-PE-T4-03 | 1/1/c7 | Uplink | ISIS | 10000
LNK-00848 | OR-DC-014-OLA-01 | 1/2/c1 | OR-DC-014-AGG-R01 | et-0/1/2 | Uplink | LLDP | 100000 | OR-DC-014-CBL-0416 | Blue | ODF-1/P13 | ODF-2/P9
LNK-00849 | OR-DC-014-FW-01 | port1 | OR-DC-014-AGG-R01 | xe-0/0/0 | Uplink | LLDP | 10000 | OR-DC-014-CBL-0417 | Orange | ODF-1/P23 | ODF-1/P3
LNK-00850 | OR-DC-014-FW-01 | port2 | OR-DC-014-AGG-R02 | xe-0/0/0 | Uplink | LLDP | 10000 | OR-DC-014-CBL-0418 | Red | ODF-2/P10 | ODF-4/P20
LNK-00851 | OR-DC-014-MMR-SW-01 | et-0/1/0 | OR-DC-014-AGG-R01 | xe-0/0/1 | Uplink | LLDP | 10000 | OR-DC-014-CBL-0419 | Brown | ODF-2/P17 | ODF-4/P1
LNK-00852 | OR-DC-014-MMR-SW-01 | et-0/1/1 | OR-DC-014-AGG-R02 | xe-0/0/1 | Uplink | LLDP | 10000 | OR-DC-014-CBL-0420 | White | ODF-4/P11 | ODF-3/P7
LNK-00853 | OR-DC-014-MMR-SW-02 | Ethernet49/1 | OR-DC-014-AGG-R02 | xe-0/0/2 | Uplink | LLDP | 10000 | OR-DC-014-CBL-0421 | Slate | ODF-3/P20 | ODF-3/P5
LNK-00854 | OR-DC-014-MMR-SW-02 | Ethernet49/2 | OR-DC-014-AGG-R01 | xe-0/0/2 | Uplink | LLDP | 10000 | OR-DC-014-CBL-0422 | Slate | ODF-4/P20 | ODF-2/P6
LNK-00855 | OR-DC-014-MMR-SW-03 | Hu0/0/1/0 | OR-DC-014-AGG-R01 | xe-0/0/3 | Uplink | LLDP | 10000 | OR-DC-014-CBL-0423 | Aqua | ODF-3/P14 | ODF-1/P5
LNK-00856 | OR-DC-014-MMR-SW-03 | Hu0/0/1/1 | OR-DC-014-AGG-R02 | xe-0/0/3 | Uplink | LLDP | 10000 | OR-DC-014-CBL-0424 | Aqua | ODF-2/P15 | ODF-2/P17
LNK-00857 | OR-DC-014-MMR-SW-04 | Ethernet49/1 | OR-DC-014-AGG-R02 | xe-0/0/4 | Uplink | LLDP | 10000 | OR-DC-014-CBL-0425 | Green | ODF-1/P19 | ODF-1/P19
LNK-00858 | OR-DC-014-MMR-SW-04 | Ethernet49/2 | OR-DC-014-AGG-R01 | xe-0/0/4 | Uplink | LLDP | 10000 | OR-DC-014-CBL-0426 | Rose | ODF-2/P17 | ODF-2/P6
LNK-00859 | OR-DC-014-MMR-SW-05 | Ethernet49/1 | OR-DC-014-AGG-R01 | xe-0/0/5 | Uplink | LLDP | 10000 | OR-DC-014-CBL-0427 | White | ODF-3/P16 | ODF-4/P11
LNK-00860 | OR-DC-014-MMR-SW-05 | Ethernet49/2 | OR-DC-014-AGG-R02 | xe-0/0/5 | Uplink | LLDP | 10000 | OR-DC-014-CBL-0428 | Red | ODF-2/P22 | ODF-3/P11
LNK-00861 | OR-DC-014-TOR-001 | xe-0/0/0 | OR-DC-014-MMR-SW-01 | xe-0/0/0 | Access | LLDP | 10000 | OR-DC-014-CBL-0429 | Rose | ODF-4/P21 | ODF-4/P22
LNK-00862 | OR-DC-014-TOR-001 | xe-0/0/1 | OR-DC-014-MMR-SW-02 | Ethernet1 | Access | LLDP | 10000 | OR-DC-014-CBL-0430 | Violet | ODF-4/P10 | ODF-3/P9
LNK-00863 | OR-DC-014-TOR-002 | Ethernet1 | OR-DC-014-MMR-SW-02 | Ethernet2 | Access | LLDP | 10000 | OR-DC-014-CBL-0431 | Black | ODF-2/P13 | ODF-3/P20
LNK-00864 | OR-DC-014-TOR-002 | Ethernet2 | OR-DC-014-MMR-SW-03 | Te0/0/0/0 | Access | LLDP | 10000 | OR-DC-014-CBL-0432 | Blue | ODF-3/P1 | ODF-3/P2
LNK-00865 | OR-DC-014-TOR-003 | Te0/0/0/0 | OR-DC-014-MMR-SW-03 | Te0/0/0/1 | Access | LLDP | 10000 | OR-DC-014-CBL-0433 | Green | ODF-2/P11 | ODF-2/P21
LNK-00866 | OR-DC-014-TOR-003 | Te0/0/0/1 | OR-DC-014-MMR-SW-04 | Ethernet1 | Access | LLDP | 10000 | OR-DC-014-CBL-0434 | Blue | ODF-4/P12 | ODF-4/P12
LNK-00867 | CO-DC-015-PE-T4-01 | et-0/1/0 | CO-DC-015-PE-T4-02 | et-0/1/0 | Fabric | LLDP | 100000 | CO-DC-015-CBL-0435 | Slate | ODF-1/P17 | ODF-1/P1
LNK-00868 | CO-DC-015-PE-T4-01 | et-0/1/0 | CO-DC-015-PE-T4-02 | et-0/1/0 | Fabric | OSPF | 100000
LNK-00869 | CO-DC-015-PE-T4-01 | et-0/1/0 | CO-DC-015-PE-T4-02 | et-0/1/0 | Fabric | ISIS | 100000
LNK-00870 | CO-DC-015-PE-T4-01 | et-0/1/0 | CO-DC-015-PE-T4-02 | et-0/1/0 | Fabric | BGP | 100000
LNK-00871 | CO-DC-015-PE-T4-01 | et-0/1/0 | CO-DC-015-PE-T4-02 | et-0/1/0 | Fabric | LSP | 100000
LNK-00872 | CO-DC-015-PE-T4-01 | et-0/1/1 | CO-DC-015-PE-T4-03 | 1/2/c1 | Fabric | LLDP | 100000 | CO-DC-015-CBL-0436 | Blue | ODF-3/P16 | ODF-4/P19
LNK-00873 | CO-DC-015-PE-T4-01 | et-0/1/1 | CO-DC-015-PE-T4-03 | 1/2/c1 | Fabric | OSPF | 100000
LNK-00874 | CO-DC-015-PE-T4-01 | et-0/1/1 | CO-DC-015-PE-T4-03 | 1/2/c1 | Fabric | ISIS | 100000
LNK-00875 | CO-DC-015-PE-T4-01 | et-0/1/1 | CO-DC-015-PE-T4-03 | 1/2/c1 | Fabric | BGP | 100000
LNK-00876 | CO-DC-015-PE-T4-01 | et-0/1/1 | CO-DC-015-PE-T4-03 | 1/2/c1 | Fabric | LSP | 100000
LNK-00877 | CO-DC-015-PE-T4-01 | et-0/1/2 | CO-DC-015-PE-T4-04 | 1/2/c1 | Fabric | LLDP | 100000 | CO-DC-015-CBL-0437 | Aqua | ODF-3/P4 | ODF-4/P19
LNK-00878 | CO-DC-015-PE-T4-01 | et-0/1/2 | CO-DC-015-PE-T4-04 | 1/2/c1 | Fabric | OSPF | 100000
LNK-00879 | CO-DC-015-PE-T4-01 | et-0/1/2 | CO-DC-015-PE-T4-04 | 1/2/c1 | Fabric | ISIS | 100000
LNK-00880 | CO-DC-015-PE-T4-01 | et-0/1/2 | CO-DC-015-PE-T4-04 | 1/2/c1 | Fabric | BGP | 100000
LNK-00881 | CO-DC-015-PE-T4-01 | et-0/1/2 | CO-DC-015-PE-T4-04 | 1/2/c1 | Fabric | LSP | 100000
LNK-00882 | CO-DC-015-PE-T4-02 | et-0/1/1 | CO-DC-015-PE-T4-03 | 1/2/c2 | Fabric | LLDP | 100000 | CO-DC-015-CBL-0438 | Black | ODF-1/P6 | ODF-3/P22
LNK-00883 | CO-DC-015-PE-T4-02 | et-0/1/1 | CO-DC-015-PE-T4-03 | 1/2/c2 | Fabric | OSPF | 100000
LNK-00884 | CO-DC-015-PE-T4-02 | et-0/1/1 | CO-DC-015-PE-T4-03 | 1/2/c2 | Fabric | ISIS | 100000
LNK-00885 | CO-DC-015-PE-T4-02 | et-0/1/1 | CO-DC-015-PE-T4-03 | 1/2/c2 | Fabric | BGP | 100000
LNK-00886 | CO-DC-015-PE-T4-02 | et-0/1/1 | CO-DC-015-PE-T4-03 | 1/2/c2 | Fabric | LSP | 100000
LNK-00887 | CO-DC-015-PE-T4-02 | et-0/1/2 | CO-DC-015-PE-T4-04 | 1/2/c2 | Fabric | LLDP | 100000 | CO-DC-015-CBL-0439 | Orange | ODF-1/P7 | ODF-4/P5
LNK-00888 | CO-DC-015-PE-T4-02 | et-0/1/2 | CO-DC-015-PE-T4-04 | 1/2/c2 | Fabric | OSPF | 100000
LNK-00889 | CO-DC-015-PE-T4-02 | et-0/1/2 | CO-DC-015-PE-T4-04 | 1/2/c2 | Fabric | ISIS | 100000
LNK-00890 | CO-DC-015-PE-T4-02 | et-0/1/2 | CO-DC-015-PE-T4-04 | 1/2/c2 | Fabric | BGP | 100000
LNK-00891 | CO-DC-015-PE-T4-02 | et-0/1/2 | CO-DC-015-PE-T4-04 | 1/2/c2 | Fabric | LSP | 100000
LNK-00892 | CO-DC-015-PE-T4-03 | 1/2/c3 | CO-DC-015-PE-T4-04 | 1/2/c3 | Fabric | LLDP | 100000 | CO-DC-015-CBL-0440 | Brown | ODF-2/P4 | ODF-4/P10
LNK-00893 | CO-DC-015-PE-T4-03 | 1/2/c3 | CO-DC-015-PE-T4-04 | 1/2/c3 | Fabric | OSPF | 100000
LNK-00894 | CO-DC-015-PE-T4-03 | 1/2/c3 | CO-DC-015-PE-T4-04 | 1/2/c3 | Fabric | ISIS | 100000
LNK-00895 | CO-DC-015-PE-T4-03 | 1/2/c3 | CO-DC-015-PE-T4-04 | 1/2/c3 | Fabric | BGP | 100000
LNK-00896 | CO-DC-015-PE-T4-03 | 1/2/c3 | CO-DC-015-PE-T4-04 | 1/2/c3 | Fabric | LSP | 100000
LNK-00897 | CO-DC-015-AGG-R01 | et-0/1/0 | CO-DC-015-PE-T4-01 | xe-0/0/6 | Uplink | LLDP | 10000 | CO-DC-015-CBL-0441 | Green | ODF-4/P17 | ODF-2/P18
LNK-00898 | CO-DC-015-AGG-R01 | et-0/1/0 | CO-DC-015-PE-T4-01 | xe-0/0/6 | Uplink | OSPF | 10000
LNK-00899 | CO-DC-015-AGG-R01 | et-0/1/0 | CO-DC-015-PE-T4-01 | xe-0/0/6 | Uplink | ISIS | 10000
LNK-00900 | CO-DC-015-AGG-R01 | et-0/1/1 | CO-DC-015-PE-T4-02 | xe-0/0/6 | Uplink | LLDP | 10000 | CO-DC-015-CBL-0442 | Brown | ODF-4/P7 | ODF-2/P12
LNK-00901 | CO-DC-015-AGG-R01 | et-0/1/1 | CO-DC-015-PE-T4-02 | xe-0/0/6 | Uplink | OSPF | 10000
LNK-00902 | CO-DC-015-AGG-R01 | et-0/1/1 | CO-DC-015-PE-T4-02 | xe-0/0/6 | Uplink | ISIS | 10000
LNK-00903 | CO-DC-015-AGG-R02 | et-0/1/0 | CO-DC-015-PE-T4-02 | xe-0/0/7 | Uplink | LLDP | 10000 | CO-DC-015-CBL-0443 | Brown | ODF-2/P21 | ODF-1/P15
LNK-00904 | CO-DC-015-AGG-R02 | et-0/1/0 | CO-DC-015-PE-T4-02 | xe-0/0/7 | Uplink | OSPF | 10000
LNK-00905 | CO-DC-015-AGG-R02 | et-0/1/0 | CO-DC-015-PE-T4-02 | xe-0/0/7 | Uplink | ISIS | 10000
LNK-00906 | CO-DC-015-AGG-R02 | et-0/1/1 | CO-DC-015-PE-T4-03 | 1/1/c7 | Uplink | LLDP | 10000 | CO-DC-015-CBL-0444 | Green | ODF-1/P1 | ODF-3/P8
LNK-00907 | CO-DC-015-AGG-R02 | et-0/1/1 | CO-DC-015-PE-T4-03 | 1/1/c7 | Uplink | OSPF | 10000
LNK-00908 | CO-DC-015-AGG-R02 | et-0/1/1 | CO-DC-015-PE-T4-03 | 1/1/c7 | Uplink | ISIS | 10000
LNK-00909 | CO-DC-015-OLA-01 | 1/2/c1 | CO-DC-015-AGG-R01 | et-0/1/2 | Uplink | LLDP | 100000 | CO-DC-015-CBL-0445 | Black | ODF-3/P1 | ODF-2/P15
LNK-00910 | CO-DC-015-FW-01 | port1 | CO-DC-015-AGG-R01 | xe-0/0/0 | Uplink | LLDP | 10000 | CO-DC-015-CBL-0446 | Yellow | ODF-3/P14 | ODF-4/P16
LNK-00911 | CO-DC-015-FW-01 | port2 | CO-DC-015-AGG-R02 | xe-0/0/0 | Uplink | LLDP | 10000 | CO-DC-015-CBL-0447 | Red | ODF-4/P21 | ODF-1/P21
LNK-00912 | CO-DC-015-MMR-SW-01 | et-0/1/0 | CO-DC-015-AGG-R01 | xe-0/0/1 | Uplink | LLDP | 10000 | CO-DC-015-CBL-0448 | Violet | ODF-4/P5 | ODF-4/P18
LNK-00913 | CO-DC-015-MMR-SW-01 | et-0/1/1 | CO-DC-015-AGG-R02 | xe-0/0/1 | Uplink | LLDP | 10000 | CO-DC-015-CBL-0449 | Rose | ODF-2/P13 | ODF-3/P18
LNK-00914 | CO-DC-015-MMR-SW-02 | Ethernet49/1 | CO-DC-015-AGG-R02 | xe-0/0/2 | Uplink | LLDP | 10000 | CO-DC-015-CBL-0450 | Rose | ODF-3/P5 | ODF-3/P18
LNK-00915 | CO-DC-015-MMR-SW-02 | Ethernet49/2 | CO-DC-015-AGG-R01 | xe-0/0/2 | Uplink | LLDP | 10000 | CO-DC-015-CBL-0451 | Black | ODF-3/P14 | ODF-1/P21
LNK-00916 | CO-DC-015-MMR-SW-03 | et-0/1/0 | CO-DC-015-AGG-R01 | xe-0/0/3 | Uplink | LLDP | 10000 | CO-DC-015-CBL-0452 | Blue | ODF-4/P14 | ODF-4/P15
LNK-00917 | CO-DC-015-MMR-SW-03 | et-0/1/1 | CO-DC-015-AGG-R02 | xe-0/0/3 | Uplink | LLDP | 10000 | CO-DC-015-CBL-0453 | Blue | ODF-4/P18 | ODF-4/P22
LNK-00918 | CO-DC-015-MMR-SW-04 | Hu0/0/1/0 | CO-DC-015-AGG-R02 | xe-0/0/4 | Uplink | LLDP | 10000 | CO-DC-015-CBL-0454 | Violet | ODF-3/P1 | ODF-1/P9
LNK-00919 | CO-DC-015-MMR-SW-04 | Hu0/0/1/1 | CO-DC-015-AGG-R01 | xe-0/0/4 | Uplink | LLDP | 10000 | CO-DC-015-CBL-0455 | Aqua | ODF-2/P19 | ODF-1/P6
LNK-00920 | CO-DC-015-TOR-001 | Te0/0/0/0 | CO-DC-015-MMR-SW-01 | xe-0/0/0 | Access | LLDP | 10000 | CO-DC-015-CBL-0456 | Brown | ODF-3/P17 | ODF-1/P6
LNK-00921 | CO-DC-015-TOR-001 | Te0/0/0/1 | CO-DC-015-MMR-SW-02 | Ethernet1 | Access | LLDP | 10000 | CO-DC-015-CBL-0457 | Red | ODF-4/P18 | ODF-3/P7
LNK-00922 | CO-DC-015-TOR-002 | xe-0/0/0 | CO-DC-015-MMR-SW-02 | Ethernet2 | Access | LLDP | 10000 | CO-DC-015-CBL-0458 | Orange | ODF-4/P2 | ODF-2/P9
LNK-00923 | CO-DC-015-TOR-002 | xe-0/0/1 | CO-DC-015-MMR-SW-03 | xe-0/0/0 | Access | LLDP | 10000 | CO-DC-015-CBL-0459 | Red | ODF-3/P1 | ODF-3/P4
LNK-00924 | CO-DC-015-TOR-003 | Ethernet1 | CO-DC-015-MMR-SW-03 | xe-0/0/1 | Access | LLDP | 10000 | CO-DC-015-CBL-0460 | Rose | ODF-1/P19 | ODF-1/P5
LNK-00925 | CO-DC-015-TOR-003 | Ethernet2 | CO-DC-015-MMR-SW-04 | Te0/0/0/0 | Access | LLDP | 10000 | CO-DC-015-CBL-0461 | Red | ODF-1/P17 | ODF-2/P12
LNK-00926 | OH-DC-016-PE-T4-01 | et-0/1/0 | OH-DC-016-PE-T4-02 | et-0/1/0 | Fabric | LLDP | 100000 | OH-DC-016-CBL-0462 | Blue | ODF-4/P22 | ODF-2/P1
LNK-00927 | OH-DC-016-PE-T4-01 | et-0/1/0 | OH-DC-016-PE-T4-02 | et-0/1/0 | Fabric | OSPF | 100000
LNK-00928 | OH-DC-016-PE-T4-01 | et-0/1/0 | OH-DC-016-PE-T4-02 | et-0/1/0 | Fabric | ISIS | 100000
LNK-00929 | OH-DC-016-PE-T4-01 | et-0/1/0 | OH-DC-016-PE-T4-02 | et-0/1/0 | Fabric | BGP | 100000
LNK-00930 | OH-DC-016-PE-T4-01 | et-0/1/0 | OH-DC-016-PE-T4-02 | et-0/1/0 | Fabric | LSP | 100000
LNK-00931 | OH-DC-016-PE-T4-01 | et-0/1/1 | OH-DC-016-PE-T4-03 | et-0/1/0 | Fabric | LLDP | 100000 | OH-DC-016-CBL-0463 | Green | ODF-2/P15 | ODF-3/P17
LNK-00932 | OH-DC-016-PE-T4-01 | et-0/1/1 | OH-DC-016-PE-T4-03 | et-0/1/0 | Fabric | OSPF | 100000
LNK-00933 | OH-DC-016-PE-T4-01 | et-0/1/1 | OH-DC-016-PE-T4-03 | et-0/1/0 | Fabric | ISIS | 100000
LNK-00934 | OH-DC-016-PE-T4-01 | et-0/1/1 | OH-DC-016-PE-T4-03 | et-0/1/0 | Fabric | BGP | 100000
LNK-00935 | OH-DC-016-PE-T4-01 | et-0/1/1 | OH-DC-016-PE-T4-03 | et-0/1/0 | Fabric | LSP | 100000
LNK-00936 | OH-DC-016-PE-T4-01 | et-0/1/2 | OH-DC-016-PE-T4-04 | et-0/1/0 | Fabric | LLDP | 100000 | OH-DC-016-CBL-0464 | Red | ODF-1/P18 | ODF-2/P13
LNK-00937 | OH-DC-016-PE-T4-01 | et-0/1/2 | OH-DC-016-PE-T4-04 | et-0/1/0 | Fabric | OSPF | 100000
LNK-00938 | OH-DC-016-PE-T4-01 | et-0/1/2 | OH-DC-016-PE-T4-04 | et-0/1/0 | Fabric | ISIS | 100000
LNK-00939 | OH-DC-016-PE-T4-01 | et-0/1/2 | OH-DC-016-PE-T4-04 | et-0/1/0 | Fabric | BGP | 100000
LNK-00940 | OH-DC-016-PE-T4-01 | et-0/1/2 | OH-DC-016-PE-T4-04 | et-0/1/0 | Fabric | LSP | 100000
LNK-00941 | OH-DC-016-PE-T4-02 | et-0/1/1 | OH-DC-016-PE-T4-03 | et-0/1/1 | Fabric | LLDP | 100000 | OH-DC-016-CBL-0465 | Violet | ODF-4/P14 | ODF-4/P10
LNK-00942 | OH-DC-016-PE-T4-02 | et-0/1/1 | OH-DC-016-PE-T4-03 | et-0/1/1 | Fabric | OSPF | 100000
LNK-00943 | OH-DC-016-PE-T4-02 | et-0/1/1 | OH-DC-016-PE-T4-03 | et-0/1/1 | Fabric | ISIS | 100000
LNK-00944 | OH-DC-016-PE-T4-02 | et-0/1/1 | OH-DC-016-PE-T4-03 | et-0/1/1 | Fabric | BGP | 100000
LNK-00945 | OH-DC-016-PE-T4-02 | et-0/1/1 | OH-DC-016-PE-T4-03 | et-0/1/1 | Fabric | LSP | 100000
LNK-00946 | OH-DC-016-PE-T4-02 | et-0/1/2 | OH-DC-016-PE-T4-04 | et-0/1/1 | Fabric | LLDP | 100000 | OH-DC-016-CBL-0466 | Slate | ODF-2/P15 | ODF-3/P2
LNK-00947 | OH-DC-016-PE-T4-02 | et-0/1/2 | OH-DC-016-PE-T4-04 | et-0/1/1 | Fabric | OSPF | 100000
LNK-00948 | OH-DC-016-PE-T4-02 | et-0/1/2 | OH-DC-016-PE-T4-04 | et-0/1/1 | Fabric | ISIS | 100000
LNK-00949 | OH-DC-016-PE-T4-02 | et-0/1/2 | OH-DC-016-PE-T4-04 | et-0/1/1 | Fabric | BGP | 100000
LNK-00950 | OH-DC-016-PE-T4-02 | et-0/1/2 | OH-DC-016-PE-T4-04 | et-0/1/1 | Fabric | LSP | 100000
LNK-00951 | OH-DC-016-PE-T4-03 | et-0/1/2 | OH-DC-016-PE-T4-04 | et-0/1/2 | Fabric | LLDP | 100000 | OH-DC-016-CBL-0467 | Black | ODF-3/P8 | ODF-1/P8
LNK-00952 | OH-DC-016-PE-T4-03 | et-0/1/2 | OH-DC-016-PE-T4-04 | et-0/1/2 | Fabric | OSPF | 100000
LNK-00953 | OH-DC-016-PE-T4-03 | et-0/1/2 | OH-DC-016-PE-T4-04 | et-0/1/2 | Fabric | ISIS | 100000
LNK-00954 | OH-DC-016-PE-T4-03 | et-0/1/2 | OH-DC-016-PE-T4-04 | et-0/1/2 | Fabric | BGP | 100000
LNK-00955 | OH-DC-016-PE-T4-03 | et-0/1/2 | OH-DC-016-PE-T4-04 | et-0/1/2 | Fabric | LSP | 100000
LNK-00956 | OH-DC-016-AGG-R01 | et-0/1/0 | OH-DC-016-PE-T4-01 | xe-0/0/6 | Uplink | LLDP | 10000 | OH-DC-016-CBL-0468 | Red | ODF-4/P9 | ODF-3/P3
LNK-00957 | OH-DC-016-AGG-R01 | et-0/1/0 | OH-DC-016-PE-T4-01 | xe-0/0/6 | Uplink | OSPF | 10000
LNK-00958 | OH-DC-016-AGG-R01 | et-0/1/0 | OH-DC-016-PE-T4-01 | xe-0/0/6 | Uplink | ISIS | 10000
LNK-00959 | OH-DC-016-AGG-R01 | et-0/1/1 | OH-DC-016-PE-T4-02 | xe-0/0/6 | Uplink | LLDP | 10000 | OH-DC-016-CBL-0469 | Black | ODF-4/P8 | ODF-3/P15
LNK-00960 | OH-DC-016-AGG-R01 | et-0/1/1 | OH-DC-016-PE-T4-02 | xe-0/0/6 | Uplink | OSPF | 10000
LNK-00961 | OH-DC-016-AGG-R01 | et-0/1/1 | OH-DC-016-PE-T4-02 | xe-0/0/6 | Uplink | ISIS | 10000
LNK-00962 | OH-DC-016-AGG-R02 | et-0/1/0 | OH-DC-016-PE-T4-02 | xe-0/0/7 | Uplink | LLDP | 10000 | OH-DC-016-CBL-0470 | Aqua | ODF-3/P17 | ODF-3/P9
LNK-00963 | OH-DC-016-AGG-R02 | et-0/1/0 | OH-DC-016-PE-T4-02 | xe-0/0/7 | Uplink | OSPF | 10000
LNK-00964 | OH-DC-016-AGG-R02 | et-0/1/0 | OH-DC-016-PE-T4-02 | xe-0/0/7 | Uplink | ISIS | 10000
LNK-00965 | OH-DC-016-AGG-R02 | et-0/1/1 | OH-DC-016-PE-T4-03 | xe-0/0/6 | Uplink | LLDP | 10000 | OH-DC-016-CBL-0471 | Yellow | ODF-3/P6 | ODF-1/P2
LNK-00966 | OH-DC-016-AGG-R02 | et-0/1/1 | OH-DC-016-PE-T4-03 | xe-0/0/6 | Uplink | OSPF | 10000
LNK-00967 | OH-DC-016-AGG-R02 | et-0/1/1 | OH-DC-016-PE-T4-03 | xe-0/0/6 | Uplink | ISIS | 10000
LNK-00968 | OH-DC-016-OLA-01 | 1/2/c1 | OH-DC-016-AGG-R01 | et-0/1/2 | Uplink | LLDP | 100000 | OH-DC-016-CBL-0472 | Violet | ODF-2/P3 | ODF-1/P21
LNK-00969 | OH-DC-016-OLA-02 | 1-A-1 | OH-DC-016-AGG-R02 | et-0/1/2 | Uplink | LLDP | 100000 | OH-DC-016-CBL-0473 | Orange | ODF-4/P24 | ODF-3/P24
LNK-00970 | OH-DC-016-FW-01 | port1 | OH-DC-016-AGG-R01 | xe-0/0/0 | Uplink | LLDP | 10000 | OH-DC-016-CBL-0474 | Rose | ODF-4/P24 | ODF-1/P20
LNK-00971 | OH-DC-016-FW-01 | port2 | OH-DC-016-AGG-R02 | xe-0/0/0 | Uplink | LLDP | 10000 | OH-DC-016-CBL-0475 | Blue | ODF-3/P24 | ODF-4/P22
LNK-00972 | OH-DC-016-MMR-SW-01 | et-0/1/0 | OH-DC-016-AGG-R01 | xe-0/0/1 | Uplink | LLDP | 10000 | OH-DC-016-CBL-0476 | Aqua | ODF-4/P13 | ODF-2/P13
LNK-00973 | OH-DC-016-MMR-SW-01 | et-0/1/1 | OH-DC-016-AGG-R02 | xe-0/0/1 | Uplink | LLDP | 10000 | OH-DC-016-CBL-0477 | Blue | ODF-1/P8 | ODF-3/P11
LNK-00974 | OH-DC-016-MMR-SW-02 | Ethernet49/1 | OH-DC-016-AGG-R02 | xe-0/0/2 | Uplink | LLDP | 10000 | OH-DC-016-CBL-0478 | Red | ODF-1/P4 | ODF-1/P1
LNK-00975 | OH-DC-016-MMR-SW-02 | Ethernet49/2 | OH-DC-016-AGG-R01 | xe-0/0/2 | Uplink | LLDP | 10000 | OH-DC-016-CBL-0479 | White | ODF-4/P17 | ODF-1/P23
LNK-00976 | OH-DC-016-MMR-SW-03 | Ethernet49/1 | OH-DC-016-AGG-R01 | xe-0/0/3 | Uplink | LLDP | 10000 | OH-DC-016-CBL-0480 | Aqua | ODF-2/P16 | ODF-3/P4
LNK-00977 | OH-DC-016-MMR-SW-03 | Ethernet49/2 | OH-DC-016-AGG-R02 | xe-0/0/3 | Uplink | LLDP | 10000 | OH-DC-016-CBL-0481 | Blue | ODF-1/P24 | ODF-4/P5
LNK-00978 | OH-DC-016-MMR-SW-04 | Hu0/0/1/0 | OH-DC-016-AGG-R02 | xe-0/0/4 | Uplink | LLDP | 10000 | OH-DC-016-CBL-0482 | Aqua | ODF-1/P4 | ODF-3/P23
LNK-00979 | OH-DC-016-MMR-SW-04 | Hu0/0/1/1 | OH-DC-016-AGG-R01 | xe-0/0/4 | Uplink | LLDP | 10000 | OH-DC-016-CBL-0483 | Green | ODF-2/P19 | ODF-2/P17
LNK-00980 | OH-DC-016-MMR-SW-05 | et-0/1/0 | OH-DC-016-AGG-R01 | xe-0/0/5 | Uplink | LLDP | 10000 | OH-DC-016-CBL-0484 | Green | ODF-2/P20 | ODF-2/P12
LNK-00981 | OH-DC-016-MMR-SW-05 | et-0/1/1 | OH-DC-016-AGG-R02 | xe-0/0/5 | Uplink | LLDP | 10000 | OH-DC-016-CBL-0485 | Violet | ODF-2/P14 | ODF-4/P8
LNK-00982 | OH-DC-016-MMR-SW-06 | et-0/1/0 | OH-DC-016-AGG-R02 | xe-0/0/6 | Uplink | LLDP | 10000 | OH-DC-016-CBL-0486 | Aqua | ODF-4/P20 | ODF-1/P9
LNK-00983 | OH-DC-016-MMR-SW-06 | et-0/1/1 | OH-DC-016-AGG-R01 | xe-0/0/6 | Uplink | LLDP | 10000 | OH-DC-016-CBL-0487 | Aqua | ODF-2/P9 | ODF-3/P13
LNK-00984 | OH-DC-016-TOR-001 | Ethernet1 | OH-DC-016-MMR-SW-01 | xe-0/0/0 | Access | LLDP | 10000 | OH-DC-016-CBL-0488 | Yellow | ODF-2/P14 | ODF-1/P3
LNK-00985 | OH-DC-016-TOR-001 | Ethernet2 | OH-DC-016-MMR-SW-02 | Ethernet1 | Access | LLDP | 10000 | OH-DC-016-CBL-0489 | Aqua | ODF-1/P24 | ODF-3/P22
LNK-00986 | OH-DC-016-TOR-002 | Te0/0/0/0 | OH-DC-016-MMR-SW-02 | Ethernet2 | Access | LLDP | 10000 | OH-DC-016-CBL-0490 | Yellow | ODF-1/P24 | ODF-4/P20
LNK-00987 | OH-DC-016-TOR-002 | Te0/0/0/1 | OH-DC-016-MMR-SW-03 | Ethernet1 | Access | LLDP | 10000 | OH-DC-016-CBL-0491 | Orange | ODF-1/P9 | ODF-4/P16
LNK-00988 | OH-DC-016-TOR-003 | Te0/0/0/0 | OH-DC-016-MMR-SW-03 | Ethernet2 | Access | LLDP | 10000 | OH-DC-016-CBL-0492 | Rose | ODF-1/P16 | ODF-3/P22
LNK-00989 | OH-DC-016-TOR-003 | Te0/0/0/1 | OH-DC-016-MMR-SW-04 | Te0/0/0/0 | Access | LLDP | 10000 | OH-DC-016-CBL-0493 | Green | ODF-3/P6 | ODF-2/P14
LNK-00990 | OH-DC-016-TOR-004 | xe-0/0/0 | OH-DC-016-MMR-SW-04 | Te0/0/0/1 | Access | LLDP | 10000 | OH-DC-016-CBL-0494 | Slate | ODF-3/P9 | ODF-2/P16
LNK-00991 | OH-DC-016-TOR-004 | xe-0/0/1 | OH-DC-016-MMR-SW-05 | xe-0/0/0 | Access | LLDP | 10000 | OH-DC-016-CBL-0495 | Brown | ODF-1/P5 | ODF-3/P18
LNK-00992 | OH-DC-016-TOR-005 | Te0/0/0/0 | OH-DC-016-MMR-SW-05 | xe-0/0/1 | Access | LLDP | 10000 | OH-DC-016-CBL-0496 | Yellow | ODF-1/P20 | ODF-1/P8
LNK-00993 | OH-DC-016-TOR-005 | Te0/0/0/1 | OH-DC-016-MMR-SW-06 | xe-0/0/0 | Access | LLDP | 10000 | OH-DC-016-CBL-0497 | Slate | ODF-1/P12 | ODF-3/P8
LNK-00994 | OH-DC-017-PE-T4-01 | et-0/1/0 | OH-DC-017-PE-T4-02 | et-0/1/0 | Fabric | LLDP | 100000 | OH-DC-017-CBL-0498 | Violet | ODF-4/P8 | ODF-1/P19
LNK-00995 | OH-DC-017-PE-T4-01 | et-0/1/0 | OH-DC-017-PE-T4-02 | et-0/1/0 | Fabric | OSPF | 100000
LNK-00996 | OH-DC-017-PE-T4-01 | et-0/1/0 | OH-DC-017-PE-T4-02 | et-0/1/0 | Fabric | ISIS | 100000
LNK-00997 | OH-DC-017-PE-T4-01 | et-0/1/0 | OH-DC-017-PE-T4-02 | et-0/1/0 | Fabric | BGP | 100000
LNK-00998 | OH-DC-017-PE-T4-01 | et-0/1/0 | OH-DC-017-PE-T4-02 | et-0/1/0 | Fabric | LSP | 100000
LNK-00999 | OH-DC-017-PE-T4-01 | et-0/1/1 | OH-DC-017-PE-T4-03 | et-0/1/0 | Fabric | LLDP | 100000 | OH-DC-017-CBL-0499 | Rose | ODF-3/P5 | ODF-2/P11
LNK-01000 | OH-DC-017-PE-T4-01 | et-0/1/1 | OH-DC-017-PE-T4-03 | et-0/1/0 | Fabric | OSPF | 100000
LNK-01001 | OH-DC-017-PE-T4-01 | et-0/1/1 | OH-DC-017-PE-T4-03 | et-0/1/0 | Fabric | ISIS | 100000
LNK-01002 | OH-DC-017-PE-T4-01 | et-0/1/1 | OH-DC-017-PE-T4-03 | et-0/1/0 | Fabric | BGP | 100000
LNK-01003 | OH-DC-017-PE-T4-01 | et-0/1/1 | OH-DC-017-PE-T4-03 | et-0/1/0 | Fabric | LSP | 100000
LNK-01004 | OH-DC-017-PE-T4-01 | et-0/1/2 | OH-DC-017-PE-T4-04 | et-0/1/0 | Fabric | LLDP | 100000 | OH-DC-017-CBL-0500 | Blue | ODF-1/P11 | ODF-3/P13
LNK-01005 | OH-DC-017-PE-T4-01 | et-0/1/2 | OH-DC-017-PE-T4-04 | et-0/1/0 | Fabric | OSPF | 100000
LNK-01006 | OH-DC-017-PE-T4-01 | et-0/1/2 | OH-DC-017-PE-T4-04 | et-0/1/0 | Fabric | ISIS | 100000
LNK-01007 | OH-DC-017-PE-T4-01 | et-0/1/2 | OH-DC-017-PE-T4-04 | et-0/1/0 | Fabric | BGP | 100000
LNK-01008 | OH-DC-017-PE-T4-01 | et-0/1/2 | OH-DC-017-PE-T4-04 | et-0/1/0 | Fabric | LSP | 100000
LNK-01009 | OH-DC-017-PE-T4-02 | et-0/1/1 | OH-DC-017-PE-T4-03 | et-0/1/1 | Fabric | LLDP | 100000 | OH-DC-017-CBL-0501 | Yellow | ODF-2/P18 | ODF-1/P7
LNK-01010 | OH-DC-017-PE-T4-02 | et-0/1/1 | OH-DC-017-PE-T4-03 | et-0/1/1 | Fabric | OSPF | 100000
LNK-01011 | OH-DC-017-PE-T4-02 | et-0/1/1 | OH-DC-017-PE-T4-03 | et-0/1/1 | Fabric | ISIS | 100000
LNK-01012 | OH-DC-017-PE-T4-02 | et-0/1/1 | OH-DC-017-PE-T4-03 | et-0/1/1 | Fabric | BGP | 100000
LNK-01013 | OH-DC-017-PE-T4-02 | et-0/1/1 | OH-DC-017-PE-T4-03 | et-0/1/1 | Fabric | LSP | 100000
LNK-01014 | OH-DC-017-PE-T4-02 | et-0/1/2 | OH-DC-017-PE-T4-04 | et-0/1/1 | Fabric | LLDP | 100000 | OH-DC-017-CBL-0502 | Yellow | ODF-4/P2 | ODF-2/P14
LNK-01015 | OH-DC-017-PE-T4-02 | et-0/1/2 | OH-DC-017-PE-T4-04 | et-0/1/1 | Fabric | OSPF | 100000
LNK-01016 | OH-DC-017-PE-T4-02 | et-0/1/2 | OH-DC-017-PE-T4-04 | et-0/1/1 | Fabric | ISIS | 100000
LNK-01017 | OH-DC-017-PE-T4-02 | et-0/1/2 | OH-DC-017-PE-T4-04 | et-0/1/1 | Fabric | BGP | 100000
LNK-01018 | OH-DC-017-PE-T4-02 | et-0/1/2 | OH-DC-017-PE-T4-04 | et-0/1/1 | Fabric | LSP | 100000
LNK-01019 | OH-DC-017-PE-T4-03 | et-0/1/2 | OH-DC-017-PE-T4-04 | et-0/1/2 | Fabric | LLDP | 100000 | OH-DC-017-CBL-0503 | Black | ODF-1/P7 | ODF-1/P1
LNK-01020 | OH-DC-017-PE-T4-03 | et-0/1/2 | OH-DC-017-PE-T4-04 | et-0/1/2 | Fabric | OSPF | 100000
LNK-01021 | OH-DC-017-PE-T4-03 | et-0/1/2 | OH-DC-017-PE-T4-04 | et-0/1/2 | Fabric | ISIS | 100000
LNK-01022 | OH-DC-017-PE-T4-03 | et-0/1/2 | OH-DC-017-PE-T4-04 | et-0/1/2 | Fabric | BGP | 100000
LNK-01023 | OH-DC-017-PE-T4-03 | et-0/1/2 | OH-DC-017-PE-T4-04 | et-0/1/2 | Fabric | LSP | 100000
LNK-01024 | OH-DC-017-AGG-R01 | et-0/1/0 | OH-DC-017-PE-T4-01 | xe-0/0/6 | Uplink | LLDP | 10000 | OH-DC-017-CBL-0504 | White | ODF-3/P10 | ODF-4/P15
LNK-01025 | OH-DC-017-AGG-R01 | et-0/1/0 | OH-DC-017-PE-T4-01 | xe-0/0/6 | Uplink | OSPF | 10000
LNK-01026 | OH-DC-017-AGG-R01 | et-0/1/0 | OH-DC-017-PE-T4-01 | xe-0/0/6 | Uplink | ISIS | 10000
LNK-01027 | OH-DC-017-AGG-R01 | et-0/1/1 | OH-DC-017-PE-T4-02 | xe-0/0/6 | Uplink | LLDP | 10000 | OH-DC-017-CBL-0505 | Violet | ODF-3/P9 | ODF-3/P19
LNK-01028 | OH-DC-017-AGG-R01 | et-0/1/1 | OH-DC-017-PE-T4-02 | xe-0/0/6 | Uplink | OSPF | 10000
LNK-01029 | OH-DC-017-AGG-R01 | et-0/1/1 | OH-DC-017-PE-T4-02 | xe-0/0/6 | Uplink | ISIS | 10000
LNK-01030 | OH-DC-017-AGG-R02 | et-0/1/0 | OH-DC-017-PE-T4-02 | xe-0/0/7 | Uplink | LLDP | 10000 | OH-DC-017-CBL-0506 | Brown | ODF-3/P3 | ODF-3/P15
LNK-01031 | OH-DC-017-AGG-R02 | et-0/1/0 | OH-DC-017-PE-T4-02 | xe-0/0/7 | Uplink | OSPF | 10000
LNK-01032 | OH-DC-017-AGG-R02 | et-0/1/0 | OH-DC-017-PE-T4-02 | xe-0/0/7 | Uplink | ISIS | 10000
LNK-01033 | OH-DC-017-AGG-R02 | et-0/1/1 | OH-DC-017-PE-T4-03 | xe-0/0/6 | Uplink | LLDP | 10000 | OH-DC-017-CBL-0507 | Yellow | ODF-1/P11 | ODF-2/P22
LNK-01034 | OH-DC-017-AGG-R02 | et-0/1/1 | OH-DC-017-PE-T4-03 | xe-0/0/6 | Uplink | OSPF | 10000
LNK-01035 | OH-DC-017-AGG-R02 | et-0/1/1 | OH-DC-017-PE-T4-03 | xe-0/0/6 | Uplink | ISIS | 10000
LNK-01036 | OH-DC-017-OLA-01 | 1/2/c1 | OH-DC-017-AGG-R01 | et-0/1/2 | Uplink | LLDP | 100000 | OH-DC-017-CBL-0508 | Brown | ODF-4/P20 | ODF-1/P19
LNK-01037 | OH-DC-017-FW-01 | port1 | OH-DC-017-AGG-R01 | xe-0/0/0 | Uplink | LLDP | 10000 | OH-DC-017-CBL-0509 | Red | ODF-1/P9 | ODF-3/P17
LNK-01038 | OH-DC-017-FW-01 | port2 | OH-DC-017-AGG-R02 | xe-0/0/0 | Uplink | LLDP | 10000 | OH-DC-017-CBL-0510 | Aqua | ODF-3/P3 | ODF-4/P8
LNK-01039 | OH-DC-017-MMR-SW-01 | Hu0/0/1/0 | OH-DC-017-AGG-R01 | xe-0/0/1 | Uplink | LLDP | 10000 | OH-DC-017-CBL-0511 | Black | ODF-2/P20 | ODF-4/P24
LNK-01040 | OH-DC-017-MMR-SW-01 | Hu0/0/1/1 | OH-DC-017-AGG-R02 | xe-0/0/1 | Uplink | LLDP | 10000 | OH-DC-017-CBL-0512 | Slate | ODF-2/P16 | ODF-3/P20
LNK-01041 | OH-DC-017-MMR-SW-02 | et-0/1/0 | OH-DC-017-AGG-R02 | xe-0/0/2 | Uplink | LLDP | 10000 | OH-DC-017-CBL-0513 | Blue | ODF-2/P18 | ODF-1/P3
LNK-01042 | OH-DC-017-MMR-SW-02 | et-0/1/1 | OH-DC-017-AGG-R01 | xe-0/0/2 | Uplink | LLDP | 10000 | OH-DC-017-CBL-0514 | Black | ODF-1/P3 | ODF-3/P3
LNK-01043 | OH-DC-017-MMR-SW-03 | et-0/1/0 | OH-DC-017-AGG-R01 | xe-0/0/3 | Uplink | LLDP | 10000 | OH-DC-017-CBL-0515 | White | ODF-4/P4 | ODF-2/P21
LNK-01044 | OH-DC-017-MMR-SW-03 | et-0/1/1 | OH-DC-017-AGG-R02 | xe-0/0/3 | Uplink | LLDP | 10000 | OH-DC-017-CBL-0516 | Red | ODF-2/P1 | ODF-4/P5
LNK-01045 | OH-DC-017-MMR-SW-04 | Hu0/0/1/0 | OH-DC-017-AGG-R02 | xe-0/0/4 | Uplink | LLDP | 10000 | OH-DC-017-CBL-0517 | Black | ODF-4/P15 | ODF-3/P21
LNK-01046 | OH-DC-017-MMR-SW-04 | Hu0/0/1/1 | OH-DC-017-AGG-R01 | xe-0/0/4 | Uplink | LLDP | 10000 | OH-DC-017-CBL-0518 | Rose | ODF-4/P1 | ODF-4/P16
LNK-01047 | OH-DC-017-TOR-001 | Te0/0/0/0 | OH-DC-017-MMR-SW-01 | Te0/0/0/0 | Access | LLDP | 10000 | OH-DC-017-CBL-0519 | Brown | ODF-3/P23 | ODF-1/P5
LNK-01048 | OH-DC-017-TOR-001 | Te0/0/0/1 | OH-DC-017-MMR-SW-02 | xe-0/0/0 | Access | LLDP | 10000 | OH-DC-017-CBL-0520 | Black | ODF-1/P14 | ODF-3/P19
LNK-01049 | OH-DC-017-TOR-002 | xe-0/0/0 | OH-DC-017-MMR-SW-02 | xe-0/0/1 | Access | LLDP | 10000 | OH-DC-017-CBL-0521 | Orange | ODF-3/P3 | ODF-1/P6
LNK-01050 | OH-DC-017-TOR-002 | xe-0/0/1 | OH-DC-017-MMR-SW-03 | xe-0/0/0 | Access | LLDP | 10000 | OH-DC-017-CBL-0522 | Orange | ODF-1/P3 | ODF-4/P2
LNK-01051 | OH-DC-017-TOR-003 | Ethernet1 | OH-DC-017-MMR-SW-03 | xe-0/0/1 | Access | LLDP | 10000 | OH-DC-017-CBL-0523 | Green | ODF-1/P21 | ODF-1/P13
LNK-01052 | OH-DC-017-TOR-003 | Ethernet2 | OH-DC-017-MMR-SW-04 | Te0/0/0/0 | Access | LLDP | 10000 | OH-DC-017-CBL-0524 | Slate | ODF-2/P9 | ODF-2/P18
LNK-01053 | FL-DC-018-PE-T4-01 | et-0/1/0 | FL-DC-018-PE-T4-02 | et-0/1/0 | Fabric | LLDP | 100000 | FL-DC-018-CBL-0525 | Aqua | ODF-2/P20 | ODF-3/P9
LNK-01054 | FL-DC-018-PE-T4-01 | et-0/1/0 | FL-DC-018-PE-T4-02 | et-0/1/0 | Fabric | OSPF | 100000
LNK-01055 | FL-DC-018-PE-T4-01 | et-0/1/0 | FL-DC-018-PE-T4-02 | et-0/1/0 | Fabric | ISIS | 100000
LNK-01056 | FL-DC-018-PE-T4-01 | et-0/1/0 | FL-DC-018-PE-T4-02 | et-0/1/0 | Fabric | BGP | 100000
LNK-01057 | FL-DC-018-PE-T4-01 | et-0/1/0 | FL-DC-018-PE-T4-02 | et-0/1/0 | Fabric | LSP | 100000
LNK-01058 | FL-DC-018-PE-T4-01 | et-0/1/1 | FL-DC-018-PE-T4-03 | et-0/1/0 | Fabric | LLDP | 100000 | FL-DC-018-CBL-0526 | Slate | ODF-4/P2 | ODF-1/P22
LNK-01059 | FL-DC-018-PE-T4-01 | et-0/1/1 | FL-DC-018-PE-T4-03 | et-0/1/0 | Fabric | OSPF | 100000
LNK-01060 | FL-DC-018-PE-T4-01 | et-0/1/1 | FL-DC-018-PE-T4-03 | et-0/1/0 | Fabric | ISIS | 100000
LNK-01061 | FL-DC-018-PE-T4-01 | et-0/1/1 | FL-DC-018-PE-T4-03 | et-0/1/0 | Fabric | BGP | 100000
LNK-01062 | FL-DC-018-PE-T4-01 | et-0/1/1 | FL-DC-018-PE-T4-03 | et-0/1/0 | Fabric | LSP | 100000
LNK-01063 | FL-DC-018-PE-T4-01 | et-0/1/2 | FL-DC-018-PE-T4-04 | et-0/1/0 | Fabric | LLDP | 100000 | FL-DC-018-CBL-0527 | Orange | ODF-2/P13 | ODF-2/P20
LNK-01064 | FL-DC-018-PE-T4-01 | et-0/1/2 | FL-DC-018-PE-T4-04 | et-0/1/0 | Fabric | OSPF | 100000
LNK-01065 | FL-DC-018-PE-T4-01 | et-0/1/2 | FL-DC-018-PE-T4-04 | et-0/1/0 | Fabric | ISIS | 100000
LNK-01066 | FL-DC-018-PE-T4-01 | et-0/1/2 | FL-DC-018-PE-T4-04 | et-0/1/0 | Fabric | BGP | 100000
LNK-01067 | FL-DC-018-PE-T4-01 | et-0/1/2 | FL-DC-018-PE-T4-04 | et-0/1/0 | Fabric | LSP | 100000
LNK-01068 | FL-DC-018-PE-T4-02 | et-0/1/1 | FL-DC-018-PE-T4-03 | et-0/1/1 | Fabric | LLDP | 100000 | FL-DC-018-CBL-0528 | Violet | ODF-1/P11 | ODF-4/P6
LNK-01069 | FL-DC-018-PE-T4-02 | et-0/1/1 | FL-DC-018-PE-T4-03 | et-0/1/1 | Fabric | OSPF | 100000
LNK-01070 | FL-DC-018-PE-T4-02 | et-0/1/1 | FL-DC-018-PE-T4-03 | et-0/1/1 | Fabric | ISIS | 100000
LNK-01071 | FL-DC-018-PE-T4-02 | et-0/1/1 | FL-DC-018-PE-T4-03 | et-0/1/1 | Fabric | BGP | 100000
LNK-01072 | FL-DC-018-PE-T4-02 | et-0/1/1 | FL-DC-018-PE-T4-03 | et-0/1/1 | Fabric | LSP | 100000
LNK-01073 | FL-DC-018-PE-T4-02 | et-0/1/2 | FL-DC-018-PE-T4-04 | et-0/1/1 | Fabric | LLDP | 100000 | FL-DC-018-CBL-0529 | Green | ODF-2/P7 | ODF-3/P8
LNK-01074 | FL-DC-018-PE-T4-02 | et-0/1/2 | FL-DC-018-PE-T4-04 | et-0/1/1 | Fabric | OSPF | 100000
LNK-01075 | FL-DC-018-PE-T4-02 | et-0/1/2 | FL-DC-018-PE-T4-04 | et-0/1/1 | Fabric | ISIS | 100000
LNK-01076 | FL-DC-018-PE-T4-02 | et-0/1/2 | FL-DC-018-PE-T4-04 | et-0/1/1 | Fabric | BGP | 100000
LNK-01077 | FL-DC-018-PE-T4-02 | et-0/1/2 | FL-DC-018-PE-T4-04 | et-0/1/1 | Fabric | LSP | 100000
LNK-01078 | FL-DC-018-PE-T4-03 | et-0/1/2 | FL-DC-018-PE-T4-04 | et-0/1/2 | Fabric | LLDP | 100000 | FL-DC-018-CBL-0530 | White | ODF-2/P21 | ODF-2/P17
LNK-01079 | FL-DC-018-PE-T4-03 | et-0/1/2 | FL-DC-018-PE-T4-04 | et-0/1/2 | Fabric | OSPF | 100000
LNK-01080 | FL-DC-018-PE-T4-03 | et-0/1/2 | FL-DC-018-PE-T4-04 | et-0/1/2 | Fabric | ISIS | 100000
LNK-01081 | FL-DC-018-PE-T4-03 | et-0/1/2 | FL-DC-018-PE-T4-04 | et-0/1/2 | Fabric | BGP | 100000
LNK-01082 | FL-DC-018-PE-T4-03 | et-0/1/2 | FL-DC-018-PE-T4-04 | et-0/1/2 | Fabric | LSP | 100000
LNK-01083 | FL-DC-018-AGG-R01 | et-0/1/0 | FL-DC-018-PE-T4-01 | xe-0/0/6 | Uplink | LLDP | 10000 | FL-DC-018-CBL-0531 | Green | ODF-4/P7 | ODF-4/P24
LNK-01084 | FL-DC-018-AGG-R01 | et-0/1/0 | FL-DC-018-PE-T4-01 | xe-0/0/6 | Uplink | OSPF | 10000
LNK-01085 | FL-DC-018-AGG-R01 | et-0/1/0 | FL-DC-018-PE-T4-01 | xe-0/0/6 | Uplink | ISIS | 10000
LNK-01086 | FL-DC-018-AGG-R01 | et-0/1/1 | FL-DC-018-PE-T4-02 | xe-0/0/6 | Uplink | LLDP | 10000 | FL-DC-018-CBL-0532 | Blue | ODF-1/P24 | ODF-1/P16
LNK-01087 | FL-DC-018-AGG-R01 | et-0/1/1 | FL-DC-018-PE-T4-02 | xe-0/0/6 | Uplink | OSPF | 10000
LNK-01088 | FL-DC-018-AGG-R01 | et-0/1/1 | FL-DC-018-PE-T4-02 | xe-0/0/6 | Uplink | ISIS | 10000
LNK-01089 | FL-DC-018-AGG-R02 | et-0/1/0 | FL-DC-018-PE-T4-02 | xe-0/0/7 | Uplink | LLDP | 10000 | FL-DC-018-CBL-0533 | Green | ODF-4/P11 | ODF-4/P23
LNK-01090 | FL-DC-018-AGG-R02 | et-0/1/0 | FL-DC-018-PE-T4-02 | xe-0/0/7 | Uplink | OSPF | 10000
LNK-01091 | FL-DC-018-AGG-R02 | et-0/1/0 | FL-DC-018-PE-T4-02 | xe-0/0/7 | Uplink | ISIS | 10000
LNK-01092 | FL-DC-018-AGG-R02 | et-0/1/1 | FL-DC-018-PE-T4-03 | xe-0/0/6 | Uplink | LLDP | 10000 | FL-DC-018-CBL-0534 | Violet | ODF-1/P21 | ODF-2/P8
LNK-01093 | FL-DC-018-AGG-R02 | et-0/1/1 | FL-DC-018-PE-T4-03 | xe-0/0/6 | Uplink | OSPF | 10000
LNK-01094 | FL-DC-018-AGG-R02 | et-0/1/1 | FL-DC-018-PE-T4-03 | xe-0/0/6 | Uplink | ISIS | 10000
LNK-01095 | FL-DC-018-OLA-01 | 1/2/c1 | FL-DC-018-AGG-R01 | et-0/1/2 | Uplink | LLDP | 100000 | FL-DC-018-CBL-0535 | Violet | ODF-3/P3 | ODF-1/P19
LNK-01096 | FL-DC-018-FW-01 | port1 | FL-DC-018-AGG-R01 | xe-0/0/0 | Uplink | LLDP | 10000 | FL-DC-018-CBL-0536 | Black | ODF-3/P12 | ODF-2/P3
LNK-01097 | FL-DC-018-FW-01 | port2 | FL-DC-018-AGG-R02 | xe-0/0/0 | Uplink | LLDP | 10000 | FL-DC-018-CBL-0537 | Violet | ODF-3/P17 | ODF-3/P14
LNK-01098 | FL-DC-018-MMR-SW-01 | Ethernet49/1 | FL-DC-018-AGG-R01 | xe-0/0/1 | Uplink | LLDP | 10000 | FL-DC-018-CBL-0538 | Violet | ODF-2/P14 | ODF-3/P16
LNK-01099 | FL-DC-018-MMR-SW-01 | Ethernet49/2 | FL-DC-018-AGG-R02 | xe-0/0/1 | Uplink | LLDP | 10000 | FL-DC-018-CBL-0539 | Rose | ODF-1/P23 | ODF-2/P22
LNK-01100 | FL-DC-018-MMR-SW-02 | Ethernet49/1 | FL-DC-018-AGG-R02 | xe-0/0/2 | Uplink | LLDP | 10000 | FL-DC-018-CBL-0540 | Violet | ODF-1/P22 | ODF-2/P2
LNK-01101 | FL-DC-018-MMR-SW-02 | Ethernet49/2 | FL-DC-018-AGG-R01 | xe-0/0/2 | Uplink | LLDP | 10000 | FL-DC-018-CBL-0541 | Brown | ODF-4/P24 | ODF-3/P7
LNK-01102 | FL-DC-018-MMR-SW-03 | Ethernet49/1 | FL-DC-018-AGG-R01 | xe-0/0/3 | Uplink | LLDP | 10000 | FL-DC-018-CBL-0542 | Green | ODF-4/P2 | ODF-1/P19
LNK-01103 | FL-DC-018-MMR-SW-03 | Ethernet49/2 | FL-DC-018-AGG-R02 | xe-0/0/3 | Uplink | LLDP | 10000 | FL-DC-018-CBL-0543 | White | ODF-3/P9 | ODF-2/P8
LNK-01104 | FL-DC-018-MMR-SW-04 | Hu0/0/1/0 | FL-DC-018-AGG-R02 | xe-0/0/4 | Uplink | LLDP | 10000 | FL-DC-018-CBL-0544 | Aqua | ODF-1/P1 | ODF-4/P13
LNK-01105 | FL-DC-018-MMR-SW-04 | Hu0/0/1/1 | FL-DC-018-AGG-R01 | xe-0/0/4 | Uplink | LLDP | 10000 | FL-DC-018-CBL-0545 | White | ODF-1/P8 | ODF-1/P8
LNK-01106 | FL-DC-018-TOR-001 | Te0/0/0/0 | FL-DC-018-MMR-SW-01 | Ethernet1 | Access | LLDP | 10000 | FL-DC-018-CBL-0546 | Slate | ODF-1/P1 | ODF-3/P20
LNK-01107 | FL-DC-018-TOR-001 | Te0/0/0/1 | FL-DC-018-MMR-SW-02 | Ethernet1 | Access | LLDP | 10000 | FL-DC-018-CBL-0547 | Rose | ODF-4/P8 | ODF-2/P8
LNK-01108 | FL-DC-018-TOR-002 | xe-0/0/0 | FL-DC-018-MMR-SW-02 | Ethernet2 | Access | LLDP | 10000 | FL-DC-018-CBL-0548 | Aqua | ODF-3/P24 | ODF-4/P19
LNK-01109 | FL-DC-018-TOR-002 | xe-0/0/1 | FL-DC-018-MMR-SW-03 | Ethernet1 | Access | LLDP | 10000 | FL-DC-018-CBL-0549 | Blue | ODF-3/P8 | ODF-2/P11
LNK-01110 | UT-DC-019-PE-T4-01 | et-0/1/0 | UT-DC-019-PE-T4-02 | et-0/1/0 | Fabric | LLDP | 100000 | UT-DC-019-CBL-0550 | White | ODF-1/P19 | ODF-1/P18
LNK-01111 | UT-DC-019-PE-T4-01 | et-0/1/0 | UT-DC-019-PE-T4-02 | et-0/1/0 | Fabric | OSPF | 100000
LNK-01112 | UT-DC-019-PE-T4-01 | et-0/1/0 | UT-DC-019-PE-T4-02 | et-0/1/0 | Fabric | ISIS | 100000
LNK-01113 | UT-DC-019-PE-T4-01 | et-0/1/0 | UT-DC-019-PE-T4-02 | et-0/1/0 | Fabric | BGP | 100000
LNK-01114 | UT-DC-019-PE-T4-01 | et-0/1/0 | UT-DC-019-PE-T4-02 | et-0/1/0 | Fabric | LSP | 100000
LNK-01115 | UT-DC-019-PE-T4-01 | et-0/1/1 | UT-DC-019-PE-T4-03 | et-0/1/0 | Fabric | LLDP | 100000 | UT-DC-019-CBL-0551 | Rose | ODF-4/P8 | ODF-2/P10
LNK-01116 | UT-DC-019-PE-T4-01 | et-0/1/1 | UT-DC-019-PE-T4-03 | et-0/1/0 | Fabric | OSPF | 100000
LNK-01117 | UT-DC-019-PE-T4-01 | et-0/1/1 | UT-DC-019-PE-T4-03 | et-0/1/0 | Fabric | ISIS | 100000
LNK-01118 | UT-DC-019-PE-T4-01 | et-0/1/1 | UT-DC-019-PE-T4-03 | et-0/1/0 | Fabric | BGP | 100000
LNK-01119 | UT-DC-019-PE-T4-01 | et-0/1/1 | UT-DC-019-PE-T4-03 | et-0/1/0 | Fabric | LSP | 100000
LNK-01120 | UT-DC-019-PE-T4-01 | et-0/1/2 | UT-DC-019-PE-T4-04 | et-0/1/0 | Fabric | LLDP | 100000 | UT-DC-019-CBL-0552 | Blue | ODF-3/P7 | ODF-4/P10
LNK-01121 | UT-DC-019-PE-T4-01 | et-0/1/2 | UT-DC-019-PE-T4-04 | et-0/1/0 | Fabric | OSPF | 100000
LNK-01122 | UT-DC-019-PE-T4-01 | et-0/1/2 | UT-DC-019-PE-T4-04 | et-0/1/0 | Fabric | ISIS | 100000
LNK-01123 | UT-DC-019-PE-T4-01 | et-0/1/2 | UT-DC-019-PE-T4-04 | et-0/1/0 | Fabric | BGP | 100000
LNK-01124 | UT-DC-019-PE-T4-01 | et-0/1/2 | UT-DC-019-PE-T4-04 | et-0/1/0 | Fabric | LSP | 100000
LNK-01125 | UT-DC-019-PE-T4-02 | et-0/1/1 | UT-DC-019-PE-T4-03 | et-0/1/1 | Fabric | LLDP | 100000 | UT-DC-019-CBL-0553 | Yellow | ODF-2/P14 | ODF-1/P2
LNK-01126 | UT-DC-019-PE-T4-02 | et-0/1/1 | UT-DC-019-PE-T4-03 | et-0/1/1 | Fabric | OSPF | 100000
LNK-01127 | UT-DC-019-PE-T4-02 | et-0/1/1 | UT-DC-019-PE-T4-03 | et-0/1/1 | Fabric | ISIS | 100000
LNK-01128 | UT-DC-019-PE-T4-02 | et-0/1/1 | UT-DC-019-PE-T4-03 | et-0/1/1 | Fabric | BGP | 100000
LNK-01129 | UT-DC-019-PE-T4-02 | et-0/1/1 | UT-DC-019-PE-T4-03 | et-0/1/1 | Fabric | LSP | 100000
LNK-01130 | UT-DC-019-PE-T4-02 | et-0/1/2 | UT-DC-019-PE-T4-04 | et-0/1/1 | Fabric | LLDP | 100000 | UT-DC-019-CBL-0554 | Aqua | ODF-4/P17 | ODF-3/P9
LNK-01131 | UT-DC-019-PE-T4-02 | et-0/1/2 | UT-DC-019-PE-T4-04 | et-0/1/1 | Fabric | OSPF | 100000
LNK-01132 | UT-DC-019-PE-T4-02 | et-0/1/2 | UT-DC-019-PE-T4-04 | et-0/1/1 | Fabric | ISIS | 100000
LNK-01133 | UT-DC-019-PE-T4-02 | et-0/1/2 | UT-DC-019-PE-T4-04 | et-0/1/1 | Fabric | BGP | 100000
LNK-01134 | UT-DC-019-PE-T4-02 | et-0/1/2 | UT-DC-019-PE-T4-04 | et-0/1/1 | Fabric | LSP | 100000
LNK-01135 | UT-DC-019-PE-T4-03 | et-0/1/2 | UT-DC-019-PE-T4-04 | et-0/1/2 | Fabric | LLDP | 100000 | UT-DC-019-CBL-0555 | White | ODF-2/P16 | ODF-3/P1
LNK-01136 | UT-DC-019-PE-T4-03 | et-0/1/2 | UT-DC-019-PE-T4-04 | et-0/1/2 | Fabric | OSPF | 100000
LNK-01137 | UT-DC-019-PE-T4-03 | et-0/1/2 | UT-DC-019-PE-T4-04 | et-0/1/2 | Fabric | ISIS | 100000
LNK-01138 | UT-DC-019-PE-T4-03 | et-0/1/2 | UT-DC-019-PE-T4-04 | et-0/1/2 | Fabric | BGP | 100000
LNK-01139 | UT-DC-019-PE-T4-03 | et-0/1/2 | UT-DC-019-PE-T4-04 | et-0/1/2 | Fabric | LSP | 100000
LNK-01140 | UT-DC-019-AGG-R01 | et-0/1/0 | UT-DC-019-PE-T4-01 | xe-0/0/6 | Uplink | LLDP | 10000 | UT-DC-019-CBL-0556 | Brown | ODF-1/P7 | ODF-2/P20
LNK-01141 | UT-DC-019-AGG-R01 | et-0/1/0 | UT-DC-019-PE-T4-01 | xe-0/0/6 | Uplink | OSPF | 10000
LNK-01142 | UT-DC-019-AGG-R01 | et-0/1/0 | UT-DC-019-PE-T4-01 | xe-0/0/6 | Uplink | ISIS | 10000
LNK-01143 | UT-DC-019-AGG-R01 | et-0/1/1 | UT-DC-019-PE-T4-02 | xe-0/0/6 | Uplink | LLDP | 10000 | UT-DC-019-CBL-0557 | White | ODF-4/P23 | ODF-1/P4
LNK-01144 | UT-DC-019-AGG-R01 | et-0/1/1 | UT-DC-019-PE-T4-02 | xe-0/0/6 | Uplink | OSPF | 10000
LNK-01145 | UT-DC-019-AGG-R01 | et-0/1/1 | UT-DC-019-PE-T4-02 | xe-0/0/6 | Uplink | ISIS | 10000
LNK-01146 | UT-DC-019-AGG-R02 | et-0/1/0 | UT-DC-019-PE-T4-02 | xe-0/0/7 | Uplink | LLDP | 10000 | UT-DC-019-CBL-0558 | Red | ODF-2/P3 | ODF-1/P7
LNK-01147 | UT-DC-019-AGG-R02 | et-0/1/0 | UT-DC-019-PE-T4-02 | xe-0/0/7 | Uplink | OSPF | 10000
LNK-01148 | UT-DC-019-AGG-R02 | et-0/1/0 | UT-DC-019-PE-T4-02 | xe-0/0/7 | Uplink | ISIS | 10000
LNK-01149 | UT-DC-019-AGG-R02 | et-0/1/1 | UT-DC-019-PE-T4-03 | xe-0/0/6 | Uplink | LLDP | 10000 | UT-DC-019-CBL-0559 | Aqua | ODF-4/P5 | ODF-4/P5
LNK-01150 | UT-DC-019-AGG-R02 | et-0/1/1 | UT-DC-019-PE-T4-03 | xe-0/0/6 | Uplink | OSPF | 10000
LNK-01151 | UT-DC-019-AGG-R02 | et-0/1/1 | UT-DC-019-PE-T4-03 | xe-0/0/6 | Uplink | ISIS | 10000
LNK-01152 | UT-DC-019-OLA-01 | 1-A-1 | UT-DC-019-AGG-R01 | et-0/1/2 | Uplink | LLDP | 100000 | UT-DC-019-CBL-0560 | Violet | ODF-4/P16 | ODF-3/P3
LNK-01153 | UT-DC-019-FW-01 | port1 | UT-DC-019-AGG-R01 | xe-0/0/0 | Uplink | LLDP | 10000 | UT-DC-019-CBL-0561 | Black | ODF-2/P15 | ODF-1/P16
LNK-01154 | UT-DC-019-FW-01 | port2 | UT-DC-019-AGG-R02 | xe-0/0/0 | Uplink | LLDP | 10000 | UT-DC-019-CBL-0562 | Slate | ODF-1/P11 | ODF-3/P17
LNK-01155 | UT-DC-019-MMR-SW-01 | Hu0/0/1/0 | UT-DC-019-AGG-R01 | xe-0/0/1 | Uplink | LLDP | 10000 | UT-DC-019-CBL-0563 | Green | ODF-4/P5 | ODF-4/P4
LNK-01156 | UT-DC-019-MMR-SW-01 | Hu0/0/1/1 | UT-DC-019-AGG-R02 | xe-0/0/1 | Uplink | LLDP | 10000 | UT-DC-019-CBL-0564 | Orange | ODF-4/P6 | ODF-2/P21
LNK-01157 | UT-DC-019-MMR-SW-02 | Ethernet49/1 | UT-DC-019-AGG-R02 | xe-0/0/2 | Uplink | LLDP | 10000 | UT-DC-019-CBL-0565 | Yellow | ODF-1/P3 | ODF-3/P17
LNK-01158 | UT-DC-019-MMR-SW-02 | Ethernet49/2 | UT-DC-019-AGG-R01 | xe-0/0/2 | Uplink | LLDP | 10000 | UT-DC-019-CBL-0566 | Brown | ODF-1/P16 | ODF-1/P20
LNK-01159 | UT-DC-019-MMR-SW-03 | et-0/1/0 | UT-DC-019-AGG-R01 | xe-0/0/3 | Uplink | LLDP | 10000 | UT-DC-019-CBL-0567 | Green | ODF-2/P10 | ODF-3/P1
LNK-01160 | UT-DC-019-MMR-SW-03 | et-0/1/1 | UT-DC-019-AGG-R02 | xe-0/0/3 | Uplink | LLDP | 10000 | UT-DC-019-CBL-0568 | Brown | ODF-1/P2 | ODF-4/P24
LNK-01161 | UT-DC-019-MMR-SW-04 | et-0/1/0 | UT-DC-019-AGG-R02 | xe-0/0/4 | Uplink | LLDP | 10000 | UT-DC-019-CBL-0569 | Yellow | ODF-3/P14 | ODF-1/P21
LNK-01162 | UT-DC-019-MMR-SW-04 | et-0/1/1 | UT-DC-019-AGG-R01 | xe-0/0/4 | Uplink | LLDP | 10000 | UT-DC-019-CBL-0570 | Rose | ODF-4/P10 | ODF-2/P22
LNK-01163 | UT-DC-019-TOR-001 | Te0/0/0/0 | UT-DC-019-MMR-SW-01 | Te0/0/0/0 | Access | LLDP | 10000 | UT-DC-019-CBL-0571 | Rose | ODF-1/P8 | ODF-4/P10
LNK-01164 | UT-DC-019-TOR-001 | Te0/0/0/1 | UT-DC-019-MMR-SW-02 | Ethernet1 | Access | LLDP | 10000 | UT-DC-019-CBL-0572 | Aqua | ODF-2/P24 | ODF-1/P14
LNK-01165 | UT-DC-019-TOR-002 | Ethernet1 | UT-DC-019-MMR-SW-02 | Ethernet2 | Access | LLDP | 10000 | UT-DC-019-CBL-0573 | Black | ODF-1/P5 | ODF-4/P10
LNK-01166 | UT-DC-019-TOR-002 | Ethernet2 | UT-DC-019-MMR-SW-03 | xe-0/0/0 | Access | LLDP | 10000 | UT-DC-019-CBL-0574 | Brown | ODF-3/P13 | ODF-1/P17
LNK-01167 | CA-DC-020-PE-T4-01 | et-0/1/0 | CA-DC-020-PE-T4-02 | et-0/1/0 | Fabric | LLDP | 100000 | CA-DC-020-CBL-0575 | Brown | ODF-2/P14 | ODF-3/P6
LNK-01168 | CA-DC-020-PE-T4-01 | et-0/1/0 | CA-DC-020-PE-T4-02 | et-0/1/0 | Fabric | OSPF | 100000
LNK-01169 | CA-DC-020-PE-T4-01 | et-0/1/0 | CA-DC-020-PE-T4-02 | et-0/1/0 | Fabric | ISIS | 100000
LNK-01170 | CA-DC-020-PE-T4-01 | et-0/1/0 | CA-DC-020-PE-T4-02 | et-0/1/0 | Fabric | BGP | 100000
LNK-01171 | CA-DC-020-PE-T4-01 | et-0/1/0 | CA-DC-020-PE-T4-02 | et-0/1/0 | Fabric | LSP | 100000
LNK-01172 | CA-DC-020-PE-T4-01 | et-0/1/1 | CA-DC-020-PE-T4-03 | et-0/1/0 | Fabric | LLDP | 100000 | CA-DC-020-CBL-0576 | Yellow | ODF-3/P14 | ODF-3/P9
LNK-01173 | CA-DC-020-PE-T4-01 | et-0/1/1 | CA-DC-020-PE-T4-03 | et-0/1/0 | Fabric | OSPF | 100000
LNK-01174 | CA-DC-020-PE-T4-01 | et-0/1/1 | CA-DC-020-PE-T4-03 | et-0/1/0 | Fabric | ISIS | 100000
LNK-01175 | CA-DC-020-PE-T4-01 | et-0/1/1 | CA-DC-020-PE-T4-03 | et-0/1/0 | Fabric | BGP | 100000
LNK-01176 | CA-DC-020-PE-T4-01 | et-0/1/1 | CA-DC-020-PE-T4-03 | et-0/1/0 | Fabric | LSP | 100000
LNK-01177 | CA-DC-020-PE-T4-01 | et-0/1/2 | CA-DC-020-PE-T4-04 | et-0/1/0 | Fabric | LLDP | 100000 | CA-DC-020-CBL-0577 | Red | ODF-1/P24 | ODF-1/P7
LNK-01178 | CA-DC-020-PE-T4-01 | et-0/1/2 | CA-DC-020-PE-T4-04 | et-0/1/0 | Fabric | OSPF | 100000
LNK-01179 | CA-DC-020-PE-T4-01 | et-0/1/2 | CA-DC-020-PE-T4-04 | et-0/1/0 | Fabric | ISIS | 100000
LNK-01180 | CA-DC-020-PE-T4-01 | et-0/1/2 | CA-DC-020-PE-T4-04 | et-0/1/0 | Fabric | BGP | 100000
LNK-01181 | CA-DC-020-PE-T4-01 | et-0/1/2 | CA-DC-020-PE-T4-04 | et-0/1/0 | Fabric | LSP | 100000
LNK-01182 | CA-DC-020-PE-T4-02 | et-0/1/1 | CA-DC-020-PE-T4-03 | et-0/1/1 | Fabric | LLDP | 100000 | CA-DC-020-CBL-0578 | Rose | ODF-1/P17 | ODF-1/P9
LNK-01183 | CA-DC-020-PE-T4-02 | et-0/1/1 | CA-DC-020-PE-T4-03 | et-0/1/1 | Fabric | OSPF | 100000
LNK-01184 | CA-DC-020-PE-T4-02 | et-0/1/1 | CA-DC-020-PE-T4-03 | et-0/1/1 | Fabric | ISIS | 100000
LNK-01185 | CA-DC-020-PE-T4-02 | et-0/1/1 | CA-DC-020-PE-T4-03 | et-0/1/1 | Fabric | BGP | 100000
LNK-01186 | CA-DC-020-PE-T4-02 | et-0/1/1 | CA-DC-020-PE-T4-03 | et-0/1/1 | Fabric | LSP | 100000
LNK-01187 | CA-DC-020-PE-T4-02 | et-0/1/2 | CA-DC-020-PE-T4-04 | et-0/1/1 | Fabric | LLDP | 100000 | CA-DC-020-CBL-0579 | Aqua | ODF-1/P2 | ODF-4/P21
LNK-01188 | CA-DC-020-PE-T4-02 | et-0/1/2 | CA-DC-020-PE-T4-04 | et-0/1/1 | Fabric | OSPF | 100000
LNK-01189 | CA-DC-020-PE-T4-02 | et-0/1/2 | CA-DC-020-PE-T4-04 | et-0/1/1 | Fabric | ISIS | 100000
LNK-01190 | CA-DC-020-PE-T4-02 | et-0/1/2 | CA-DC-020-PE-T4-04 | et-0/1/1 | Fabric | BGP | 100000
LNK-01191 | CA-DC-020-PE-T4-02 | et-0/1/2 | CA-DC-020-PE-T4-04 | et-0/1/1 | Fabric | LSP | 100000
LNK-01192 | CA-DC-020-PE-T4-03 | et-0/1/2 | CA-DC-020-PE-T4-04 | et-0/1/2 | Fabric | LLDP | 100000 | CA-DC-020-CBL-0580 | Rose | ODF-4/P12 | ODF-4/P21
LNK-01193 | CA-DC-020-PE-T4-03 | et-0/1/2 | CA-DC-020-PE-T4-04 | et-0/1/2 | Fabric | OSPF | 100000
LNK-01194 | CA-DC-020-PE-T4-03 | et-0/1/2 | CA-DC-020-PE-T4-04 | et-0/1/2 | Fabric | ISIS | 100000
LNK-01195 | CA-DC-020-PE-T4-03 | et-0/1/2 | CA-DC-020-PE-T4-04 | et-0/1/2 | Fabric | BGP | 100000
LNK-01196 | CA-DC-020-PE-T4-03 | et-0/1/2 | CA-DC-020-PE-T4-04 | et-0/1/2 | Fabric | LSP | 100000
LNK-01197 | CA-DC-020-AGG-R01 | et-0/1/0 | CA-DC-020-PE-T4-01 | xe-0/0/6 | Uplink | LLDP | 10000 | CA-DC-020-CBL-0581 | Rose | ODF-4/P2 | ODF-2/P10
LNK-01198 | CA-DC-020-AGG-R01 | et-0/1/0 | CA-DC-020-PE-T4-01 | xe-0/0/6 | Uplink | OSPF | 10000
LNK-01199 | CA-DC-020-AGG-R01 | et-0/1/0 | CA-DC-020-PE-T4-01 | xe-0/0/6 | Uplink | ISIS | 10000
LNK-01200 | CA-DC-020-AGG-R01 | et-0/1/1 | CA-DC-020-PE-T4-02 | xe-0/0/6 | Uplink | LLDP | 10000 | CA-DC-020-CBL-0582 | Red | ODF-2/P20 | ODF-2/P12
LNK-01201 | CA-DC-020-AGG-R01 | et-0/1/1 | CA-DC-020-PE-T4-02 | xe-0/0/6 | Uplink | OSPF | 10000
LNK-01202 | CA-DC-020-AGG-R01 | et-0/1/1 | CA-DC-020-PE-T4-02 | xe-0/0/6 | Uplink | ISIS | 10000
LNK-01203 | CA-DC-020-AGG-R02 | et-0/1/0 | CA-DC-020-PE-T4-02 | xe-0/0/7 | Uplink | LLDP | 10000 | CA-DC-020-CBL-0583 | Yellow | ODF-4/P7 | ODF-3/P12
LNK-01204 | CA-DC-020-AGG-R02 | et-0/1/0 | CA-DC-020-PE-T4-02 | xe-0/0/7 | Uplink | OSPF | 10000
LNK-01205 | CA-DC-020-AGG-R02 | et-0/1/0 | CA-DC-020-PE-T4-02 | xe-0/0/7 | Uplink | ISIS | 10000
LNK-01206 | CA-DC-020-AGG-R02 | et-0/1/1 | CA-DC-020-PE-T4-03 | xe-0/0/6 | Uplink | LLDP | 10000 | CA-DC-020-CBL-0584 | Rose | ODF-3/P7 | ODF-2/P14
LNK-01207 | CA-DC-020-AGG-R02 | et-0/1/1 | CA-DC-020-PE-T4-03 | xe-0/0/6 | Uplink | OSPF | 10000
LNK-01208 | CA-DC-020-AGG-R02 | et-0/1/1 | CA-DC-020-PE-T4-03 | xe-0/0/6 | Uplink | ISIS | 10000
LNK-01209 | CA-DC-020-AGG-R03 | et-0/1/0 | CA-DC-020-PE-T4-03 | xe-0/0/7 | Uplink | LLDP | 10000 | CA-DC-020-CBL-0585 | Rose | ODF-1/P13 | ODF-4/P5
LNK-01210 | CA-DC-020-AGG-R03 | et-0/1/0 | CA-DC-020-PE-T4-03 | xe-0/0/7 | Uplink | OSPF | 10000
LNK-01211 | CA-DC-020-AGG-R03 | et-0/1/0 | CA-DC-020-PE-T4-03 | xe-0/0/7 | Uplink | ISIS | 10000
LNK-01212 | CA-DC-020-AGG-R03 | et-0/1/1 | CA-DC-020-PE-T4-04 | xe-0/0/6 | Uplink | LLDP | 10000 | CA-DC-020-CBL-0586 | Blue | ODF-2/P13 | ODF-4/P18
LNK-01213 | CA-DC-020-AGG-R03 | et-0/1/1 | CA-DC-020-PE-T4-04 | xe-0/0/6 | Uplink | OSPF | 10000
LNK-01214 | CA-DC-020-AGG-R03 | et-0/1/1 | CA-DC-020-PE-T4-04 | xe-0/0/6 | Uplink | ISIS | 10000
LNK-01215 | CA-DC-020-OLA-01 | 1/2/c1 | CA-DC-020-AGG-R01 | et-0/1/2 | Uplink | LLDP | 100000 | CA-DC-020-CBL-0587 | Orange | ODF-4/P8 | ODF-1/P21
LNK-01216 | CA-DC-020-OLA-02 | 1-A-1 | CA-DC-020-AGG-R02 | et-0/1/2 | Uplink | LLDP | 100000 | CA-DC-020-CBL-0588 | Blue | ODF-3/P17 | ODF-3/P22
LNK-01217 | CA-DC-020-FW-01 | port1 | CA-DC-020-AGG-R01 | xe-0/0/0 | Uplink | LLDP | 10000 | CA-DC-020-CBL-0589 | Black | ODF-2/P10 | ODF-1/P1
LNK-01218 | CA-DC-020-FW-01 | port2 | CA-DC-020-AGG-R02 | xe-0/0/0 | Uplink | LLDP | 10000 | CA-DC-020-CBL-0590 | Black | ODF-1/P23 | ODF-3/P18
LNK-01219 | CA-DC-020-FW-02 | port1 | CA-DC-020-AGG-R02 | xe-0/0/1 | Uplink | LLDP | 10000 | CA-DC-020-CBL-0591 | Rose | ODF-2/P2 | ODF-1/P2
LNK-01220 | CA-DC-020-FW-02 | port2 | CA-DC-020-AGG-R03 | xe-0/0/0 | Uplink | LLDP | 10000 | CA-DC-020-CBL-0592 | Rose | ODF-3/P5 | ODF-4/P15
LNK-01221 | CA-DC-020-MMR-SW-01 | Ethernet49/1 | CA-DC-020-AGG-R01 | xe-0/0/1 | Uplink | LLDP | 10000 | CA-DC-020-CBL-0593 | White | ODF-3/P8 | ODF-2/P15
LNK-01222 | CA-DC-020-MMR-SW-01 | Ethernet49/2 | CA-DC-020-AGG-R01 | xe-0/0/2 | Uplink | LLDP | 10000 | CA-DC-020-CBL-0594 | White | ODF-4/P7 | ODF-2/P8
LNK-01223 | CA-DC-020-MMR-SW-02 | Ethernet49/1 | CA-DC-020-AGG-R02 | xe-0/0/2 | Uplink | LLDP | 10000 | CA-DC-020-CBL-0595 | Orange | ODF-1/P20 | ODF-1/P22
LNK-01224 | CA-DC-020-MMR-SW-02 | Ethernet49/2 | CA-DC-020-AGG-R02 | xe-0/0/3 | Uplink | LLDP | 10000 | CA-DC-020-CBL-0596 | Brown | ODF-2/P7 | ODF-3/P22
LNK-01225 | CA-DC-020-MMR-SW-03 | Ethernet49/1 | CA-DC-020-AGG-R03 | xe-0/0/1 | Uplink | LLDP | 10000 | CA-DC-020-CBL-0597 | Yellow | ODF-1/P9 | ODF-1/P15
LNK-01226 | CA-DC-020-MMR-SW-03 | Ethernet49/2 | CA-DC-020-AGG-R03 | xe-0/0/2 | Uplink | LLDP | 10000 | CA-DC-020-CBL-0598 | Yellow | ODF-1/P20 | ODF-4/P15
LNK-01227 | CA-DC-020-MMR-SW-04 | Ethernet49/1 | CA-DC-020-AGG-R01 | xe-0/0/3 | Uplink | LLDP | 10000 | CA-DC-020-CBL-0599 | Violet | ODF-3/P21 | ODF-1/P1
LNK-01228 | CA-DC-020-MMR-SW-04 | Ethernet49/2 | CA-DC-020-AGG-R01 | xe-0/0/4 | Uplink | LLDP | 10000 | CA-DC-020-CBL-0600 | Violet | ODF-2/P24 | ODF-2/P12
LNK-01229 | CA-DC-020-MMR-SW-05 | Ethernet49/1 | CA-DC-020-AGG-R02 | xe-0/0/4 | Uplink | LLDP | 10000 | CA-DC-020-CBL-0601 | Rose | ODF-1/P4 | ODF-4/P18
LNK-01230 | CA-DC-020-MMR-SW-05 | Ethernet49/2 | CA-DC-020-AGG-R02 | xe-0/0/5 | Uplink | LLDP | 10000 | CA-DC-020-CBL-0602 | Green | ODF-1/P14 | ODF-2/P13
LNK-01231 | CA-DC-020-MMR-SW-06 | Hu0/0/1/0 | CA-DC-020-AGG-R03 | xe-0/0/3 | Uplink | LLDP | 10000 | CA-DC-020-CBL-0603 | Yellow | ODF-3/P10 | ODF-4/P4
LNK-01232 | CA-DC-020-MMR-SW-06 | Hu0/0/1/1 | CA-DC-020-AGG-R03 | xe-0/0/4 | Uplink | LLDP | 10000 | CA-DC-020-CBL-0604 | Slate | ODF-4/P3 | ODF-4/P9
LNK-01233 | CA-DC-020-MMR-SW-07 | Ethernet49/1 | CA-DC-020-AGG-R01 | xe-0/0/5 | Uplink | LLDP | 10000 | CA-DC-020-CBL-0605 | Yellow | ODF-2/P18 | ODF-2/P5
LNK-01234 | CA-DC-020-MMR-SW-07 | Ethernet49/2 | CA-DC-020-AGG-R01 | xe-0/0/6 | Uplink | LLDP | 10000 | CA-DC-020-CBL-0606 | Blue | ODF-1/P9 | ODF-1/P18
LNK-01235 | CA-DC-020-MMR-SW-08 | Hu0/0/1/0 | CA-DC-020-AGG-R02 | xe-0/0/6 | Uplink | LLDP | 10000 | CA-DC-020-CBL-0607 | Red | ODF-2/P24 | ODF-3/P17
LNK-01236 | CA-DC-020-MMR-SW-08 | Hu0/0/1/1 | CA-DC-020-AGG-R02 | xe-0/0/7 | Uplink | LLDP | 10000 | CA-DC-020-CBL-0608 | Rose | ODF-1/P24 | ODF-4/P12
LNK-01237 | CA-DC-020-TOR-001 | Ethernet1 | CA-DC-020-MMR-SW-01 | Ethernet1 | Access | LLDP | 10000 | CA-DC-020-CBL-0609 | Blue | ODF-4/P13 | ODF-2/P7
LNK-01238 | CA-DC-020-TOR-001 | Ethernet2 | CA-DC-020-MMR-SW-02 | Ethernet1 | Access | LLDP | 10000 | CA-DC-020-CBL-0610 | Yellow | ODF-2/P9 | ODF-2/P3
LNK-01239 | CA-DC-020-TOR-002 | Ethernet1 | CA-DC-020-MMR-SW-02 | Ethernet2 | Access | LLDP | 10000 | CA-DC-020-CBL-0611 | Slate | ODF-3/P3 | ODF-4/P23
LNK-01240 | CA-DC-020-TOR-002 | Ethernet2 | CA-DC-020-MMR-SW-03 | Ethernet1 | Access | LLDP | 10000 | CA-DC-020-CBL-0612 | Black | ODF-1/P5 | ODF-2/P9
LNK-01241 | CA-DC-020-TOR-003 | xe-0/0/0 | CA-DC-020-MMR-SW-03 | Ethernet2 | Access | LLDP | 10000 | CA-DC-020-CBL-0613 | Aqua | ODF-1/P2 | ODF-3/P21
LNK-01242 | CA-DC-020-TOR-003 | xe-0/0/1 | CA-DC-020-MMR-SW-04 | Ethernet1 | Access | LLDP | 10000 | CA-DC-020-CBL-0614 | Brown | ODF-1/P7 | ODF-3/P9
LNK-01243 | CA-DC-020-TOR-004 | Ethernet1 | CA-DC-020-MMR-SW-04 | Ethernet2 | Access | LLDP | 10000 | CA-DC-020-CBL-0615 | Green | ODF-1/P24 | ODF-4/P13
LNK-01244 | CA-DC-020-TOR-004 | Ethernet2 | CA-DC-020-MMR-SW-05 | Ethernet1 | Access | LLDP | 10000 | CA-DC-020-CBL-0616 | Slate | ODF-4/P6 | ODF-1/P19
LNK-01245 | CA-DC-020-TOR-005 | xe-0/0/0 | CA-DC-020-MMR-SW-05 | Ethernet2 | Access | LLDP | 10000 | CA-DC-020-CBL-0617 | Orange | ODF-4/P21 | ODF-1/P24
LNK-01246 | CA-DC-020-TOR-005 | xe-0/0/1 | CA-DC-020-MMR-SW-06 | Te0/0/0/0 | Access | LLDP | 10000 | CA-DC-020-CBL-0618 | Red | ODF-1/P21 | ODF-3/P16
LNK-01247 | CA-DC-020-TOR-006 | Ethernet1 | CA-DC-020-MMR-SW-06 | Te0/0/0/1 | Access | LLDP | 10000 | CA-DC-020-CBL-0619 | White | ODF-2/P21 | ODF-3/P23
LNK-01248 | CA-DC-020-TOR-006 | Ethernet2 | CA-DC-020-MMR-SW-07 | Ethernet1 | Access | LLDP | 10000 | CA-DC-020-CBL-0620 | Blue | ODF-3/P2 | ODF-4/P6
LNK-01249 | CA-DC-021-PE-T4-01 | et-0/1/0 | CA-DC-021-PE-T4-02 | et-0/1/0 | Fabric | LLDP | 100000 | CA-DC-021-CBL-0621 | Black | ODF-1/P21 | ODF-1/P6
LNK-01250 | CA-DC-021-PE-T4-01 | et-0/1/0 | CA-DC-021-PE-T4-02 | et-0/1/0 | Fabric | OSPF | 100000
LNK-01251 | CA-DC-021-PE-T4-01 | et-0/1/0 | CA-DC-021-PE-T4-02 | et-0/1/0 | Fabric | ISIS | 100000
LNK-01252 | CA-DC-021-PE-T4-01 | et-0/1/0 | CA-DC-021-PE-T4-02 | et-0/1/0 | Fabric | BGP | 100000
LNK-01253 | CA-DC-021-PE-T4-01 | et-0/1/0 | CA-DC-021-PE-T4-02 | et-0/1/0 | Fabric | LSP | 100000
LNK-01254 | CA-DC-021-PE-T4-01 | et-0/1/1 | CA-DC-021-PE-T4-03 | 1/2/c1 | Fabric | LLDP | 100000 | CA-DC-021-CBL-0622 | Slate | ODF-3/P2 | ODF-3/P15
LNK-01255 | CA-DC-021-PE-T4-01 | et-0/1/1 | CA-DC-021-PE-T4-03 | 1/2/c1 | Fabric | OSPF | 100000
LNK-01256 | CA-DC-021-PE-T4-01 | et-0/1/1 | CA-DC-021-PE-T4-03 | 1/2/c1 | Fabric | ISIS | 100000
LNK-01257 | CA-DC-021-PE-T4-01 | et-0/1/1 | CA-DC-021-PE-T4-03 | 1/2/c1 | Fabric | BGP | 100000
LNK-01258 | CA-DC-021-PE-T4-01 | et-0/1/1 | CA-DC-021-PE-T4-03 | 1/2/c1 | Fabric | LSP | 100000
LNK-01259 | CA-DC-021-PE-T4-01 | et-0/1/2 | CA-DC-021-PE-T4-04 | 1/2/c1 | Fabric | LLDP | 100000 | CA-DC-021-CBL-0623 | Brown | ODF-3/P16 | ODF-1/P12
LNK-01260 | CA-DC-021-PE-T4-01 | et-0/1/2 | CA-DC-021-PE-T4-04 | 1/2/c1 | Fabric | OSPF | 100000
LNK-01261 | CA-DC-021-PE-T4-01 | et-0/1/2 | CA-DC-021-PE-T4-04 | 1/2/c1 | Fabric | ISIS | 100000
LNK-01262 | CA-DC-021-PE-T4-01 | et-0/1/2 | CA-DC-021-PE-T4-04 | 1/2/c1 | Fabric | BGP | 100000
LNK-01263 | CA-DC-021-PE-T4-01 | et-0/1/2 | CA-DC-021-PE-T4-04 | 1/2/c1 | Fabric | LSP | 100000
LNK-01264 | CA-DC-021-PE-T4-02 | et-0/1/1 | CA-DC-021-PE-T4-03 | 1/2/c2 | Fabric | LLDP | 100000 | CA-DC-021-CBL-0624 | Slate | ODF-3/P2 | ODF-2/P17
LNK-01265 | CA-DC-021-PE-T4-02 | et-0/1/1 | CA-DC-021-PE-T4-03 | 1/2/c2 | Fabric | OSPF | 100000
LNK-01266 | CA-DC-021-PE-T4-02 | et-0/1/1 | CA-DC-021-PE-T4-03 | 1/2/c2 | Fabric | ISIS | 100000
LNK-01267 | CA-DC-021-PE-T4-02 | et-0/1/1 | CA-DC-021-PE-T4-03 | 1/2/c2 | Fabric | BGP | 100000
LNK-01268 | CA-DC-021-PE-T4-02 | et-0/1/1 | CA-DC-021-PE-T4-03 | 1/2/c2 | Fabric | LSP | 100000
LNK-01269 | CA-DC-021-PE-T4-02 | et-0/1/2 | CA-DC-021-PE-T4-04 | 1/2/c2 | Fabric | LLDP | 100000 | CA-DC-021-CBL-0625 | Orange | ODF-1/P4 | ODF-3/P2
LNK-01270 | CA-DC-021-PE-T4-02 | et-0/1/2 | CA-DC-021-PE-T4-04 | 1/2/c2 | Fabric | OSPF | 100000
LNK-01271 | CA-DC-021-PE-T4-02 | et-0/1/2 | CA-DC-021-PE-T4-04 | 1/2/c2 | Fabric | ISIS | 100000
LNK-01272 | CA-DC-021-PE-T4-02 | et-0/1/2 | CA-DC-021-PE-T4-04 | 1/2/c2 | Fabric | BGP | 100000
LNK-01273 | CA-DC-021-PE-T4-02 | et-0/1/2 | CA-DC-021-PE-T4-04 | 1/2/c2 | Fabric | LSP | 100000
LNK-01274 | CA-DC-021-PE-T4-03 | 1/2/c3 | CA-DC-021-PE-T4-04 | 1/2/c3 | Fabric | LLDP | 100000 | CA-DC-021-CBL-0626 | Yellow | ODF-4/P12 | ODF-1/P10
LNK-01275 | CA-DC-021-PE-T4-03 | 1/2/c3 | CA-DC-021-PE-T4-04 | 1/2/c3 | Fabric | OSPF | 100000
LNK-01276 | CA-DC-021-PE-T4-03 | 1/2/c3 | CA-DC-021-PE-T4-04 | 1/2/c3 | Fabric | ISIS | 100000
LNK-01277 | CA-DC-021-PE-T4-03 | 1/2/c3 | CA-DC-021-PE-T4-04 | 1/2/c3 | Fabric | BGP | 100000
LNK-01278 | CA-DC-021-PE-T4-03 | 1/2/c3 | CA-DC-021-PE-T4-04 | 1/2/c3 | Fabric | LSP | 100000
LNK-01279 | CA-DC-021-AGG-R01 | et-0/1/0 | CA-DC-021-PE-T4-01 | xe-0/0/6 | Uplink | LLDP | 10000 | CA-DC-021-CBL-0627 | Yellow | ODF-1/P24 | ODF-1/P15
LNK-01280 | CA-DC-021-AGG-R01 | et-0/1/0 | CA-DC-021-PE-T4-01 | xe-0/0/6 | Uplink | OSPF | 10000
LNK-01281 | CA-DC-021-AGG-R01 | et-0/1/0 | CA-DC-021-PE-T4-01 | xe-0/0/6 | Uplink | ISIS | 10000
LNK-01282 | CA-DC-021-AGG-R01 | et-0/1/1 | CA-DC-021-PE-T4-02 | xe-0/0/6 | Uplink | LLDP | 10000 | CA-DC-021-CBL-0628 | Aqua | ODF-4/P17 | ODF-4/P21
LNK-01283 | CA-DC-021-AGG-R01 | et-0/1/1 | CA-DC-021-PE-T4-02 | xe-0/0/6 | Uplink | OSPF | 10000
LNK-01284 | CA-DC-021-AGG-R01 | et-0/1/1 | CA-DC-021-PE-T4-02 | xe-0/0/6 | Uplink | ISIS | 10000
LNK-01285 | CA-DC-021-AGG-R02 | et-0/1/0 | CA-DC-021-PE-T4-02 | xe-0/0/7 | Uplink | LLDP | 10000 | CA-DC-021-CBL-0629 | Orange | ODF-1/P5 | ODF-2/P15
LNK-01286 | CA-DC-021-AGG-R02 | et-0/1/0 | CA-DC-021-PE-T4-02 | xe-0/0/7 | Uplink | OSPF | 10000
LNK-01287 | CA-DC-021-AGG-R02 | et-0/1/0 | CA-DC-021-PE-T4-02 | xe-0/0/7 | Uplink | ISIS | 10000
LNK-01288 | CA-DC-021-AGG-R02 | et-0/1/1 | CA-DC-021-PE-T4-03 | 1/1/c7 | Uplink | LLDP | 10000 | CA-DC-021-CBL-0630 | Black | ODF-2/P8 | ODF-1/P14
LNK-01289 | CA-DC-021-AGG-R02 | et-0/1/1 | CA-DC-021-PE-T4-03 | 1/1/c7 | Uplink | OSPF | 10000
LNK-01290 | CA-DC-021-AGG-R02 | et-0/1/1 | CA-DC-021-PE-T4-03 | 1/1/c7 | Uplink | ISIS | 10000
LNK-01291 | CA-DC-021-OLA-01 | 1-A-1 | CA-DC-021-AGG-R01 | et-0/1/2 | Uplink | LLDP | 100000 | CA-DC-021-CBL-0631 | Orange | ODF-4/P24 | ODF-1/P16
LNK-01292 | CA-DC-021-OLA-02 | 1-A-1 | CA-DC-021-AGG-R02 | et-0/1/2 | Uplink | LLDP | 100000 | CA-DC-021-CBL-0632 | Blue | ODF-2/P1 | ODF-4/P24
LNK-01293 | CA-DC-021-FW-01 | port1 | CA-DC-021-AGG-R01 | xe-0/0/0 | Uplink | LLDP | 10000 | CA-DC-021-CBL-0633 | Orange | ODF-3/P19 | ODF-1/P11
LNK-01294 | CA-DC-021-FW-01 | port2 | CA-DC-021-AGG-R02 | xe-0/0/0 | Uplink | LLDP | 10000 | CA-DC-021-CBL-0634 | Aqua | ODF-1/P3 | ODF-2/P22
LNK-01295 | CA-DC-021-MMR-SW-01 | et-0/1/0 | CA-DC-021-AGG-R01 | xe-0/0/1 | Uplink | LLDP | 10000 | CA-DC-021-CBL-0635 | Brown | ODF-2/P13 | ODF-4/P16
LNK-01296 | CA-DC-021-MMR-SW-01 | et-0/1/1 | CA-DC-021-AGG-R02 | xe-0/0/1 | Uplink | LLDP | 10000 | CA-DC-021-CBL-0636 | Blue | ODF-2/P10 | ODF-1/P21
LNK-01297 | CA-DC-021-MMR-SW-02 | et-0/1/0 | CA-DC-021-AGG-R02 | xe-0/0/2 | Uplink | LLDP | 10000 | CA-DC-021-CBL-0637 | Rose | ODF-4/P6 | ODF-1/P16
LNK-01298 | CA-DC-021-MMR-SW-02 | et-0/1/1 | CA-DC-021-AGG-R01 | xe-0/0/2 | Uplink | LLDP | 10000 | CA-DC-021-CBL-0638 | Blue | ODF-1/P14 | ODF-4/P6
LNK-01299 | CA-DC-021-MMR-SW-03 | Ethernet49/1 | CA-DC-021-AGG-R01 | xe-0/0/3 | Uplink | LLDP | 10000 | CA-DC-021-CBL-0639 | White | ODF-2/P23 | ODF-2/P14
LNK-01300 | CA-DC-021-MMR-SW-03 | Ethernet49/2 | CA-DC-021-AGG-R02 | xe-0/0/3 | Uplink | LLDP | 10000 | CA-DC-021-CBL-0640 | Orange | ODF-1/P20 | ODF-2/P3
LNK-01301 | CA-DC-021-MMR-SW-04 | et-0/1/0 | CA-DC-021-AGG-R02 | xe-0/0/4 | Uplink | LLDP | 10000 | CA-DC-021-CBL-0641 | Yellow | ODF-4/P15 | ODF-3/P23
LNK-01302 | CA-DC-021-MMR-SW-04 | et-0/1/1 | CA-DC-021-AGG-R01 | xe-0/0/4 | Uplink | LLDP | 10000 | CA-DC-021-CBL-0642 | Red | ODF-4/P9 | ODF-3/P13
LNK-01303 | CA-DC-021-MMR-SW-05 | et-0/1/0 | CA-DC-021-AGG-R01 | xe-0/0/5 | Uplink | LLDP | 10000 | CA-DC-021-CBL-0643 | Brown | ODF-3/P17 | ODF-4/P1
LNK-01304 | CA-DC-021-MMR-SW-05 | et-0/1/1 | CA-DC-021-AGG-R02 | xe-0/0/5 | Uplink | LLDP | 10000 | CA-DC-021-CBL-0644 | Red | ODF-4/P22 | ODF-4/P15
LNK-01305 | CA-DC-021-MMR-SW-06 | Hu0/0/1/0 | CA-DC-021-AGG-R02 | xe-0/0/6 | Uplink | LLDP | 10000 | CA-DC-021-CBL-0645 | Brown | ODF-2/P16 | ODF-2/P22
LNK-01306 | CA-DC-021-MMR-SW-06 | Hu0/0/1/1 | CA-DC-021-AGG-R01 | xe-0/0/6 | Uplink | LLDP | 10000 | CA-DC-021-CBL-0646 | White | ODF-1/P10 | ODF-2/P13
LNK-01307 | CA-DC-021-TOR-001 | Te0/0/0/0 | CA-DC-021-MMR-SW-01 | xe-0/0/0 | Access | LLDP | 10000 | CA-DC-021-CBL-0647 | Green | ODF-3/P5 | ODF-3/P23
LNK-01308 | CA-DC-021-TOR-001 | Te0/0/0/1 | CA-DC-021-MMR-SW-02 | xe-0/0/0 | Access | LLDP | 10000 | CA-DC-021-CBL-0648 | Red | ODF-2/P16 | ODF-1/P21
LNK-01309 | CA-DC-021-TOR-002 | Ethernet1 | CA-DC-021-MMR-SW-02 | xe-0/0/1 | Access | LLDP | 10000 | CA-DC-021-CBL-0649 | Red | ODF-2/P21 | ODF-3/P23
LNK-01310 | CA-DC-021-TOR-002 | Ethernet2 | CA-DC-021-MMR-SW-03 | Ethernet1 | Access | LLDP | 10000 | CA-DC-021-CBL-0650 | Brown | ODF-2/P3 | ODF-3/P6
LNK-01311 | CA-DC-021-TOR-003 | Te0/0/0/0 | CA-DC-021-MMR-SW-03 | Ethernet2 | Access | LLDP | 10000 | CA-DC-021-CBL-0651 | Aqua | ODF-4/P1 | ODF-1/P20
LNK-01312 | CA-DC-021-TOR-003 | Te0/0/0/1 | CA-DC-021-MMR-SW-04 | xe-0/0/0 | Access | LLDP | 10000 | CA-DC-021-CBL-0652 | Black | ODF-1/P14 | ODF-2/P4
LNK-01313 | CA-DC-021-TOR-004 | Ethernet1 | CA-DC-021-MMR-SW-04 | xe-0/0/1 | Access | LLDP | 10000 | CA-DC-021-CBL-0653 | White | ODF-2/P5 | ODF-2/P21
LNK-01314 | CA-DC-021-TOR-004 | Ethernet2 | CA-DC-021-MMR-SW-05 | xe-0/0/0 | Access | LLDP | 10000 | CA-DC-021-CBL-0654 | Aqua | ODF-2/P15 | ODF-4/P17
LNK-01315 | TX-DC-022-PE-T4-01 | et-0/1/0 | TX-DC-022-PE-T4-02 | et-0/1/0 | Fabric | LLDP | 100000 | TX-DC-022-CBL-0655 | Brown | ODF-1/P4 | ODF-1/P22
LNK-01316 | TX-DC-022-PE-T4-01 | et-0/1/0 | TX-DC-022-PE-T4-02 | et-0/1/0 | Fabric | OSPF | 100000
LNK-01317 | TX-DC-022-PE-T4-01 | et-0/1/0 | TX-DC-022-PE-T4-02 | et-0/1/0 | Fabric | ISIS | 100000
LNK-01318 | TX-DC-022-PE-T4-01 | et-0/1/0 | TX-DC-022-PE-T4-02 | et-0/1/0 | Fabric | BGP | 100000
LNK-01319 | TX-DC-022-PE-T4-01 | et-0/1/0 | TX-DC-022-PE-T4-02 | et-0/1/0 | Fabric | LSP | 100000
LNK-01320 | TX-DC-022-PE-T4-01 | et-0/1/1 | TX-DC-022-PE-T4-03 | et-0/1/0 | Fabric | LLDP | 100000 | TX-DC-022-CBL-0656 | Rose | ODF-4/P5 | ODF-4/P10
LNK-01321 | TX-DC-022-PE-T4-01 | et-0/1/1 | TX-DC-022-PE-T4-03 | et-0/1/0 | Fabric | OSPF | 100000
LNK-01322 | TX-DC-022-PE-T4-01 | et-0/1/1 | TX-DC-022-PE-T4-03 | et-0/1/0 | Fabric | ISIS | 100000
LNK-01323 | TX-DC-022-PE-T4-01 | et-0/1/1 | TX-DC-022-PE-T4-03 | et-0/1/0 | Fabric | BGP | 100000
LNK-01324 | TX-DC-022-PE-T4-01 | et-0/1/1 | TX-DC-022-PE-T4-03 | et-0/1/0 | Fabric | LSP | 100000
LNK-01325 | TX-DC-022-PE-T4-01 | et-0/1/2 | TX-DC-022-PE-T4-04 | et-0/1/0 | Fabric | LLDP | 100000 | TX-DC-022-CBL-0657 | Violet | ODF-2/P3 | ODF-1/P16
LNK-01326 | TX-DC-022-PE-T4-01 | et-0/1/2 | TX-DC-022-PE-T4-04 | et-0/1/0 | Fabric | OSPF | 100000
LNK-01327 | TX-DC-022-PE-T4-01 | et-0/1/2 | TX-DC-022-PE-T4-04 | et-0/1/0 | Fabric | ISIS | 100000
LNK-01328 | TX-DC-022-PE-T4-01 | et-0/1/2 | TX-DC-022-PE-T4-04 | et-0/1/0 | Fabric | BGP | 100000
LNK-01329 | TX-DC-022-PE-T4-01 | et-0/1/2 | TX-DC-022-PE-T4-04 | et-0/1/0 | Fabric | LSP | 100000
LNK-01330 | TX-DC-022-PE-T4-02 | et-0/1/1 | TX-DC-022-PE-T4-03 | et-0/1/1 | Fabric | LLDP | 100000 | TX-DC-022-CBL-0658 | Aqua | ODF-3/P20 | ODF-1/P22
LNK-01331 | TX-DC-022-PE-T4-02 | et-0/1/1 | TX-DC-022-PE-T4-03 | et-0/1/1 | Fabric | OSPF | 100000
LNK-01332 | TX-DC-022-PE-T4-02 | et-0/1/1 | TX-DC-022-PE-T4-03 | et-0/1/1 | Fabric | ISIS | 100000
LNK-01333 | TX-DC-022-PE-T4-02 | et-0/1/1 | TX-DC-022-PE-T4-03 | et-0/1/1 | Fabric | BGP | 100000
LNK-01334 | TX-DC-022-PE-T4-02 | et-0/1/1 | TX-DC-022-PE-T4-03 | et-0/1/1 | Fabric | LSP | 100000
LNK-01335 | TX-DC-022-PE-T4-02 | et-0/1/2 | TX-DC-022-PE-T4-04 | et-0/1/1 | Fabric | LLDP | 100000 | TX-DC-022-CBL-0659 | Violet | ODF-4/P7 | ODF-3/P8
LNK-01336 | TX-DC-022-PE-T4-02 | et-0/1/2 | TX-DC-022-PE-T4-04 | et-0/1/1 | Fabric | OSPF | 100000
LNK-01337 | TX-DC-022-PE-T4-02 | et-0/1/2 | TX-DC-022-PE-T4-04 | et-0/1/1 | Fabric | ISIS | 100000
LNK-01338 | TX-DC-022-PE-T4-02 | et-0/1/2 | TX-DC-022-PE-T4-04 | et-0/1/1 | Fabric | BGP | 100000
LNK-01339 | TX-DC-022-PE-T4-02 | et-0/1/2 | TX-DC-022-PE-T4-04 | et-0/1/1 | Fabric | LSP | 100000
LNK-01340 | TX-DC-022-PE-T4-03 | et-0/1/2 | TX-DC-022-PE-T4-04 | et-0/1/2 | Fabric | LLDP | 100000 | TX-DC-022-CBL-0660 | Violet | ODF-4/P3 | ODF-4/P17
LNK-01341 | TX-DC-022-PE-T4-03 | et-0/1/2 | TX-DC-022-PE-T4-04 | et-0/1/2 | Fabric | OSPF | 100000
LNK-01342 | TX-DC-022-PE-T4-03 | et-0/1/2 | TX-DC-022-PE-T4-04 | et-0/1/2 | Fabric | ISIS | 100000
LNK-01343 | TX-DC-022-PE-T4-03 | et-0/1/2 | TX-DC-022-PE-T4-04 | et-0/1/2 | Fabric | BGP | 100000
LNK-01344 | TX-DC-022-PE-T4-03 | et-0/1/2 | TX-DC-022-PE-T4-04 | et-0/1/2 | Fabric | LSP | 100000
LNK-01345 | TX-DC-022-AGG-R01 | et-0/1/0 | TX-DC-022-PE-T4-01 | xe-0/0/6 | Uplink | LLDP | 10000 | TX-DC-022-CBL-0661 | Violet | ODF-1/P17 | ODF-4/P3
LNK-01346 | TX-DC-022-AGG-R01 | et-0/1/0 | TX-DC-022-PE-T4-01 | xe-0/0/6 | Uplink | OSPF | 10000
LNK-01347 | TX-DC-022-AGG-R01 | et-0/1/0 | TX-DC-022-PE-T4-01 | xe-0/0/6 | Uplink | ISIS | 10000
LNK-01348 | TX-DC-022-AGG-R01 | et-0/1/1 | TX-DC-022-PE-T4-02 | xe-0/0/6 | Uplink | LLDP | 10000 | TX-DC-022-CBL-0662 | Violet | ODF-1/P20 | ODF-4/P6
LNK-01349 | TX-DC-022-AGG-R01 | et-0/1/1 | TX-DC-022-PE-T4-02 | xe-0/0/6 | Uplink | OSPF | 10000
LNK-01350 | TX-DC-022-AGG-R01 | et-0/1/1 | TX-DC-022-PE-T4-02 | xe-0/0/6 | Uplink | ISIS | 10000
LNK-01351 | TX-DC-022-AGG-R02 | et-0/1/0 | TX-DC-022-PE-T4-02 | xe-0/0/7 | Uplink | LLDP | 10000 | TX-DC-022-CBL-0663 | Red | ODF-3/P19 | ODF-4/P19
LNK-01352 | TX-DC-022-AGG-R02 | et-0/1/0 | TX-DC-022-PE-T4-02 | xe-0/0/7 | Uplink | OSPF | 10000
LNK-01353 | TX-DC-022-AGG-R02 | et-0/1/0 | TX-DC-022-PE-T4-02 | xe-0/0/7 | Uplink | ISIS | 10000
LNK-01354 | TX-DC-022-AGG-R02 | et-0/1/1 | TX-DC-022-PE-T4-03 | xe-0/0/6 | Uplink | LLDP | 10000 | TX-DC-022-CBL-0664 | Rose | ODF-1/P19 | ODF-1/P1
LNK-01355 | TX-DC-022-AGG-R02 | et-0/1/1 | TX-DC-022-PE-T4-03 | xe-0/0/6 | Uplink | OSPF | 10000
LNK-01356 | TX-DC-022-AGG-R02 | et-0/1/1 | TX-DC-022-PE-T4-03 | xe-0/0/6 | Uplink | ISIS | 10000
LNK-01357 | TX-DC-022-AGG-R03 | et-0/1/0 | TX-DC-022-PE-T4-03 | xe-0/0/7 | Uplink | LLDP | 10000 | TX-DC-022-CBL-0665 | Rose | ODF-1/P19 | ODF-1/P23
LNK-01358 | TX-DC-022-AGG-R03 | et-0/1/0 | TX-DC-022-PE-T4-03 | xe-0/0/7 | Uplink | OSPF | 10000
LNK-01359 | TX-DC-022-AGG-R03 | et-0/1/0 | TX-DC-022-PE-T4-03 | xe-0/0/7 | Uplink | ISIS | 10000
LNK-01360 | TX-DC-022-AGG-R03 | et-0/1/1 | TX-DC-022-PE-T4-04 | xe-0/0/6 | Uplink | LLDP | 10000 | TX-DC-022-CBL-0666 | Red | ODF-3/P17 | ODF-2/P15
LNK-01361 | TX-DC-022-AGG-R03 | et-0/1/1 | TX-DC-022-PE-T4-04 | xe-0/0/6 | Uplink | OSPF | 10000
LNK-01362 | TX-DC-022-AGG-R03 | et-0/1/1 | TX-DC-022-PE-T4-04 | xe-0/0/6 | Uplink | ISIS | 10000
LNK-01363 | TX-DC-022-OLA-01 | 1-A-1 | TX-DC-022-AGG-R01 | et-0/1/2 | Uplink | LLDP | 100000 | TX-DC-022-CBL-0667 | Yellow | ODF-2/P22 | ODF-1/P19
LNK-01364 | TX-DC-022-OLA-02 | 1/2/c1 | TX-DC-022-AGG-R02 | et-0/1/2 | Uplink | LLDP | 100000 | TX-DC-022-CBL-0668 | Brown | ODF-4/P17 | ODF-3/P5
LNK-01365 | TX-DC-022-FW-01 | port1 | TX-DC-022-AGG-R01 | xe-0/0/0 | Uplink | LLDP | 10000 | TX-DC-022-CBL-0669 | Slate | ODF-4/P13 | ODF-2/P23
LNK-01366 | TX-DC-022-FW-01 | port2 | TX-DC-022-AGG-R02 | xe-0/0/0 | Uplink | LLDP | 10000 | TX-DC-022-CBL-0670 | Green | ODF-1/P20 | ODF-2/P4
LNK-01367 | TX-DC-022-MMR-SW-01 | Ethernet49/1 | TX-DC-022-AGG-R01 | xe-0/0/1 | Uplink | LLDP | 10000 | TX-DC-022-CBL-0671 | Red | ODF-3/P16 | ODF-3/P9
LNK-01368 | TX-DC-022-MMR-SW-01 | Ethernet49/2 | TX-DC-022-AGG-R01 | xe-0/0/2 | Uplink | LLDP | 10000 | TX-DC-022-CBL-0672 | Red | ODF-3/P3 | ODF-3/P3
LNK-01369 | TX-DC-022-MMR-SW-02 | et-0/1/0 | TX-DC-022-AGG-R02 | xe-0/0/1 | Uplink | LLDP | 10000 | TX-DC-022-CBL-0673 | Blue | ODF-4/P7 | ODF-4/P7
LNK-01370 | TX-DC-022-MMR-SW-02 | et-0/1/1 | TX-DC-022-AGG-R02 | xe-0/0/2 | Uplink | LLDP | 10000 | TX-DC-022-CBL-0674 | Blue | ODF-1/P13 | ODF-4/P24
LNK-01371 | TX-DC-022-MMR-SW-03 | Ethernet49/1 | TX-DC-022-AGG-R03 | xe-0/0/0 | Uplink | LLDP | 10000 | TX-DC-022-CBL-0675 | Orange | ODF-2/P5 | ODF-3/P15
LNK-01372 | TX-DC-022-MMR-SW-03 | Ethernet49/2 | TX-DC-022-AGG-R03 | xe-0/0/1 | Uplink | LLDP | 10000 | TX-DC-022-CBL-0676 | Black | ODF-2/P2 | ODF-1/P7
LNK-01373 | TX-DC-022-MMR-SW-04 | et-0/1/0 | TX-DC-022-AGG-R01 | xe-0/0/3 | Uplink | LLDP | 10000 | TX-DC-022-CBL-0677 | Green | ODF-4/P21 | ODF-4/P3
LNK-01374 | TX-DC-022-MMR-SW-04 | et-0/1/1 | TX-DC-022-AGG-R01 | xe-0/0/4 | Uplink | LLDP | 10000 | TX-DC-022-CBL-0678 | Blue | ODF-2/P7 | ODF-3/P12
LNK-01375 | TX-DC-022-MMR-SW-05 | Ethernet49/1 | TX-DC-022-AGG-R02 | xe-0/0/3 | Uplink | LLDP | 10000 | TX-DC-022-CBL-0679 | Slate | ODF-1/P16 | ODF-3/P14
LNK-01376 | TX-DC-022-MMR-SW-05 | Ethernet49/2 | TX-DC-022-AGG-R02 | xe-0/0/4 | Uplink | LLDP | 10000 | TX-DC-022-CBL-0680 | Orange | ODF-1/P4 | ODF-3/P21
LNK-01377 | TX-DC-022-MMR-SW-06 | et-0/1/0 | TX-DC-022-AGG-R03 | xe-0/0/2 | Uplink | LLDP | 10000 | TX-DC-022-CBL-0681 | Green | ODF-2/P14 | ODF-4/P13
LNK-01378 | TX-DC-022-MMR-SW-06 | et-0/1/1 | TX-DC-022-AGG-R03 | xe-0/0/3 | Uplink | LLDP | 10000 | TX-DC-022-CBL-0682 | Rose | ODF-2/P13 | ODF-2/P7
LNK-01379 | TX-DC-022-MMR-SW-07 | Hu0/0/1/0 | TX-DC-022-AGG-R01 | xe-0/0/5 | Uplink | LLDP | 10000 | TX-DC-022-CBL-0683 | Red | ODF-4/P13 | ODF-3/P18
LNK-01380 | TX-DC-022-MMR-SW-07 | Hu0/0/1/1 | TX-DC-022-AGG-R01 | xe-0/0/6 | Uplink | LLDP | 10000 | TX-DC-022-CBL-0684 | Red | ODF-3/P14 | ODF-2/P17
LNK-01381 | TX-DC-022-TOR-001 | xe-0/0/0 | TX-DC-022-MMR-SW-01 | Ethernet1 | Access | LLDP | 10000 | TX-DC-022-CBL-0685 | Aqua | ODF-1/P19 | ODF-4/P18
LNK-01382 | TX-DC-022-TOR-001 | xe-0/0/1 | TX-DC-022-MMR-SW-02 | xe-0/0/0 | Access | LLDP | 10000 | TX-DC-022-CBL-0686 | Yellow | ODF-3/P3 | ODF-2/P10
LNK-01383 | TX-DC-022-TOR-002 | Ethernet1 | TX-DC-022-MMR-SW-02 | xe-0/0/1 | Access | LLDP | 10000 | TX-DC-022-CBL-0687 | Slate | ODF-2/P22 | ODF-1/P19
LNK-01384 | TX-DC-022-TOR-002 | Ethernet2 | TX-DC-022-MMR-SW-03 | Ethernet1 | Access | LLDP | 10000 | TX-DC-022-CBL-0688 | Black | ODF-2/P12 | ODF-1/P9
LNK-01385 | TX-DC-022-TOR-003 | Ethernet1 | TX-DC-022-MMR-SW-03 | Ethernet2 | Access | LLDP | 10000 | TX-DC-022-CBL-0689 | Rose | ODF-1/P16 | ODF-2/P16
LNK-01386 | TX-DC-022-TOR-003 | Ethernet2 | TX-DC-022-MMR-SW-04 | xe-0/0/0 | Access | LLDP | 10000 | TX-DC-022-CBL-0690 | White | ODF-3/P22 | ODF-1/P12
LNK-01387 | TX-DC-022-TOR-004 | Te0/0/0/0 | TX-DC-022-MMR-SW-04 | xe-0/0/1 | Access | LLDP | 10000 | TX-DC-022-CBL-0691 | Red | ODF-1/P16 | ODF-4/P6
LNK-01388 | TX-DC-022-TOR-004 | Te0/0/0/1 | TX-DC-022-MMR-SW-05 | Ethernet1 | Access | LLDP | 10000 | TX-DC-022-CBL-0692 | Aqua | ODF-4/P15 | ODF-2/P9
LNK-01389 | TX-DC-022-TOR-005 | Ethernet1 | TX-DC-022-MMR-SW-05 | Ethernet2 | Access | LLDP | 10000 | TX-DC-022-CBL-0693 | Rose | ODF-2/P3 | ODF-3/P10
LNK-01390 | TX-DC-022-TOR-005 | Ethernet2 | TX-DC-022-MMR-SW-06 | xe-0/0/0 | Access | LLDP | 10000 | TX-DC-022-CBL-0694 | White | ODF-2/P18 | ODF-4/P18
LNK-01391 | NC-DC-023-PE-T4-01 | et-0/1/0 | NC-DC-023-PE-T4-02 | et-0/1/0 | Fabric | LLDP | 100000 | NC-DC-023-CBL-0695 | Slate | ODF-1/P21 | ODF-3/P21
LNK-01392 | NC-DC-023-PE-T4-01 | et-0/1/0 | NC-DC-023-PE-T4-02 | et-0/1/0 | Fabric | OSPF | 100000
LNK-01393 | NC-DC-023-PE-T4-01 | et-0/1/0 | NC-DC-023-PE-T4-02 | et-0/1/0 | Fabric | ISIS | 100000
LNK-01394 | NC-DC-023-PE-T4-01 | et-0/1/0 | NC-DC-023-PE-T4-02 | et-0/1/0 | Fabric | BGP | 100000
LNK-01395 | NC-DC-023-PE-T4-01 | et-0/1/0 | NC-DC-023-PE-T4-02 | et-0/1/0 | Fabric | LSP | 100000
LNK-01396 | NC-DC-023-PE-T4-01 | et-0/1/1 | NC-DC-023-PE-T4-03 | 1/2/c1 | Fabric | LLDP | 100000 | NC-DC-023-CBL-0696 | Violet | ODF-3/P20 | ODF-1/P7
LNK-01397 | NC-DC-023-PE-T4-01 | et-0/1/1 | NC-DC-023-PE-T4-03 | 1/2/c1 | Fabric | OSPF | 100000
LNK-01398 | NC-DC-023-PE-T4-01 | et-0/1/1 | NC-DC-023-PE-T4-03 | 1/2/c1 | Fabric | ISIS | 100000
LNK-01399 | NC-DC-023-PE-T4-01 | et-0/1/1 | NC-DC-023-PE-T4-03 | 1/2/c1 | Fabric | BGP | 100000
LNK-01400 | NC-DC-023-PE-T4-01 | et-0/1/1 | NC-DC-023-PE-T4-03 | 1/2/c1 | Fabric | LSP | 100000
LNK-01401 | NC-DC-023-PE-T4-01 | et-0/1/2 | NC-DC-023-PE-T4-04 | 1/2/c1 | Fabric | LLDP | 100000 | NC-DC-023-CBL-0697 | White | ODF-1/P3 | ODF-2/P8
LNK-01402 | NC-DC-023-PE-T4-01 | et-0/1/2 | NC-DC-023-PE-T4-04 | 1/2/c1 | Fabric | OSPF | 100000
LNK-01403 | NC-DC-023-PE-T4-01 | et-0/1/2 | NC-DC-023-PE-T4-04 | 1/2/c1 | Fabric | ISIS | 100000
LNK-01404 | NC-DC-023-PE-T4-01 | et-0/1/2 | NC-DC-023-PE-T4-04 | 1/2/c1 | Fabric | BGP | 100000
LNK-01405 | NC-DC-023-PE-T4-01 | et-0/1/2 | NC-DC-023-PE-T4-04 | 1/2/c1 | Fabric | LSP | 100000
LNK-01406 | NC-DC-023-PE-T4-02 | et-0/1/1 | NC-DC-023-PE-T4-03 | 1/2/c2 | Fabric | LLDP | 100000 | NC-DC-023-CBL-0698 | Blue | ODF-3/P9 | ODF-4/P22
LNK-01407 | NC-DC-023-PE-T4-02 | et-0/1/1 | NC-DC-023-PE-T4-03 | 1/2/c2 | Fabric | OSPF | 100000
LNK-01408 | NC-DC-023-PE-T4-02 | et-0/1/1 | NC-DC-023-PE-T4-03 | 1/2/c2 | Fabric | ISIS | 100000
LNK-01409 | NC-DC-023-PE-T4-02 | et-0/1/1 | NC-DC-023-PE-T4-03 | 1/2/c2 | Fabric | BGP | 100000
LNK-01410 | NC-DC-023-PE-T4-02 | et-0/1/1 | NC-DC-023-PE-T4-03 | 1/2/c2 | Fabric | LSP | 100000
LNK-01411 | NC-DC-023-PE-T4-02 | et-0/1/2 | NC-DC-023-PE-T4-04 | 1/2/c2 | Fabric | LLDP | 100000 | NC-DC-023-CBL-0699 | White | ODF-4/P24 | ODF-1/P21
LNK-01412 | NC-DC-023-PE-T4-02 | et-0/1/2 | NC-DC-023-PE-T4-04 | 1/2/c2 | Fabric | OSPF | 100000
LNK-01413 | NC-DC-023-PE-T4-02 | et-0/1/2 | NC-DC-023-PE-T4-04 | 1/2/c2 | Fabric | ISIS | 100000
LNK-01414 | NC-DC-023-PE-T4-02 | et-0/1/2 | NC-DC-023-PE-T4-04 | 1/2/c2 | Fabric | BGP | 100000
LNK-01415 | NC-DC-023-PE-T4-02 | et-0/1/2 | NC-DC-023-PE-T4-04 | 1/2/c2 | Fabric | LSP | 100000
LNK-01416 | NC-DC-023-PE-T4-03 | 1/2/c3 | NC-DC-023-PE-T4-04 | 1/2/c3 | Fabric | LLDP | 100000 | NC-DC-023-CBL-0700 | Blue | ODF-2/P13 | ODF-1/P11
LNK-01417 | NC-DC-023-PE-T4-03 | 1/2/c3 | NC-DC-023-PE-T4-04 | 1/2/c3 | Fabric | OSPF | 100000
LNK-01418 | NC-DC-023-PE-T4-03 | 1/2/c3 | NC-DC-023-PE-T4-04 | 1/2/c3 | Fabric | ISIS | 100000
LNK-01419 | NC-DC-023-PE-T4-03 | 1/2/c3 | NC-DC-023-PE-T4-04 | 1/2/c3 | Fabric | BGP | 100000
LNK-01420 | NC-DC-023-PE-T4-03 | 1/2/c3 | NC-DC-023-PE-T4-04 | 1/2/c3 | Fabric | LSP | 100000
LNK-01421 | NC-DC-023-AGG-R01 | et-0/1/0 | NC-DC-023-PE-T4-01 | xe-0/0/6 | Uplink | LLDP | 10000 | NC-DC-023-CBL-0701 | Orange | ODF-2/P8 | ODF-4/P7
LNK-01422 | NC-DC-023-AGG-R01 | et-0/1/0 | NC-DC-023-PE-T4-01 | xe-0/0/6 | Uplink | OSPF | 10000
LNK-01423 | NC-DC-023-AGG-R01 | et-0/1/0 | NC-DC-023-PE-T4-01 | xe-0/0/6 | Uplink | ISIS | 10000
LNK-01424 | NC-DC-023-AGG-R01 | et-0/1/1 | NC-DC-023-PE-T4-02 | xe-0/0/6 | Uplink | LLDP | 10000 | NC-DC-023-CBL-0702 | Yellow | ODF-2/P14 | ODF-4/P21
LNK-01425 | NC-DC-023-AGG-R01 | et-0/1/1 | NC-DC-023-PE-T4-02 | xe-0/0/6 | Uplink | OSPF | 10000
LNK-01426 | NC-DC-023-AGG-R01 | et-0/1/1 | NC-DC-023-PE-T4-02 | xe-0/0/6 | Uplink | ISIS | 10000
LNK-01427 | NC-DC-023-AGG-R02 | et-0/1/0 | NC-DC-023-PE-T4-02 | xe-0/0/7 | Uplink | LLDP | 10000 | NC-DC-023-CBL-0703 | Orange | ODF-4/P11 | ODF-1/P21
LNK-01428 | NC-DC-023-AGG-R02 | et-0/1/0 | NC-DC-023-PE-T4-02 | xe-0/0/7 | Uplink | OSPF | 10000
LNK-01429 | NC-DC-023-AGG-R02 | et-0/1/0 | NC-DC-023-PE-T4-02 | xe-0/0/7 | Uplink | ISIS | 10000
LNK-01430 | NC-DC-023-AGG-R02 | et-0/1/1 | NC-DC-023-PE-T4-03 | 1/1/c7 | Uplink | LLDP | 10000 | NC-DC-023-CBL-0704 | Green | ODF-4/P10 | ODF-3/P5
LNK-01431 | NC-DC-023-AGG-R02 | et-0/1/1 | NC-DC-023-PE-T4-03 | 1/1/c7 | Uplink | OSPF | 10000
LNK-01432 | NC-DC-023-AGG-R02 | et-0/1/1 | NC-DC-023-PE-T4-03 | 1/1/c7 | Uplink | ISIS | 10000
LNK-01433 | NC-DC-023-OLA-01 | 1/2/c1 | NC-DC-023-AGG-R01 | et-0/1/2 | Uplink | LLDP | 100000 | NC-DC-023-CBL-0705 | Orange | ODF-4/P10 | ODF-4/P22
LNK-01434 | NC-DC-023-OLA-02 | 1-A-1 | NC-DC-023-AGG-R02 | et-0/1/2 | Uplink | LLDP | 100000 | NC-DC-023-CBL-0706 | Slate | ODF-2/P7 | ODF-4/P14
LNK-01435 | NC-DC-023-FW-01 | port1 | NC-DC-023-AGG-R01 | xe-0/0/0 | Uplink | LLDP | 10000 | NC-DC-023-CBL-0707 | Blue | ODF-4/P7 | ODF-3/P12
LNK-01436 | NC-DC-023-FW-01 | port2 | NC-DC-023-AGG-R02 | xe-0/0/0 | Uplink | LLDP | 10000 | NC-DC-023-CBL-0708 | Blue | ODF-1/P11 | ODF-3/P17
LNK-01437 | NC-DC-023-MMR-SW-01 | Hu0/0/1/0 | NC-DC-023-AGG-R01 | xe-0/0/1 | Uplink | LLDP | 10000 | NC-DC-023-CBL-0709 | Yellow | ODF-1/P24 | ODF-4/P23
LNK-01438 | NC-DC-023-MMR-SW-01 | Hu0/0/1/1 | NC-DC-023-AGG-R02 | xe-0/0/1 | Uplink | LLDP | 10000 | NC-DC-023-CBL-0710 | Blue | ODF-2/P11 | ODF-4/P15
LNK-01439 | NC-DC-023-MMR-SW-02 | Ethernet49/1 | NC-DC-023-AGG-R02 | xe-0/0/2 | Uplink | LLDP | 10000 | NC-DC-023-CBL-0711 | Orange | ODF-2/P15 | ODF-4/P13
LNK-01440 | NC-DC-023-MMR-SW-02 | Ethernet49/2 | NC-DC-023-AGG-R01 | xe-0/0/2 | Uplink | LLDP | 10000 | NC-DC-023-CBL-0712 | Yellow | ODF-4/P10 | ODF-3/P17
LNK-01441 | NC-DC-023-MMR-SW-03 | Hu0/0/1/0 | NC-DC-023-AGG-R01 | xe-0/0/3 | Uplink | LLDP | 10000 | NC-DC-023-CBL-0713 | White | ODF-1/P8 | ODF-1/P17
LNK-01442 | NC-DC-023-MMR-SW-03 | Hu0/0/1/1 | NC-DC-023-AGG-R02 | xe-0/0/3 | Uplink | LLDP | 10000 | NC-DC-023-CBL-0714 | Orange | ODF-1/P16 | ODF-2/P4
LNK-01443 | NC-DC-023-MMR-SW-04 | et-0/1/0 | NC-DC-023-AGG-R02 | xe-0/0/4 | Uplink | LLDP | 10000 | NC-DC-023-CBL-0715 | Slate | ODF-4/P2 | ODF-4/P9
LNK-01444 | NC-DC-023-MMR-SW-04 | et-0/1/1 | NC-DC-023-AGG-R01 | xe-0/0/4 | Uplink | LLDP | 10000 | NC-DC-023-CBL-0716 | Blue | ODF-4/P1 | ODF-1/P1
LNK-01445 | NC-DC-023-MMR-SW-05 | Ethernet49/1 | NC-DC-023-AGG-R01 | xe-0/0/5 | Uplink | LLDP | 10000 | NC-DC-023-CBL-0717 | Aqua | ODF-1/P6 | ODF-3/P22
LNK-01446 | NC-DC-023-MMR-SW-05 | Ethernet49/2 | NC-DC-023-AGG-R02 | xe-0/0/5 | Uplink | LLDP | 10000 | NC-DC-023-CBL-0718 | Blue | ODF-2/P24 | ODF-1/P24
LNK-01447 | NC-DC-023-MMR-SW-06 | Hu0/0/1/0 | NC-DC-023-AGG-R02 | xe-0/0/6 | Uplink | LLDP | 10000 | NC-DC-023-CBL-0719 | Red | ODF-1/P21 | ODF-3/P15
LNK-01448 | NC-DC-023-MMR-SW-06 | Hu0/0/1/1 | NC-DC-023-AGG-R01 | xe-0/0/6 | Uplink | LLDP | 10000 | NC-DC-023-CBL-0720 | Green | ODF-4/P18 | ODF-3/P10
LNK-01449 | NC-DC-023-MMR-SW-07 | Ethernet49/1 | NC-DC-023-AGG-R01 | xe-0/0/7 | Uplink | LLDP | 10000 | NC-DC-023-CBL-0721 | Yellow | ODF-3/P8 | ODF-2/P3
LNK-01450 | NC-DC-023-MMR-SW-07 | Ethernet49/2 | NC-DC-023-AGG-R02 | xe-0/0/7 | Uplink | LLDP | 10000 | NC-DC-023-CBL-0722 | White | ODF-1/P8 | ODF-2/P15
LNK-01451 | NC-DC-023-TOR-001 | Ethernet1 | NC-DC-023-MMR-SW-01 | Te0/0/0/0 | Access | LLDP | 10000 | NC-DC-023-CBL-0723 | Slate | ODF-3/P24 | ODF-2/P10
LNK-01452 | NC-DC-023-TOR-001 | Ethernet2 | NC-DC-023-MMR-SW-02 | Ethernet1 | Access | LLDP | 10000 | NC-DC-023-CBL-0724 | White | ODF-4/P22 | ODF-4/P15
LNK-01453 | NC-DC-023-TOR-002 | Te0/0/0/0 | NC-DC-023-MMR-SW-02 | Ethernet2 | Access | LLDP | 10000 | NC-DC-023-CBL-0725 | Violet | ODF-2/P19 | ODF-2/P13
LNK-01454 | NC-DC-023-TOR-002 | Te0/0/0/1 | NC-DC-023-MMR-SW-03 | Te0/0/0/0 | Access | LLDP | 10000 | NC-DC-023-CBL-0726 | Red | ODF-2/P10 | ODF-1/P19
LNK-01455 | NC-DC-023-TOR-003 | Ethernet1 | NC-DC-023-MMR-SW-03 | Te0/0/0/1 | Access | LLDP | 10000 | NC-DC-023-CBL-0727 | Orange | ODF-1/P2 | ODF-2/P22
LNK-01456 | NC-DC-023-TOR-003 | Ethernet2 | NC-DC-023-MMR-SW-04 | xe-0/0/0 | Access | LLDP | 10000 | NC-DC-023-CBL-0728 | Aqua | ODF-4/P16 | ODF-1/P20
LNK-01457 | NC-DC-023-TOR-004 | Ethernet1 | NC-DC-023-MMR-SW-04 | xe-0/0/1 | Access | LLDP | 10000 | NC-DC-023-CBL-0729 | Blue | ODF-1/P1 | ODF-4/P20
LNK-01458 | NC-DC-023-TOR-004 | Ethernet2 | NC-DC-023-MMR-SW-05 | Ethernet1 | Access | LLDP | 10000 | NC-DC-023-CBL-0730 | Yellow | ODF-4/P11 | ODF-4/P6
LNK-01459 | NC-DC-023-TOR-005 | Te0/0/0/0 | NC-DC-023-MMR-SW-05 | Ethernet2 | Access | LLDP | 10000 | NC-DC-023-CBL-0731 | Rose | ODF-1/P1 | ODF-4/P16
LNK-01460 | NC-DC-023-TOR-005 | Te0/0/0/1 | NC-DC-023-MMR-SW-06 | Te0/0/0/0 | Access | LLDP | 10000 | NC-DC-023-CBL-0732 | Brown | ODF-2/P13 | ODF-3/P4
LNK-01461 | WA-DC-024-PE-T4-01 | et-0/1/0 | WA-DC-024-PE-T4-02 | et-0/1/0 | Fabric | LLDP | 100000 | WA-DC-024-CBL-0733 | Yellow | ODF-4/P3 | ODF-1/P12
LNK-01462 | WA-DC-024-PE-T4-01 | et-0/1/0 | WA-DC-024-PE-T4-02 | et-0/1/0 | Fabric | OSPF | 100000
LNK-01463 | WA-DC-024-PE-T4-01 | et-0/1/0 | WA-DC-024-PE-T4-02 | et-0/1/0 | Fabric | ISIS | 100000
LNK-01464 | WA-DC-024-PE-T4-01 | et-0/1/0 | WA-DC-024-PE-T4-02 | et-0/1/0 | Fabric | BGP | 100000
LNK-01465 | WA-DC-024-PE-T4-01 | et-0/1/0 | WA-DC-024-PE-T4-02 | et-0/1/0 | Fabric | LSP | 100000
LNK-01466 | WA-DC-024-PE-T4-01 | et-0/1/1 | WA-DC-024-PE-T4-03 | Hu0/0/1/0 | Fabric | LLDP | 100000 | WA-DC-024-CBL-0734 | Violet | ODF-4/P4 | ODF-4/P10
LNK-01467 | WA-DC-024-PE-T4-01 | et-0/1/1 | WA-DC-024-PE-T4-03 | Hu0/0/1/0 | Fabric | OSPF | 100000
LNK-01468 | WA-DC-024-PE-T4-01 | et-0/1/1 | WA-DC-024-PE-T4-03 | Hu0/0/1/0 | Fabric | ISIS | 100000
LNK-01469 | WA-DC-024-PE-T4-01 | et-0/1/1 | WA-DC-024-PE-T4-03 | Hu0/0/1/0 | Fabric | BGP | 100000
LNK-01470 | WA-DC-024-PE-T4-01 | et-0/1/1 | WA-DC-024-PE-T4-03 | Hu0/0/1/0 | Fabric | LSP | 100000
LNK-01471 | WA-DC-024-PE-T4-01 | et-0/1/2 | WA-DC-024-PE-T4-04 | Hu0/0/1/0 | Fabric | LLDP | 100000 | WA-DC-024-CBL-0735 | Red | ODF-2/P9 | ODF-4/P4
LNK-01472 | WA-DC-024-PE-T4-01 | et-0/1/2 | WA-DC-024-PE-T4-04 | Hu0/0/1/0 | Fabric | OSPF | 100000
LNK-01473 | WA-DC-024-PE-T4-01 | et-0/1/2 | WA-DC-024-PE-T4-04 | Hu0/0/1/0 | Fabric | ISIS | 100000
LNK-01474 | WA-DC-024-PE-T4-01 | et-0/1/2 | WA-DC-024-PE-T4-04 | Hu0/0/1/0 | Fabric | BGP | 100000
LNK-01475 | WA-DC-024-PE-T4-01 | et-0/1/2 | WA-DC-024-PE-T4-04 | Hu0/0/1/0 | Fabric | LSP | 100000
LNK-01476 | WA-DC-024-PE-T4-02 | et-0/1/1 | WA-DC-024-PE-T4-03 | Hu0/0/1/1 | Fabric | LLDP | 100000 | WA-DC-024-CBL-0736 | Red | ODF-4/P11 | ODF-2/P19
LNK-01477 | WA-DC-024-PE-T4-02 | et-0/1/1 | WA-DC-024-PE-T4-03 | Hu0/0/1/1 | Fabric | OSPF | 100000
LNK-01478 | WA-DC-024-PE-T4-02 | et-0/1/1 | WA-DC-024-PE-T4-03 | Hu0/0/1/1 | Fabric | ISIS | 100000
LNK-01479 | WA-DC-024-PE-T4-02 | et-0/1/1 | WA-DC-024-PE-T4-03 | Hu0/0/1/1 | Fabric | BGP | 100000
LNK-01480 | WA-DC-024-PE-T4-02 | et-0/1/1 | WA-DC-024-PE-T4-03 | Hu0/0/1/1 | Fabric | LSP | 100000
LNK-01481 | WA-DC-024-PE-T4-02 | et-0/1/2 | WA-DC-024-PE-T4-04 | Hu0/0/1/1 | Fabric | LLDP | 100000 | WA-DC-024-CBL-0737 | Yellow | ODF-1/P13 | ODF-1/P18
LNK-01482 | WA-DC-024-PE-T4-02 | et-0/1/2 | WA-DC-024-PE-T4-04 | Hu0/0/1/1 | Fabric | OSPF | 100000
LNK-01483 | WA-DC-024-PE-T4-02 | et-0/1/2 | WA-DC-024-PE-T4-04 | Hu0/0/1/1 | Fabric | ISIS | 100000
LNK-01484 | WA-DC-024-PE-T4-02 | et-0/1/2 | WA-DC-024-PE-T4-04 | Hu0/0/1/1 | Fabric | BGP | 100000
LNK-01485 | WA-DC-024-PE-T4-02 | et-0/1/2 | WA-DC-024-PE-T4-04 | Hu0/0/1/1 | Fabric | LSP | 100000
LNK-01486 | WA-DC-024-PE-T4-03 | Hu0/0/1/2 | WA-DC-024-PE-T4-04 | Hu0/0/1/2 | Fabric | LLDP | 100000 | WA-DC-024-CBL-0738 | Violet | ODF-3/P7 | ODF-1/P20
LNK-01487 | WA-DC-024-PE-T4-03 | Hu0/0/1/2 | WA-DC-024-PE-T4-04 | Hu0/0/1/2 | Fabric | OSPF | 100000
LNK-01488 | WA-DC-024-PE-T4-03 | Hu0/0/1/2 | WA-DC-024-PE-T4-04 | Hu0/0/1/2 | Fabric | ISIS | 100000
LNK-01489 | WA-DC-024-PE-T4-03 | Hu0/0/1/2 | WA-DC-024-PE-T4-04 | Hu0/0/1/2 | Fabric | BGP | 100000
LNK-01490 | WA-DC-024-PE-T4-03 | Hu0/0/1/2 | WA-DC-024-PE-T4-04 | Hu0/0/1/2 | Fabric | LSP | 100000
LNK-01491 | WA-DC-024-AGG-R01 | et-0/1/0 | WA-DC-024-PE-T4-01 | xe-0/0/6 | Uplink | LLDP | 10000 | WA-DC-024-CBL-0739 | Aqua | ODF-2/P19 | ODF-3/P11
LNK-01492 | WA-DC-024-AGG-R01 | et-0/1/0 | WA-DC-024-PE-T4-01 | xe-0/0/6 | Uplink | OSPF | 10000
LNK-01493 | WA-DC-024-AGG-R01 | et-0/1/0 | WA-DC-024-PE-T4-01 | xe-0/0/6 | Uplink | ISIS | 10000
LNK-01494 | WA-DC-024-AGG-R01 | et-0/1/1 | WA-DC-024-PE-T4-02 | xe-0/0/6 | Uplink | LLDP | 10000 | WA-DC-024-CBL-0740 | Yellow | ODF-1/P3 | ODF-2/P17
LNK-01495 | WA-DC-024-AGG-R01 | et-0/1/1 | WA-DC-024-PE-T4-02 | xe-0/0/6 | Uplink | OSPF | 10000
LNK-01496 | WA-DC-024-AGG-R01 | et-0/1/1 | WA-DC-024-PE-T4-02 | xe-0/0/6 | Uplink | ISIS | 10000
LNK-01497 | WA-DC-024-AGG-R02 | et-0/1/0 | WA-DC-024-PE-T4-02 | xe-0/0/7 | Uplink | LLDP | 10000 | WA-DC-024-CBL-0741 | Brown | ODF-3/P12 | ODF-1/P9
LNK-01498 | WA-DC-024-AGG-R02 | et-0/1/0 | WA-DC-024-PE-T4-02 | xe-0/0/7 | Uplink | OSPF | 10000
LNK-01499 | WA-DC-024-AGG-R02 | et-0/1/0 | WA-DC-024-PE-T4-02 | xe-0/0/7 | Uplink | ISIS | 10000
LNK-01500 | WA-DC-024-AGG-R02 | et-0/1/1 | WA-DC-024-PE-T4-03 | Te0/0/0/6 | Uplink | LLDP | 10000 | WA-DC-024-CBL-0742 | Orange | ODF-4/P17 | ODF-4/P2
LNK-01501 | WA-DC-024-AGG-R02 | et-0/1/1 | WA-DC-024-PE-T4-03 | Te0/0/0/6 | Uplink | OSPF | 10000
LNK-01502 | WA-DC-024-AGG-R02 | et-0/1/1 | WA-DC-024-PE-T4-03 | Te0/0/0/6 | Uplink | ISIS | 10000
LNK-01503 | WA-DC-024-OLA-01 | 1/2/c1 | WA-DC-024-AGG-R01 | et-0/1/2 | Uplink | LLDP | 100000 | WA-DC-024-CBL-0743 | Black | ODF-2/P5 | ODF-1/P18
LNK-01504 | WA-DC-024-FW-01 | port1 | WA-DC-024-AGG-R01 | xe-0/0/0 | Uplink | LLDP | 10000 | WA-DC-024-CBL-0744 | Violet | ODF-1/P2 | ODF-3/P17
LNK-01505 | WA-DC-024-FW-01 | port2 | WA-DC-024-AGG-R02 | xe-0/0/0 | Uplink | LLDP | 10000 | WA-DC-024-CBL-0745 | Brown | ODF-2/P22 | ODF-2/P22
LNK-01506 | WA-DC-024-MMR-SW-01 | et-0/1/0 | WA-DC-024-AGG-R01 | xe-0/0/1 | Uplink | LLDP | 10000 | WA-DC-024-CBL-0746 | Brown | ODF-1/P2 | ODF-2/P10
LNK-01507 | WA-DC-024-MMR-SW-01 | et-0/1/1 | WA-DC-024-AGG-R02 | xe-0/0/1 | Uplink | LLDP | 10000 | WA-DC-024-CBL-0747 | Rose | ODF-3/P20 | ODF-1/P10
LNK-01508 | WA-DC-024-MMR-SW-02 | et-0/1/0 | WA-DC-024-AGG-R02 | xe-0/0/2 | Uplink | LLDP | 10000 | WA-DC-024-CBL-0748 | Violet | ODF-1/P14 | ODF-4/P19
LNK-01509 | WA-DC-024-MMR-SW-02 | et-0/1/1 | WA-DC-024-AGG-R01 | xe-0/0/2 | Uplink | LLDP | 10000 | WA-DC-024-CBL-0749 | Orange | ODF-1/P7 | ODF-4/P7
LNK-01510 | WA-DC-024-MMR-SW-03 | Ethernet49/1 | WA-DC-024-AGG-R01 | xe-0/0/3 | Uplink | LLDP | 10000 | WA-DC-024-CBL-0750 | Aqua | ODF-3/P5 | ODF-1/P1
LNK-01511 | WA-DC-024-MMR-SW-03 | Ethernet49/2 | WA-DC-024-AGG-R02 | xe-0/0/3 | Uplink | LLDP | 10000 | WA-DC-024-CBL-0751 | Orange | ODF-2/P2 | ODF-1/P11
LNK-01512 | WA-DC-024-MMR-SW-04 | et-0/1/0 | WA-DC-024-AGG-R02 | xe-0/0/4 | Uplink | LLDP | 10000 | WA-DC-024-CBL-0752 | Green | ODF-3/P1 | ODF-3/P18
LNK-01513 | WA-DC-024-MMR-SW-04 | et-0/1/1 | WA-DC-024-AGG-R01 | xe-0/0/4 | Uplink | LLDP | 10000 | WA-DC-024-CBL-0753 | Blue | ODF-3/P13 | ODF-1/P23
LNK-01514 | WA-DC-024-TOR-001 | xe-0/0/0 | WA-DC-024-MMR-SW-01 | xe-0/0/0 | Access | LLDP | 10000 | WA-DC-024-CBL-0754 | Violet | ODF-2/P3 | ODF-2/P4
LNK-01515 | WA-DC-024-TOR-001 | xe-0/0/1 | WA-DC-024-MMR-SW-02 | xe-0/0/0 | Access | LLDP | 10000 | WA-DC-024-CBL-0755 | White | ODF-3/P5 | ODF-1/P18
LNK-01516 | WA-DC-024-TOR-002 | Ethernet1 | WA-DC-024-MMR-SW-02 | xe-0/0/1 | Access | LLDP | 10000 | WA-DC-024-CBL-0756 | Aqua | ODF-4/P12 | ODF-4/P20
LNK-01517 | WA-DC-024-TOR-002 | Ethernet2 | WA-DC-024-MMR-SW-03 | Ethernet1 | Access | LLDP | 10000 | WA-DC-024-CBL-0757 | Green | ODF-1/P15 | ODF-2/P16
LNK-01518 | WA-DC-024-TOR-003 | xe-0/0/0 | WA-DC-024-MMR-SW-03 | Ethernet2 | Access | LLDP | 10000 | WA-DC-024-CBL-0758 | Green | ODF-4/P24 | ODF-3/P18
LNK-01519 | WA-DC-024-TOR-003 | xe-0/0/1 | WA-DC-024-MMR-SW-04 | xe-0/0/0 | Access | LLDP | 10000 | WA-DC-024-CBL-0759 | Red | ODF-1/P15 | ODF-2/P19
LNK-01520 | VA-DC-001-PE-T4-01 | xe-0/0/3 | NC-DC-023-PE-T4-04 | 1/1/c2 | Backhaul | LLDP | 10000 | VA-DC-001-CBL-0760 | Black | ODF-3/P21 | ODF-1/P15
LNK-01521 | VA-DC-001-PE-T4-01 | xe-0/0/3 | NC-DC-023-PE-T4-04 | 1/1/c2 | Backhaul | BGP | 10000
LNK-01522 | VA-DC-001-PE-T4-01 | xe-0/0/4 | UT-DC-019-PE-T4-01 | xe-0/0/4 | Backhaul | LLDP | 10000 | VA-DC-001-CBL-0761 | Violet | ODF-4/P19 | ODF-4/P9
LNK-01523 | VA-DC-001-PE-T4-01 | xe-0/0/4 | UT-DC-019-PE-T4-01 | xe-0/0/4 | Peering | BGP | 10000
LNK-01524 | VA-DC-001-PE-T4-01 | xe-0/0/5 | NJ-DC-012-PE-T4-04 | xe-0/0/3 | Uplink | LLDP | 10000 | VA-DC-001-CBL-0762 | Aqua | ODF-4/P23 | ODF-1/P2
LNK-01525 | VA-DC-001-PE-T4-01 | xe-0/0/5 | NJ-DC-012-PE-T4-04 | xe-0/0/3 | Peering | BGP | 10000
LNK-01526 | VA-DC-001-PE-T4-01 | xe-0/0/5 | NJ-DC-012-PE-T4-04 | xe-0/0/3 | Uplink | LSP | 10000
LNK-01527 | VA-DC-001-PE-T4-01 | xe-0/0/2 | CA-DC-021-PE-T4-02 | xe-0/0/2 | Uplink | LLDP | 10000 | VA-DC-001-CBL-0763 | Green | ODF-1/P19 | ODF-4/P5
LNK-01528 | VA-DC-001-PE-T4-01 | xe-0/0/2 | CA-DC-021-PE-T4-02 | xe-0/0/2 | Peering | BGP | 10000
LNK-01529 | VA-DC-001-PE-T4-01 | xe-0/0/1 | TX-DC-006-PE-T4-02 | xe-0/0/1 | Backhaul | LLDP | 10000 | VA-DC-001-CBL-0764 | Orange | ODF-4/P9 | ODF-4/P13
LNK-01530 | VA-DC-001-PE-T4-01 | xe-0/0/1 | TX-DC-006-PE-T4-02 | xe-0/0/1 | Peering | BGP | 10000
LNK-01531 | VA-DC-001-PE-T4-01 | xe-0/0/1 | TX-DC-006-PE-T4-02 | xe-0/0/1 | Backhaul | LSP | 10000
LNK-01532 | CA-DC-008-PE-T4-03 | Te0/0/0/2 | CA-DC-021-PE-T4-02 | xe-0/0/5 | Backhaul | LLDP | 10000 | CA-DC-008-CBL-0765 | Blue | ODF-4/P14 | ODF-1/P22
LNK-01533 | CA-DC-008-PE-T4-03 | Te0/0/0/2 | CA-DC-021-PE-T4-02 | xe-0/0/5 | Peering | BGP | 10000
LNK-01534 | CA-DC-008-PE-T4-03 | Te0/0/0/2 | CA-DC-021-PE-T4-02 | xe-0/0/5 | Backhaul | LSP | 10000
LNK-01535 | CA-DC-020-PE-T4-02 | xe-0/0/3 | NC-DC-023-PE-T4-02 | xe-0/0/1 | Uplink | LLDP | 10000 | CA-DC-020-CBL-0766 | Brown | ODF-1/P12 | ODF-4/P8
LNK-01536 | CA-DC-020-PE-T4-02 | xe-0/0/3 | NC-DC-023-PE-T4-02 | xe-0/0/1 | Peering | BGP | 10000
LNK-01537 | CA-DC-020-PE-T4-02 | xe-0/0/3 | NC-DC-023-PE-T4-02 | xe-0/0/1 | Uplink | LSP | 10000
LNK-01538 | FL-DC-018-PE-T4-03 | xe-0/0/3 | CA-DC-008-PE-T4-01 | xe-0/0/1 | Backhaul | LLDP | 10000 | FL-DC-018-CBL-0767 | Rose | ODF-3/P14 | ODF-3/P3
LNK-01539 | FL-DC-018-PE-T4-03 | xe-0/0/3 | CA-DC-008-PE-T4-01 | xe-0/0/1 | Peering | BGP | 10000
LNK-01540 | FL-DC-018-PE-T4-03 | xe-0/0/3 | CA-DC-008-PE-T4-01 | xe-0/0/1 | Backhaul | LSP | 10000
LNK-01541 | TX-DC-006-PE-T4-03 | 1/1/c6 | VA-DC-001-PE-T4-02 | xe-0/0/3 | Backhaul | LLDP | 10000 | TX-DC-006-CBL-0768 | Black | ODF-1/P9 | ODF-1/P1
LNK-01542 | TX-DC-006-PE-T4-03 | 1/1/c6 | VA-DC-001-PE-T4-02 | xe-0/0/3 | Peering | BGP | 10000
LNK-01543 | NC-DC-023-PE-T4-01 | xe-0/0/4 | VA-DC-004-PE-T4-01 | xe-0/0/2 | Backhaul | LLDP | 10000 | NC-DC-023-CBL-0769 | Black | ODF-2/P9 | ODF-1/P15
LNK-01544 | NC-DC-023-PE-T4-01 | xe-0/0/4 | VA-DC-004-PE-T4-01 | xe-0/0/2 | Peering | BGP | 10000
LNK-01545 | OH-DC-017-PE-T4-04 | xe-0/0/2 | CA-DC-008-PE-T4-04 | Te0/0/0/4 | Backhaul | LLDP | 10000 | OH-DC-017-CBL-0770 | Blue | ODF-4/P21 | ODF-4/P1
LNK-01546 | OH-DC-017-PE-T4-04 | xe-0/0/2 | CA-DC-008-PE-T4-04 | Te0/0/0/4 | Peering | BGP | 10000
LNK-01547 | OH-DC-017-PE-T4-04 | xe-0/0/2 | CA-DC-008-PE-T4-04 | Te0/0/0/4 | Backhaul | LSP | 10000
LNK-01548 | AZ-DC-010-PE-T4-02 | xe-0/0/3 | OR-DC-014-PE-T4-01 | xe-0/0/2 | Uplink | LLDP | 10000 | AZ-DC-010-CBL-0771 | Red | ODF-2/P5 | ODF-3/P13
LNK-01549 | AZ-DC-010-PE-T4-02 | xe-0/0/3 | OR-DC-014-PE-T4-01 | xe-0/0/2 | Peering | BGP | 10000
LNK-01550 | AZ-DC-010-PE-T4-02 | xe-0/0/5 | TX-DC-006-PE-T4-01 | xe-0/0/5 | Uplink | LLDP | 10000 | AZ-DC-010-CBL-0772 | Blue | ODF-3/P23 | ODF-4/P14
LNK-01551 | AZ-DC-010-PE-T4-02 | xe-0/0/5 | TX-DC-006-PE-T4-01 | xe-0/0/5 | Peering | BGP | 10000
LNK-01552 | AZ-DC-010-PE-T4-02 | xe-0/0/5 | TX-DC-006-PE-T4-01 | xe-0/0/5 | Uplink | LSP | 10000
LNK-01553 | TX-DC-022-PE-T4-04 | xe-0/0/2 | CO-DC-015-PE-T4-03 | 1/1/c3 | Backhaul | LLDP | 10000 | TX-DC-022-CBL-0773 | Black | ODF-1/P14 | ODF-4/P22
LNK-01554 | TX-DC-022-PE-T4-04 | xe-0/0/2 | CO-DC-015-PE-T4-03 | 1/1/c3 | Peering | BGP | 10000
LNK-01555 | VA-DC-002-PE-T4-03 | xe-0/0/5 | TX-DC-007-PE-T4-02 | xe-0/0/3 | Backhaul | LLDP | 10000 | VA-DC-002-CBL-0774 | Rose | ODF-4/P23 | ODF-2/P13
LNK-01556 | VA-DC-002-PE-T4-03 | xe-0/0/5 | TX-DC-007-PE-T4-02 | xe-0/0/3 | Peering | BGP | 10000
LNK-01557 | VA-DC-003-PE-T4-03 | xe-0/0/1 | AZ-DC-010-PE-T4-04 | Te0/0/0/3 | Backhaul | LLDP | 10000 | VA-DC-003-CBL-0775 | Red | ODF-1/P12 | ODF-3/P24
LNK-01558 | VA-DC-003-PE-T4-03 | xe-0/0/1 | AZ-DC-010-PE-T4-04 | Te0/0/0/3 | Peering | BGP | 10000
LNK-01559 | VA-DC-003-PE-T4-03 | xe-0/0/1 | AZ-DC-010-PE-T4-04 | Te0/0/0/3 | Backhaul | LSP | 10000
LNK-01560 | VA-DC-002-PE-T4-03 | xe-0/0/2 | IL-DC-009-PE-T4-02 | xe-0/0/2 | Backhaul | LLDP | 10000 | VA-DC-002-CBL-0776 | Orange | ODF-4/P7 | ODF-1/P8
LNK-01561 | VA-DC-002-PE-T4-03 | xe-0/0/2 | IL-DC-009-PE-T4-02 | xe-0/0/2 | Peering | BGP | 10000
LNK-01562 | VA-DC-002-PE-T4-03 | xe-0/0/2 | IL-DC-009-PE-T4-02 | xe-0/0/2 | Backhaul | LSP | 10000
LNK-01563 | TX-DC-022-PE-T4-02 | xe-0/0/2 | VA-DC-001-PE-T4-03 | xe-0/0/3 | Uplink | LLDP | 10000 | TX-DC-022-CBL-0777 | Slate | ODF-4/P16 | ODF-1/P9
LNK-01564 | TX-DC-022-PE-T4-02 | xe-0/0/2 | VA-DC-001-PE-T4-03 | xe-0/0/3 | Peering | BGP | 10000
LNK-01565 | TX-DC-022-PE-T4-02 | xe-0/0/2 | VA-DC-001-PE-T4-03 | xe-0/0/3 | Uplink | LSP | 10000
LNK-01566 | WA-DC-024-PE-T4-03 | Te0/0/0/5 | VA-DC-004-PE-T4-01 | xe-0/0/3 | Backhaul | LLDP | 10000 | WA-DC-024-CBL-0778 | Aqua | ODF-4/P9 | ODF-2/P3
LNK-01567 | WA-DC-024-PE-T4-03 | Te0/0/0/5 | VA-DC-004-PE-T4-01 | xe-0/0/3 | Peering | BGP | 10000
LNK-01568 | WA-DC-024-PE-T4-03 | Te0/0/0/5 | VA-DC-004-PE-T4-01 | xe-0/0/3 | Backhaul | LSP | 10000
LNK-01569 | CA-DC-021-PE-T4-04 | 1/1/c6 | TX-DC-007-PE-T4-02 | xe-0/0/4 | Uplink | LLDP | 10000 | CA-DC-021-CBL-0779 | Brown | ODF-4/P14 | ODF-1/P24
LNK-01570 | CA-DC-021-PE-T4-04 | 1/1/c6 | TX-DC-007-PE-T4-02 | xe-0/0/4 | Peering | BGP | 10000
LNK-01571 | CA-DC-021-PE-T4-04 | 1/1/c6 | TX-DC-007-PE-T4-02 | xe-0/0/4 | Uplink | LSP | 10000
LNK-01572 | NC-DC-023-PE-T4-02 | xe-0/0/3 | OH-DC-016-PE-T4-01 | xe-0/0/1 | Backhaul | LLDP | 10000 | NC-DC-023-CBL-0780 | Rose | ODF-3/P3 | ODF-3/P16
LNK-01573 | NC-DC-023-PE-T4-02 | xe-0/0/3 | OH-DC-016-PE-T4-01 | xe-0/0/1 | Peering | BGP | 10000
LNK-01574 | OH-DC-017-PE-T4-03 | xe-0/0/1 | GA-DC-011-PE-T4-03 | xe-0/0/1 | Uplink | LLDP | 10000 | OH-DC-017-CBL-0781 | Yellow | ODF-3/P21 | ODF-3/P16
LNK-01575 | OH-DC-017-PE-T4-03 | xe-0/0/1 | GA-DC-011-PE-T4-03 | xe-0/0/1 | Peering | BGP | 10000
LNK-01576 | CA-DC-008-PE-T4-04 | Te0/0/0/2 | GA-DC-011-PE-T4-01 | xe-0/0/4 | Uplink | LLDP | 10000 | CA-DC-008-CBL-0782 | Blue | ODF-3/P17 | ODF-1/P21
LNK-01577 | CA-DC-008-PE-T4-04 | Te0/0/0/2 | GA-DC-011-PE-T4-01 | xe-0/0/4 | Peering | BGP | 10000
LNK-01578 | CA-DC-008-PE-T4-04 | Te0/0/0/2 | GA-DC-011-PE-T4-01 | xe-0/0/4 | Uplink | LSP | 10000
LNK-01579 | CA-DC-020-PE-T4-03 | xe-0/0/3 | VA-DC-002-PE-T4-04 | xe-0/0/3 | Uplink | LLDP | 10000 | CA-DC-020-CBL-0783 | Slate | ODF-2/P2 | ODF-4/P21
LNK-01580 | CA-DC-020-PE-T4-03 | xe-0/0/3 | VA-DC-002-PE-T4-04 | xe-0/0/3 | Peering | BGP | 10000
LNK-01581 | OH-DC-016-PE-T4-01 | xe-0/0/5 | TX-DC-006-PE-T4-01 | xe-0/0/2 | Backhaul | LLDP | 10000 | OH-DC-016-CBL-0784 | Black | ODF-2/P13 | ODF-1/P11
LNK-01582 | OH-DC-016-PE-T4-01 | xe-0/0/5 | TX-DC-006-PE-T4-01 | xe-0/0/2 | Peering | BGP | 10000
LNK-01583 | OH-DC-016-PE-T4-01 | xe-0/0/5 | TX-DC-006-PE-T4-01 | xe-0/0/2 | Backhaul | LSP | 10000
LNK-01584 | TX-DC-006-PE-T4-04 | 1/1/c2 | TX-DC-007-PE-T4-01 | xe-0/0/2 | Uplink | LLDP | 10000 | TX-DC-006-CBL-0785 | Green | ODF-2/P16 | ODF-2/P13
LNK-01585 | TX-DC-006-PE-T4-04 | 1/1/c2 | TX-DC-007-PE-T4-01 | xe-0/0/2 | Peering | BGP | 10000
LNK-01586 | VA-DC-004-PE-T4-02 | xe-0/0/5 | IL-DC-009-PE-T4-04 | xe-0/0/5 | Backhaul | LLDP | 10000 | VA-DC-004-CBL-0786 | Blue | ODF-4/P23 | ODF-2/P12
LNK-01587 | VA-DC-004-PE-T4-02 | xe-0/0/5 | IL-DC-009-PE-T4-04 | xe-0/0/5 | Peering | BGP | 10000
LNK-01588 | VA-DC-002-PE-T4-02 | xe-0/0/3 | FL-DC-018-PE-T4-03 | xe-0/0/5 | Uplink | LLDP | 10000 | VA-DC-002-CBL-0787 | Blue | ODF-1/P2 | ODF-2/P24
LNK-01589 | VA-DC-002-PE-T4-02 | xe-0/0/3 | FL-DC-018-PE-T4-03 | xe-0/0/5 | Peering | BGP | 10000
LNK-01590 | VA-DC-004-PE-T4-02 | xe-0/0/3 | TX-DC-005-PE-T4-01 | xe-0/0/5 | Uplink | LLDP | 10000 | VA-DC-004-CBL-0788 | White | ODF-3/P4 | ODF-4/P2
LNK-01591 | VA-DC-004-PE-T4-02 | xe-0/0/3 | TX-DC-005-PE-T4-01 | xe-0/0/5 | Peering | BGP | 10000
LNK-01592 | VA-DC-004-PE-T4-02 | xe-0/0/3 | TX-DC-005-PE-T4-01 | xe-0/0/5 | Uplink | LSP | 10000
LNK-01593 | CO-DC-015-PE-T4-04 | 1/1/c4 | CA-DC-021-PE-T4-03 | 1/1/c3 | Backhaul | LLDP | 10000 | CO-DC-015-CBL-0789 | Rose | ODF-2/P12 | ODF-1/P15
LNK-01594 | CO-DC-015-PE-T4-04 | 1/1/c4 | CA-DC-021-PE-T4-03 | 1/1/c3 | Peering | BGP | 10000
LNK-01595 | CA-DC-020-PE-T4-03 | xe-0/0/2 | VA-DC-003-PE-T4-03 | xe-0/0/5 | Backhaul | LLDP | 10000 | CA-DC-020-CBL-0790 | Black | ODF-4/P14 | ODF-3/P18
LNK-01596 | CA-DC-020-PE-T4-03 | xe-0/0/2 | VA-DC-003-PE-T4-03 | xe-0/0/5 | Peering | BGP | 10000
LNK-01597 | CA-DC-020-PE-T4-03 | xe-0/0/2 | VA-DC-003-PE-T4-03 | xe-0/0/5 | Backhaul | LSP | 10000
LNK-01598 | IL-DC-009-PE-T4-04 | xe-0/0/2 | WA-DC-024-PE-T4-01 | xe-0/0/4 | Backhaul | LLDP | 10000 | IL-DC-009-CBL-0791 | Violet | ODF-1/P21 | ODF-4/P6
LNK-01599 | IL-DC-009-PE-T4-04 | xe-0/0/2 | WA-DC-024-PE-T4-01 | xe-0/0/4 | Peering | BGP | 10000
LNK-01600 | CO-DC-015-PE-T4-02 | xe-0/0/4 | VA-DC-003-PE-T4-04 | xe-0/0/1 | Uplink | LLDP | 10000 | CO-DC-015-CBL-0792 | Red | ODF-1/P20 | ODF-1/P7
LNK-01601 | CO-DC-015-PE-T4-02 | xe-0/0/4 | VA-DC-003-PE-T4-04 | xe-0/0/1 | Peering | BGP | 10000
LNK-01602 | CO-DC-015-PE-T4-01 | xe-0/0/5 | VA-DC-001-PE-T4-03 | xe-0/0/4 | Uplink | LLDP | 10000 | CO-DC-015-CBL-0793 | Rose | ODF-2/P12 | ODF-4/P3
LNK-01603 | CO-DC-015-PE-T4-01 | xe-0/0/5 | VA-DC-001-PE-T4-03 | xe-0/0/4 | Peering | BGP | 10000
LNK-01604 | VA-DC-001-PE-T4-03 | xe-0/0/5 | GA-DC-011-PE-T4-01 | xe-0/0/5 | Uplink | LLDP | 10000 | VA-DC-001-CBL-0794 | Brown | ODF-4/P12 | ODF-3/P10
LNK-01605 | VA-DC-001-PE-T4-03 | xe-0/0/5 | GA-DC-011-PE-T4-01 | xe-0/0/5 | Peering | BGP | 10000
LNK-01606 | VA-DC-001-PE-T4-03 | xe-0/0/5 | GA-DC-011-PE-T4-01 | xe-0/0/5 | Uplink | LSP | 10000
LNK-01607 | NC-DC-023-PE-T4-03 | 1/1/c5 | VA-DC-001-PE-T4-04 | xe-0/0/5 | Backhaul | LLDP | 10000 | NC-DC-023-CBL-0795 | Blue | ODF-3/P21 | ODF-1/P24
LNK-01608 | NC-DC-023-PE-T4-03 | 1/1/c5 | VA-DC-001-PE-T4-04 | xe-0/0/5 | Peering | BGP | 10000
LNK-01609 | CA-DC-008-PE-T4-02 | xe-0/0/5 | VA-DC-002-PE-T4-04 | xe-0/0/4 | Backhaul | LLDP | 10000 | CA-DC-008-CBL-0796 | Brown | ODF-4/P16 | ODF-1/P13
LNK-01610 | CA-DC-008-PE-T4-02 | xe-0/0/5 | VA-DC-002-PE-T4-04 | xe-0/0/4 | Peering | BGP | 10000
LNK-01611 | CA-DC-020-PE-T4-01 | xe-0/0/4 | FL-DC-018-PE-T4-01 | xe-0/0/4 | Backhaul | LLDP | 10000 | CA-DC-020-CBL-0797 | Yellow | ODF-4/P7 | ODF-2/P24
LNK-01612 | CA-DC-020-PE-T4-01 | xe-0/0/4 | FL-DC-018-PE-T4-01 | xe-0/0/4 | Peering | BGP | 10000
LNK-01613 | CA-DC-020-PE-T4-01 | xe-0/0/4 | FL-DC-018-PE-T4-01 | xe-0/0/4 | Backhaul | LSP | 10000
LNK-01614 | OH-DC-017-PE-T4-02 | xe-0/0/2 | TX-DC-022-PE-T4-01 | xe-0/0/1 | Uplink | LLDP | 10000 | OH-DC-017-CBL-0798 | White | ODF-1/P1 | ODF-3/P20
LNK-01615 | OH-DC-017-PE-T4-02 | xe-0/0/2 | TX-DC-022-PE-T4-01 | xe-0/0/1 | Peering | BGP | 10000
LNK-01616 | VA-DC-003-PE-T4-02 | xe-0/0/1 | TX-DC-022-PE-T4-02 | xe-0/0/5 | Backhaul | LLDP | 10000 | VA-DC-003-CBL-0799 | Red | ODF-1/P20 | ODF-1/P11
LNK-01617 | VA-DC-003-PE-T4-02 | xe-0/0/1 | TX-DC-022-PE-T4-02 | xe-0/0/5 | Peering | BGP | 10000
LNK-01618 | NJ-DC-012-PE-T4-03 | xe-0/0/5 | TX-DC-005-PE-T4-03 | 1/1/c5 | Uplink | LLDP | 10000 | NJ-DC-012-CBL-0800 | Black | ODF-3/P8 | ODF-2/P20
LNK-01619 | NJ-DC-012-PE-T4-03 | xe-0/0/5 | TX-DC-005-PE-T4-03 | 1/1/c5 | Peering | BGP | 10000
LNK-01620 | TX-DC-022-PE-T4-01 | xe-0/0/4 | VA-DC-002-PE-T4-03 | xe-0/0/3 | Backhaul | LLDP | 10000 | TX-DC-022-CBL-0801 | Black | ODF-3/P15 | ODF-1/P3
LNK-01621 | TX-DC-022-PE-T4-01 | xe-0/0/4 | VA-DC-002-PE-T4-03 | xe-0/0/3 | Peering | BGP | 10000
LNK-01622 | CA-DC-008-PE-T4-01 | xe-0/0/4 | TX-DC-022-PE-T4-04 | xe-0/0/4 | Backhaul | LLDP | 10000 | CA-DC-008-CBL-0802 | Yellow | ODF-4/P24 | ODF-3/P13
LNK-01623 | CA-DC-008-PE-T4-01 | xe-0/0/4 | TX-DC-022-PE-T4-04 | xe-0/0/4 | Peering | BGP | 10000
LNK-01624 | CA-DC-008-PE-T4-01 | xe-0/0/4 | TX-DC-022-PE-T4-04 | xe-0/0/4 | Backhaul | LSP | 10000
LNK-01625 | TX-DC-022-PE-T4-04 | xe-0/0/5 | VA-DC-004-PE-T4-04 | 1/1/c5 | Backhaul | LLDP | 10000 | TX-DC-022-CBL-0803 | Green | ODF-3/P19 | ODF-2/P16
LNK-01626 | TX-DC-022-PE-T4-04 | xe-0/0/5 | VA-DC-004-PE-T4-04 | 1/1/c5 | Peering | BGP | 10000
LNK-01627 | CA-DC-008-PE-T4-02 | xe-0/0/4 | AZ-DC-010-PE-T4-04 | Te0/0/0/4 | Uplink | LLDP | 10000 | CA-DC-008-CBL-0804 | Brown | ODF-1/P6 | ODF-3/P9
LNK-01628 | CA-DC-008-PE-T4-02 | xe-0/0/4 | AZ-DC-010-PE-T4-04 | Te0/0/0/4 | Peering | BGP | 10000
LNK-01629 | CA-DC-008-PE-T4-02 | xe-0/0/4 | AZ-DC-010-PE-T4-04 | Te0/0/0/4 | Uplink | LSP | 10000
LNK-01630 | TX-DC-006-PE-T4-04 | 1/1/c5 | WA-DC-024-PE-T4-02 | xe-0/0/4 | Backhaul | LLDP | 10000 | TX-DC-006-CBL-0805 | Aqua | ODF-1/P22 | ODF-1/P6
LNK-01631 | TX-DC-006-PE-T4-04 | 1/1/c5 | WA-DC-024-PE-T4-02 | xe-0/0/4 | Peering | BGP | 10000
LNK-01632 | TX-DC-006-PE-T4-04 | 1/1/c5 | WA-DC-024-PE-T4-02 | xe-0/0/4 | Backhaul | LSP | 10000
LNK-01633 | NJ-DC-012-PE-T4-01 | xe-0/0/3 | VA-DC-002-PE-T4-01 | xe-0/0/1 | Backhaul | LLDP | 10000 | NJ-DC-012-CBL-0806 | White | ODF-1/P9 | ODF-3/P19
LNK-01634 | NJ-DC-012-PE-T4-01 | xe-0/0/3 | VA-DC-002-PE-T4-01 | xe-0/0/1 | Peering | BGP | 10000
LNK-01635 | OH-DC-016-PE-T4-02 | xe-0/0/5 | CO-DC-015-PE-T4-03 | 1/1/c6 | Backhaul | LLDP | 10000 | OH-DC-016-CBL-0807 | Red | ODF-2/P8 | ODF-3/P2
LNK-01636 | OH-DC-016-PE-T4-02 | xe-0/0/5 | CO-DC-015-PE-T4-03 | 1/1/c6 | Peering | BGP | 10000
LNK-01637 | OH-DC-016-PE-T4-02 | xe-0/0/5 | CO-DC-015-PE-T4-03 | 1/1/c6 | Backhaul | LSP | 10000
LNK-01638 | CO-DC-015-PE-T4-02 | xe-0/0/5 | TX-DC-007-PE-T4-02 | xe-0/0/1 | Backhaul | LLDP | 10000 | CO-DC-015-CBL-0808 | Blue | ODF-3/P2 | ODF-3/P10
LNK-01639 | CO-DC-015-PE-T4-02 | xe-0/0/5 | TX-DC-007-PE-T4-02 | xe-0/0/1 | Peering | BGP | 10000
LNK-01640 | CO-DC-015-PE-T4-02 | xe-0/0/5 | TX-DC-007-PE-T4-02 | xe-0/0/1 | Backhaul | LSP | 10000
LNK-01641 | TX-DC-007-PE-T4-04 | 1/1/c4 | TX-DC-022-PE-T4-01 | xe-0/0/3 | Backhaul | LLDP | 10000 | TX-DC-007-CBL-0809 | Slate | ODF-4/P2 | ODF-3/P24
LNK-01642 | TX-DC-007-PE-T4-04 | 1/1/c4 | TX-DC-022-PE-T4-01 | xe-0/0/3 | Peering | BGP | 10000
LNK-01643 | TX-DC-007-PE-T4-04 | 1/1/c4 | TX-DC-022-PE-T4-01 | xe-0/0/3 | Backhaul | LSP | 10000
LNK-01644 | VA-DC-003-PE-T4-03 | xe-0/0/4 | OH-DC-017-PE-T4-02 | xe-0/0/5 | Backhaul | LLDP | 10000 | VA-DC-003-CBL-0810 | Orange | ODF-3/P22 | ODF-2/P16
LNK-01645 | VA-DC-003-PE-T4-03 | xe-0/0/4 | OH-DC-017-PE-T4-02 | xe-0/0/5 | Peering | BGP | 10000
LNK-01646 | VA-DC-003-PE-T4-03 | xe-0/0/4 | OH-DC-017-PE-T4-02 | xe-0/0/5 | Backhaul | LSP | 10000
LNK-01647 | VA-DC-001-PE-T4-04 | xe-0/0/4 | CA-DC-021-PE-T4-02 | xe-0/0/4 | Uplink | LLDP | 10000 | VA-DC-001-CBL-0811 | Slate | ODF-4/P1 | ODF-3/P11
LNK-01648 | VA-DC-001-PE-T4-04 | xe-0/0/4 | CA-DC-021-PE-T4-02 | xe-0/0/4 | Peering | BGP | 10000
LNK-01649 | AZ-DC-010-PE-T4-01 | xe-0/0/5 | OH-DC-016-PE-T4-02 | xe-0/0/2 | Backhaul | LLDP | 10000 | AZ-DC-010-CBL-0812 | Red | ODF-4/P13 | ODF-4/P2
LNK-01650 | AZ-DC-010-PE-T4-01 | xe-0/0/5 | OH-DC-016-PE-T4-02 | xe-0/0/2 | Peering | BGP | 10000
LNK-01651 | AZ-DC-010-PE-T4-01 | xe-0/0/5 | OH-DC-016-PE-T4-02 | xe-0/0/2 | Backhaul | LSP | 10000
LNK-01652 | VA-DC-004-PE-T4-04 | 1/1/c4 | OH-DC-017-PE-T4-01 | xe-0/0/4 | Uplink | LLDP | 10000 | VA-DC-004-CBL-0813 | Orange | ODF-2/P14 | ODF-1/P19
LNK-01653 | VA-DC-004-PE-T4-04 | 1/1/c4 | OH-DC-017-PE-T4-01 | xe-0/0/4 | Peering | BGP | 10000
LNK-01654 | VA-DC-004-PE-T4-04 | 1/1/c4 | OH-DC-017-PE-T4-01 | xe-0/0/4 | Uplink | LSP | 10000
LNK-01655 | TX-DC-005-PE-T4-01 | xe-0/0/4 | UT-DC-019-PE-T4-03 | xe-0/0/1 | Uplink | LLDP | 10000 | TX-DC-005-CBL-0814 | White | ODF-2/P6 | ODF-1/P14
LNK-01656 | TX-DC-005-PE-T4-01 | xe-0/0/4 | UT-DC-019-PE-T4-03 | xe-0/0/1 | Peering | BGP | 10000
LNK-01657 | TX-DC-005-PE-T4-01 | xe-0/0/4 | UT-DC-019-PE-T4-03 | xe-0/0/1 | Uplink | LSP | 10000
LNK-01658 | TX-DC-005-PE-T4-02 | xe-0/0/1 | VA-DC-003-PE-T4-01 | xe-0/0/3 | Backhaul | LLDP | 10000 | TX-DC-005-CBL-0815 | Orange | ODF-2/P18 | ODF-1/P6
LNK-01659 | TX-DC-005-PE-T4-02 | xe-0/0/1 | VA-DC-003-PE-T4-01 | xe-0/0/3 | Peering | BGP | 10000
LNK-01660 | TX-DC-005-PE-T4-01 | xe-0/0/1 | CO-DC-015-PE-T4-02 | xe-0/0/1 | Uplink | LLDP | 10000 | TX-DC-005-CBL-0816 | White | ODF-4/P14 | ODF-2/P22
LNK-01661 | TX-DC-005-PE-T4-01 | xe-0/0/1 | CO-DC-015-PE-T4-02 | xe-0/0/1 | Peering | BGP | 10000
LNK-01662 | TX-DC-005-PE-T4-01 | xe-0/0/1 | CO-DC-015-PE-T4-02 | xe-0/0/1 | Uplink | LSP | 10000
LNK-01663 | OR-DC-014-PE-T4-01 | xe-0/0/5 | VA-DC-001-PE-T4-04 | xe-0/0/1 | Uplink | LLDP | 10000 | OR-DC-014-CBL-0817 | Violet | ODF-1/P1 | ODF-2/P18
LNK-01664 | OR-DC-014-PE-T4-01 | xe-0/0/5 | VA-DC-001-PE-T4-04 | xe-0/0/1 | Peering | BGP | 10000
LNK-01665 | OR-DC-014-PE-T4-01 | xe-0/0/5 | VA-DC-001-PE-T4-04 | xe-0/0/1 | Uplink | LSP | 10000
LNK-01666 | WA-DC-024-PE-T4-03 | Te0/0/0/3 | TX-DC-022-PE-T4-02 | xe-0/0/3 | Uplink | LLDP | 10000 | WA-DC-024-CBL-0818 | Yellow | ODF-4/P22 | ODF-1/P4
LNK-01667 | WA-DC-024-PE-T4-03 | Te0/0/0/3 | TX-DC-022-PE-T4-02 | xe-0/0/3 | Peering | BGP | 10000
LNK-01668 | WA-DC-024-PE-T4-03 | Te0/0/0/3 | TX-DC-022-PE-T4-02 | xe-0/0/3 | Uplink | LSP | 10000
LNK-01669 | OR-DC-014-PE-T4-04 | 1/1/c6 | NJ-DC-012-PE-T4-03 | xe-0/0/2 | Backhaul | LLDP | 10000 | OR-DC-014-CBL-0819 | Orange | ODF-1/P12 | ODF-4/P19
LNK-01670 | OR-DC-014-PE-T4-04 | 1/1/c6 | NJ-DC-012-PE-T4-03 | xe-0/0/2 | Peering | BGP | 10000
LNK-01671 | CA-DC-020-PE-T4-02 | xe-0/0/2 | CO-DC-015-PE-T4-02 | xe-0/0/2 | Backhaul | LLDP | 10000 | CA-DC-020-CBL-0820 | Blue | ODF-3/P17 | ODF-3/P22
LNK-01672 | CA-DC-020-PE-T4-02 | xe-0/0/2 | CO-DC-015-PE-T4-02 | xe-0/0/2 | Peering | BGP | 10000
LNK-01673 | TX-DC-007-PE-T4-02 | xe-0/0/5 | TX-DC-006-PE-T4-01 | xe-0/0/1 | Backhaul | LLDP | 10000 | TX-DC-007-CBL-0821 | White | ODF-1/P2 | ODF-2/P19
LNK-01674 | TX-DC-007-PE-T4-02 | xe-0/0/5 | TX-DC-006-PE-T4-01 | xe-0/0/1 | Peering | BGP | 10000
LNK-01675 | AZ-DC-010-PE-T4-02 | xe-0/0/2 | OR-DC-014-PE-T4-03 | 1/1/c5 | Uplink | LLDP | 10000 | AZ-DC-010-CBL-0822 | Red | ODF-2/P6 | ODF-1/P5
LNK-01676 | AZ-DC-010-PE-T4-02 | xe-0/0/2 | OR-DC-014-PE-T4-03 | 1/1/c5 | Peering | BGP | 10000
LNK-01677 | CA-DC-021-PE-T4-01 | xe-0/0/1 | VA-DC-003-PE-T4-02 | xe-0/0/4 | Backhaul | LLDP | 10000 | CA-DC-021-CBL-0823 | Brown | ODF-2/P9 | ODF-3/P20
LNK-01678 | CA-DC-021-PE-T4-01 | xe-0/0/1 | VA-DC-003-PE-T4-02 | xe-0/0/4 | Peering | BGP | 10000
LNK-01679 | IL-DC-009-PE-T4-01 | xe-0/0/5 | GA-DC-011-PE-T4-01 | xe-0/0/2 | Uplink | LLDP | 10000 | IL-DC-009-CBL-0824 | Brown | ODF-1/P23 | ODF-4/P9
LNK-01680 | IL-DC-009-PE-T4-01 | xe-0/0/5 | GA-DC-011-PE-T4-01 | xe-0/0/2 | Peering | BGP | 10000
LNK-01681 | IL-DC-009-PE-T4-01 | xe-0/0/5 | GA-DC-011-PE-T4-01 | xe-0/0/2 | Uplink | LSP | 10000
LNK-01682 | CA-DC-021-PE-T4-02 | xe-0/0/1 | CA-DC-020-PE-T4-01 | xe-0/0/3 | Backhaul | LLDP | 10000 | CA-DC-021-CBL-0825 | Black | ODF-4/P4 | ODF-2/P20
LNK-01683 | CA-DC-021-PE-T4-02 | xe-0/0/1 | CA-DC-020-PE-T4-01 | xe-0/0/3 | Peering | BGP | 10000
LNK-01684 | CA-DC-021-PE-T4-02 | xe-0/0/1 | CA-DC-020-PE-T4-01 | xe-0/0/3 | Backhaul | LSP | 10000
LNK-01685 | OH-DC-016-PE-T4-02 | xe-0/0/1 | FL-DC-018-PE-T4-01 | xe-0/0/5 | Uplink | LLDP | 10000 | OH-DC-016-CBL-0826 | Yellow | ODF-1/P7 | ODF-3/P13
LNK-01686 | OH-DC-016-PE-T4-02 | xe-0/0/1 | FL-DC-018-PE-T4-01 | xe-0/0/5 | Peering | BGP | 10000
LNK-01687 | OH-DC-016-PE-T4-02 | xe-0/0/4 | TX-DC-005-PE-T4-03 | 1/1/c2 | Uplink | LLDP | 10000 | OH-DC-016-CBL-0827 | Blue | ODF-2/P14 | ODF-1/P12
LNK-01688 | OH-DC-016-PE-T4-02 | xe-0/0/4 | TX-DC-005-PE-T4-03 | 1/1/c2 | Peering | BGP | 10000
LNK-01689 | OH-DC-016-PE-T4-02 | xe-0/0/4 | TX-DC-005-PE-T4-03 | 1/1/c2 | Uplink | LSP | 10000
LNK-01690 | FL-DC-018-PE-T4-01 | xe-0/0/1 | UT-DC-019-PE-T4-04 | xe-0/0/4 | Uplink | LLDP | 10000 | FL-DC-018-CBL-0828 | Green | ODF-2/P20 | ODF-1/P24
LNK-01691 | FL-DC-018-PE-T4-01 | xe-0/0/1 | UT-DC-019-PE-T4-04 | xe-0/0/4 | Peering | BGP | 10000
LNK-01692 | WA-DC-024-PE-T4-01 | xe-0/0/1 | NJ-DC-012-PE-T4-02 | xe-0/0/3 | Uplink | LLDP | 10000 | WA-DC-024-CBL-0829 | Violet | ODF-3/P1 | ODF-1/P11
LNK-01693 | WA-DC-024-PE-T4-01 | xe-0/0/1 | NJ-DC-012-PE-T4-02 | xe-0/0/3 | Peering | BGP | 10000
LNK-01694 | TX-DC-022-PE-T4-03 | xe-0/0/2 | UT-DC-019-PE-T4-02 | xe-0/0/1 | Backhaul | LLDP | 10000 | TX-DC-022-CBL-0830 | Orange | ODF-1/P5 | ODF-3/P21
LNK-01695 | TX-DC-022-PE-T4-03 | xe-0/0/2 | UT-DC-019-PE-T4-02 | xe-0/0/1 | Peering | BGP | 10000
LNK-01696 | OR-DC-014-PE-T4-04 | 1/1/c2 | TX-DC-022-PE-T4-04 | xe-0/0/3 | Uplink | LLDP | 10000 | OR-DC-014-CBL-0831 | Violet | ODF-1/P12 | ODF-3/P20
LNK-01697 | OR-DC-014-PE-T4-04 | 1/1/c2 | TX-DC-022-PE-T4-04 | xe-0/0/3 | Peering | BGP | 10000
LNK-01698 | NJ-DC-012-PE-T4-04 | xe-0/0/5 | VA-DC-002-PE-T4-02 | xe-0/0/1 | Backhaul | LLDP | 10000 | NJ-DC-012-CBL-0832 | Black | ODF-1/P3 | ODF-4/P10
LNK-01699 | NJ-DC-012-PE-T4-04 | xe-0/0/5 | VA-DC-002-PE-T4-02 | xe-0/0/1 | Peering | BGP | 10000
LNK-01700 | OR-DC-014-PE-T4-03 | 1/1/c4 | NC-DC-023-PE-T4-04 | 1/1/c4 | Uplink | LLDP | 10000 | OR-DC-014-CBL-0833 | Brown | ODF-3/P7 | ODF-3/P16
LNK-01701 | OR-DC-014-PE-T4-03 | 1/1/c4 | NC-DC-023-PE-T4-04 | 1/1/c4 | Peering | BGP | 10000
LNK-01702 | OH-DC-016-PE-T4-04 | xe-0/0/1 | VA-DC-001-PE-T4-03 | xe-0/0/2 | Backhaul | LLDP | 10000 | OH-DC-016-CBL-0834 | Slate | ODF-3/P3 | ODF-4/P22
LNK-01703 | OH-DC-016-PE-T4-04 | xe-0/0/1 | VA-DC-001-PE-T4-03 | xe-0/0/2 | Peering | BGP | 10000
LNK-01704 | NC-DC-023-PE-T4-01 | xe-0/0/3 | IL-DC-009-PE-T4-04 | xe-0/0/1 | Backhaul | LLDP | 10000 | NC-DC-023-CBL-0835 | Violet | ODF-3/P5 | ODF-3/P24
LNK-01705 | NC-DC-023-PE-T4-01 | xe-0/0/3 | IL-DC-009-PE-T4-04 | xe-0/0/1 | Peering | BGP | 10000
LNK-01706 | NJ-DC-012-PE-T4-03 | xe-0/0/4 | CA-DC-008-PE-T4-01 | xe-0/0/3 | Backhaul | LLDP | 10000 | NJ-DC-012-CBL-0836 | White | ODF-1/P23 | ODF-2/P12
LNK-01707 | NJ-DC-012-PE-T4-03 | xe-0/0/4 | CA-DC-008-PE-T4-01 | xe-0/0/3 | Peering | BGP | 10000
LNK-01708 | NJ-DC-012-PE-T4-03 | xe-0/0/4 | CA-DC-008-PE-T4-01 | xe-0/0/3 | Backhaul | LSP | 10000
LNK-01709 | CA-DC-020-PE-T4-04 | xe-0/0/1 | CA-DC-021-PE-T4-01 | xe-0/0/2 | Uplink | LLDP | 10000 | CA-DC-020-CBL-0837 | Orange | ODF-3/P20 | ODF-4/P12
LNK-01710 | CA-DC-020-PE-T4-04 | xe-0/0/1 | CA-DC-021-PE-T4-01 | xe-0/0/2 | Peering | BGP | 10000
LNK-01711 | TX-DC-022-PE-T4-03 | xe-0/0/3 | VA-DC-003-PE-T4-02 | xe-0/0/5 | Uplink | LLDP | 10000 | TX-DC-022-CBL-0838 | Aqua | ODF-4/P2 | ODF-1/P1
LNK-01712 | TX-DC-022-PE-T4-03 | xe-0/0/3 | VA-DC-003-PE-T4-02 | xe-0/0/5 | Peering | BGP | 10000
LNK-01713 | CA-DC-020-PE-T4-03 | xe-0/0/4 | NC-DC-023-PE-T4-04 | 1/1/c6 | Backhaul | LLDP | 10000 | CA-DC-020-CBL-0839 | Red | ODF-1/P20 | ODF-3/P15
LNK-01714 | CA-DC-020-PE-T4-03 | xe-0/0/4 | NC-DC-023-PE-T4-04 | 1/1/c6 | Peering | BGP | 10000
LNK-01715 | CA-DC-020-PE-T4-03 | xe-0/0/4 | NC-DC-023-PE-T4-04 | 1/1/c6 | Backhaul | LSP | 10000
LNK-01716 | CA-DC-020-PE-T4-01 | xe-0/0/1 | TX-DC-022-PE-T4-03 | xe-0/0/1 | Uplink | LLDP | 10000 | CA-DC-020-CBL-0840 | Orange | ODF-4/P17 | ODF-3/P8
LNK-01717 | CA-DC-020-PE-T4-01 | xe-0/0/1 | TX-DC-022-PE-T4-03 | xe-0/0/1 | Peering | BGP | 10000
LNK-01718 | CA-DC-021-PE-T4-03 | 1/1/c5 | TX-DC-007-PE-T4-03 | 1/1/c5 | Backhaul | LLDP | 10000 | CA-DC-021-CBL-0841 | Rose | ODF-3/P23 | ODF-1/P3
LNK-01719 | CA-DC-021-PE-T4-03 | 1/1/c5 | TX-DC-007-PE-T4-03 | 1/1/c5 | Peering | BGP | 10000
LNK-01720 | CA-DC-021-PE-T4-03 | 1/1/c5 | TX-DC-007-PE-T4-03 | 1/1/c5 | Backhaul | LSP | 10000
LNK-01721 | VA-DC-002-PE-T4-02 | xe-0/0/2 | FL-DC-018-PE-T4-02 | xe-0/0/3 | Uplink | LLDP | 10000 | VA-DC-002-CBL-0842 | Aqua | ODF-1/P15 | ODF-1/P1
LNK-01722 | VA-DC-002-PE-T4-02 | xe-0/0/2 | FL-DC-018-PE-T4-02 | xe-0/0/3 | Peering | BGP | 10000
LNK-01723 | TX-DC-022-PE-T4-02 | xe-0/0/1 | IL-DC-009-PE-T4-02 | xe-0/0/3 | Uplink | LLDP | 10000 | TX-DC-022-CBL-0843 | Orange | ODF-1/P4 | ODF-4/P3
LNK-01724 | TX-DC-022-PE-T4-02 | xe-0/0/1 | IL-DC-009-PE-T4-02 | xe-0/0/3 | Peering | BGP | 10000
LNK-01725 | TX-DC-022-PE-T4-02 | xe-0/0/1 | IL-DC-009-PE-T4-02 | xe-0/0/3 | Uplink | LSP | 10000
LNK-01726 | VA-DC-003-PE-T4-01 | xe-0/0/4 | VA-DC-004-PE-T4-02 | xe-0/0/2 | Backhaul | LLDP | 10000 | VA-DC-003-CBL-0844 | Blue | ODF-4/P12 | ODF-4/P7
LNK-01727 | VA-DC-003-PE-T4-01 | xe-0/0/4 | VA-DC-004-PE-T4-02 | xe-0/0/2 | Peering | BGP | 10000
LNK-01728 | VA-DC-003-PE-T4-01 | xe-0/0/4 | VA-DC-004-PE-T4-02 | xe-0/0/2 | Backhaul | LSP | 10000
LNK-01729 | CA-DC-008-PE-T4-04 | Te0/0/0/1 | TX-DC-007-PE-T4-02 | xe-0/0/2 | Uplink | LLDP | 10000 | CA-DC-008-CBL-0845 | Aqua | ODF-2/P21 | ODF-2/P4
LNK-01730 | CA-DC-008-PE-T4-04 | Te0/0/0/1 | TX-DC-007-PE-T4-02 | xe-0/0/2 | Peering | BGP | 10000
LNK-01731 | IL-DC-009-PE-T4-02 | xe-0/0/5 | VA-DC-001-PE-T4-02 | xe-0/0/2 | Backhaul | LLDP | 10000 | IL-DC-009-CBL-0846 | Rose | ODF-3/P13 | ODF-2/P9
LNK-01732 | IL-DC-009-PE-T4-02 | xe-0/0/5 | VA-DC-001-PE-T4-02 | xe-0/0/2 | Peering | BGP | 10000
LNK-01733 | VA-DC-002-PE-T4-02 | xe-0/0/5 | TX-DC-007-PE-T4-04 | 1/1/c2 | Uplink | LLDP | 10000 | VA-DC-002-CBL-0847 | Black | ODF-2/P10 | ODF-2/P18
LNK-01734 | VA-DC-002-PE-T4-02 | xe-0/0/5 | TX-DC-007-PE-T4-04 | 1/1/c2 | Peering | BGP | 10000
LNK-01735 | VA-DC-002-PE-T4-02 | xe-0/0/5 | TX-DC-007-PE-T4-04 | 1/1/c2 | Uplink | LSP | 10000
LNK-01736 | TX-DC-006-PE-T4-03 | 1/1/c5 | AZ-DC-010-PE-T4-04 | Te0/0/0/1 | Uplink | LLDP | 10000 | TX-DC-006-CBL-0848 | Red | ODF-1/P19 | ODF-3/P1
LNK-01737 | TX-DC-006-PE-T4-03 | 1/1/c5 | AZ-DC-010-PE-T4-04 | Te0/0/0/1 | Peering | BGP | 10000
LNK-01738 | VA-DC-002-PE-T4-01 | xe-0/0/5 | CO-DC-015-PE-T4-04 | 1/1/c5 | Uplink | LLDP | 10000 | VA-DC-002-CBL-0849 | Violet | ODF-3/P9 | ODF-2/P12
LNK-01739 | VA-DC-002-PE-T4-01 | xe-0/0/5 | CO-DC-015-PE-T4-04 | 1/1/c5 | Peering | BGP | 10000
LNK-01740 | VA-DC-002-PE-T4-01 | xe-0/0/5 | CO-DC-015-PE-T4-04 | 1/1/c5 | Uplink | LSP | 10000
LNK-01741 | VA-DC-004-PE-T4-04 | 1/1/c3 | TX-DC-007-PE-T4-04 | 1/1/c3 | Backhaul | LLDP | 10000 | VA-DC-004-CBL-0850 | Slate | ODF-1/P23 | ODF-1/P4
LNK-01742 | VA-DC-004-PE-T4-04 | 1/1/c3 | TX-DC-007-PE-T4-04 | 1/1/c3 | Peering | BGP | 10000
LNK-01743 | VA-DC-004-PE-T4-04 | 1/1/c3 | TX-DC-007-PE-T4-04 | 1/1/c3 | Backhaul | LSP | 10000
LNK-01744 | TX-DC-005-PE-T4-02 | xe-0/0/4 | VA-DC-003-PE-T4-04 | xe-0/0/4 | Uplink | LLDP | 10000 | TX-DC-005-CBL-0851 | Violet | ODF-4/P21 | ODF-4/P22
LNK-01745 | TX-DC-005-PE-T4-02 | xe-0/0/4 | VA-DC-003-PE-T4-04 | xe-0/0/4 | Peering | BGP | 10000
LNK-01746 | TX-DC-005-PE-T4-02 | xe-0/0/4 | VA-DC-003-PE-T4-04 | xe-0/0/4 | Uplink | LSP | 10000
LNK-01747 | WA-DC-024-PE-T4-02 | xe-0/0/1 | OR-DC-014-PE-T4-01 | xe-0/0/3 | Uplink | LLDP | 10000 | WA-DC-024-CBL-0852 | Brown | ODF-1/P6 | ODF-1/P20
LNK-01748 | WA-DC-024-PE-T4-02 | xe-0/0/1 | OR-DC-014-PE-T4-01 | xe-0/0/3 | Peering | BGP | 10000
LNK-01749 | VA-DC-003-PE-T4-01 | xe-0/0/2 | WA-DC-024-PE-T4-02 | xe-0/0/5 | Backhaul | LLDP | 10000 | VA-DC-003-CBL-0853 | Brown | ODF-3/P2 | ODF-3/P17
LNK-01750 | VA-DC-003-PE-T4-01 | xe-0/0/2 | WA-DC-024-PE-T4-02 | xe-0/0/5 | Peering | BGP | 10000
LNK-01751 | VA-DC-003-PE-T4-01 | xe-0/0/2 | WA-DC-024-PE-T4-02 | xe-0/0/5 | Backhaul | LSP | 10000
LNK-01752 | OR-DC-014-PE-T4-02 | xe-0/0/4 | CO-DC-015-PE-T4-04 | 1/1/c3 | Backhaul | LLDP | 10000 | OR-DC-014-CBL-0854 | Brown | ODF-3/P3 | ODF-3/P9
LNK-01753 | OR-DC-014-PE-T4-02 | xe-0/0/4 | CO-DC-015-PE-T4-04 | 1/1/c3 | Peering | BGP | 10000
LNK-01754 | OR-DC-014-PE-T4-02 | xe-0/0/4 | CO-DC-015-PE-T4-04 | 1/1/c3 | Backhaul | LSP | 10000
LNK-01755 | VA-DC-001-PE-T4-03 | xe-0/0/1 | UT-DC-019-PE-T4-01 | xe-0/0/1 | Backhaul | LLDP | 10000 | VA-DC-001-CBL-0855 | Black | ODF-4/P19 | ODF-1/P4
LNK-01756 | VA-DC-001-PE-T4-03 | xe-0/0/1 | UT-DC-019-PE-T4-01 | xe-0/0/1 | Peering | BGP | 10000
LNK-01757 | VA-DC-001-PE-T4-03 | xe-0/0/1 | UT-DC-019-PE-T4-01 | xe-0/0/1 | Backhaul | LSP | 10000
LNK-01758 | CO-DC-015-PE-T4-01 | xe-0/0/2 | NJ-DC-012-PE-T4-02 | xe-0/0/1 | Uplink | LLDP | 10000 | CO-DC-015-CBL-0856 | Red | ODF-2/P6 | ODF-4/P4
LNK-01759 | CO-DC-015-PE-T4-01 | xe-0/0/2 | NJ-DC-012-PE-T4-02 | xe-0/0/1 | Peering | BGP | 10000
LNK-01760 | CO-DC-015-PE-T4-01 | xe-0/0/2 | NJ-DC-012-PE-T4-02 | xe-0/0/1 | Uplink | LSP | 10000
LNK-01761 | CA-DC-021-PE-T4-01 | xe-0/0/4 | GA-DC-011-PE-T4-03 | xe-0/0/2 | Uplink | LLDP | 10000 | CA-DC-021-CBL-0857 | Blue | ODF-1/P17 | ODF-2/P20
LNK-01762 | CA-DC-021-PE-T4-01 | xe-0/0/4 | GA-DC-011-PE-T4-03 | xe-0/0/2 | Peering | BGP | 10000
LNK-01763 | NJ-DC-012-PE-T4-01 | xe-0/0/1 | CA-DC-021-PE-T4-03 | 1/1/c6 | Backhaul | LLDP | 10000 | NJ-DC-012-CBL-0858 | Red | ODF-1/P10 | ODF-3/P18
LNK-01764 | NJ-DC-012-PE-T4-01 | xe-0/0/1 | CA-DC-021-PE-T4-03 | 1/1/c6 | Peering | BGP | 10000
LNK-01765 | OH-DC-017-PE-T4-02 | xe-0/0/3 | NC-DC-023-PE-T4-03 | 1/1/c3 | Backhaul | LLDP | 10000 | OH-DC-017-CBL-0859 | Green | ODF-3/P11 | ODF-2/P16
LNK-01766 | OH-DC-017-PE-T4-02 | xe-0/0/3 | NC-DC-023-PE-T4-03 | 1/1/c3 | Peering | BGP | 10000
LNK-01767 | TX-DC-022-PE-T4-01 | xe-0/0/2 | TX-DC-005-PE-T4-01 | xe-0/0/3 | Backhaul | LLDP | 10000 | TX-DC-022-CBL-0860 | Red | ODF-1/P22 | ODF-3/P6
LNK-01768 | TX-DC-022-PE-T4-01 | xe-0/0/2 | TX-DC-005-PE-T4-01 | xe-0/0/3 | Peering | BGP | 10000
LNK-01769 | UT-DC-019-PE-T4-02 | xe-0/0/5 | CA-DC-021-PE-T4-04 | 1/1/c5 | Backhaul | LLDP | 10000 | UT-DC-019-CBL-0861 | Green | ODF-1/P18 | ODF-3/P7
LNK-01770 | UT-DC-019-PE-T4-02 | xe-0/0/5 | CA-DC-021-PE-T4-04 | 1/1/c5 | Peering | BGP | 10000
LNK-01771 | CA-DC-021-PE-T4-04 | 1/1/c4 | AZ-DC-010-PE-T4-01 | xe-0/0/4 | Uplink | LLDP | 10000 | CA-DC-021-CBL-0862 | Green | ODF-3/P19 | ODF-3/P9
LNK-01772 | CA-DC-021-PE-T4-04 | 1/1/c4 | AZ-DC-010-PE-T4-01 | xe-0/0/4 | Peering | BGP | 10000
LNK-01773 | VA-DC-004-PE-T4-01 | xe-0/0/1 | AZ-DC-010-PE-T4-02 | xe-0/0/1 | Backhaul | LLDP | 10000 | VA-DC-004-CBL-0863 | Brown | ODF-1/P8 | ODF-1/P23
LNK-01774 | VA-DC-004-PE-T4-01 | xe-0/0/1 | AZ-DC-010-PE-T4-02 | xe-0/0/1 | Peering | BGP | 10000
LNK-01775 | VA-DC-004-PE-T4-01 | xe-0/0/1 | AZ-DC-010-PE-T4-02 | xe-0/0/1 | Backhaul | LSP | 10000
LNK-01776 | OH-DC-017-PE-T4-03 | xe-0/0/4 | TX-DC-006-PE-T4-04 | 1/1/c4 | Uplink | LLDP | 10000 | OH-DC-017-CBL-0864 | White | ODF-3/P11 | ODF-2/P19
LNK-01777 | OH-DC-017-PE-T4-03 | xe-0/0/4 | TX-DC-006-PE-T4-04 | 1/1/c4 | Peering | BGP | 10000
LNK-01778 | OH-DC-017-PE-T4-01 | xe-0/0/1 | TX-DC-005-PE-T4-04 | 1/1/c3 | Backhaul | LLDP | 10000 | OH-DC-017-CBL-0865 | Blue | ODF-3/P21 | ODF-3/P17
LNK-01779 | OH-DC-017-PE-T4-01 | xe-0/0/1 | TX-DC-005-PE-T4-04 | 1/1/c3 | Peering | BGP | 10000
LNK-01780 | OR-DC-014-PE-T4-04 | 1/1/c3 | OH-DC-017-PE-T4-02 | xe-0/0/1 | Uplink | LLDP | 10000 | OR-DC-014-CBL-0866 | Orange | ODF-1/P22 | ODF-3/P22
LNK-01781 | OR-DC-014-PE-T4-04 | 1/1/c3 | OH-DC-017-PE-T4-02 | xe-0/0/1 | Peering | BGP | 10000
LNK-01782 | OR-DC-014-PE-T4-04 | 1/1/c3 | OH-DC-017-PE-T4-02 | xe-0/0/1 | Uplink | LSP | 10000
LNK-01783 | NJ-DC-012-PE-T4-04 | xe-0/0/4 | CA-DC-008-PE-T4-03 | Te0/0/0/3 | Backhaul | LLDP | 10000 | NJ-DC-012-CBL-0867 | White | ODF-4/P16 | ODF-1/P9
LNK-01784 | NJ-DC-012-PE-T4-04 | xe-0/0/4 | CA-DC-008-PE-T4-03 | Te0/0/0/3 | Peering | BGP | 10000
LNK-01785 | NJ-DC-012-PE-T4-04 | xe-0/0/4 | CA-DC-008-PE-T4-03 | Te0/0/0/3 | Backhaul | LSP | 10000
LNK-01786 | CA-DC-008-PE-T4-04 | Te0/0/0/3 | AZ-DC-010-PE-T4-01 | xe-0/0/1 | Uplink | LLDP | 10000 | CA-DC-008-CBL-0868 | Violet | ODF-3/P8 | ODF-2/P11
LNK-01787 | CA-DC-008-PE-T4-04 | Te0/0/0/3 | AZ-DC-010-PE-T4-01 | xe-0/0/1 | Peering | BGP | 10000
LNK-01788 | CA-DC-008-PE-T4-04 | Te0/0/0/3 | AZ-DC-010-PE-T4-01 | xe-0/0/1 | Uplink | LSP | 10000
LNK-01789 | NC-DC-023-PE-T4-03 | 1/1/c4 | OH-DC-017-PE-T4-04 | xe-0/0/5 | Backhaul | LLDP | 10000 | NC-DC-023-CBL-0869 | Slate | ODF-1/P11 | ODF-3/P7
LNK-01790 | NC-DC-023-PE-T4-03 | 1/1/c4 | OH-DC-017-PE-T4-04 | xe-0/0/5 | Peering | BGP | 10000
LNK-01791 | NC-DC-023-PE-T4-03 | 1/1/c4 | OH-DC-017-PE-T4-04 | xe-0/0/5 | Backhaul | LSP | 10000
LNK-01792 | NJ-DC-012-PE-T4-02 | xe-0/0/4 | OH-DC-016-PE-T4-03 | xe-0/0/3 | Uplink | LLDP | 10000 | NJ-DC-012-CBL-0870 | Brown | ODF-1/P21 | ODF-2/P19
LNK-01793 | NJ-DC-012-PE-T4-02 | xe-0/0/4 | OH-DC-016-PE-T4-03 | xe-0/0/3 | Peering | BGP | 10000
LNK-01794 | NJ-DC-012-PE-T4-02 | xe-0/0/4 | OH-DC-016-PE-T4-03 | xe-0/0/3 | Uplink | LSP | 10000
LNK-01795 | VA-DC-002-PE-T4-03 | xe-0/0/4 | TX-DC-006-PE-T4-02 | xe-0/0/5 | Uplink | LLDP | 10000 | VA-DC-002-CBL-0871 | Red | ODF-2/P1 | ODF-4/P3
LNK-01796 | VA-DC-002-PE-T4-03 | xe-0/0/4 | TX-DC-006-PE-T4-02 | xe-0/0/5 | Peering | BGP | 10000
LNK-01797 | UT-DC-019-PE-T4-03 | xe-0/0/5 | GA-DC-011-PE-T4-01 | xe-0/0/3 | Uplink | LLDP | 10000 | UT-DC-019-CBL-0872 | Brown | ODF-4/P23 | ODF-3/P22
LNK-01798 | UT-DC-019-PE-T4-03 | xe-0/0/5 | GA-DC-011-PE-T4-01 | xe-0/0/3 | Peering | BGP | 10000
LNK-01799 | IL-DC-009-PE-T4-02 | xe-0/0/4 | CA-DC-020-PE-T4-02 | xe-0/0/1 | Backhaul | LLDP | 10000 | IL-DC-009-CBL-0873 | Green | ODF-3/P23 | ODF-2/P7
LNK-01800 | IL-DC-009-PE-T4-02 | xe-0/0/4 | CA-DC-020-PE-T4-02 | xe-0/0/1 | Peering | BGP | 10000
LNK-01801 | IL-DC-009-PE-T4-02 | xe-0/0/4 | CA-DC-020-PE-T4-02 | xe-0/0/1 | Backhaul | LSP | 10000
LNK-01802 | NC-DC-023-PE-T4-01 | xe-0/0/5 | OH-DC-016-PE-T4-03 | xe-0/0/2 | Uplink | LLDP | 10000 | NC-DC-023-CBL-0874 | Rose | ODF-1/P18 | ODF-1/P4
LNK-01803 | NC-DC-023-PE-T4-01 | xe-0/0/5 | OH-DC-016-PE-T4-03 | xe-0/0/2 | Peering | BGP | 10000
LNK-01804 | UT-DC-019-PE-T4-03 | xe-0/0/3 | OH-DC-017-PE-T4-04 | xe-0/0/3 | Backhaul | LLDP | 10000 | UT-DC-019-CBL-0875 | Green | ODF-2/P7 | ODF-3/P15
LNK-01805 | UT-DC-019-PE-T4-03 | xe-0/0/3 | OH-DC-017-PE-T4-04 | xe-0/0/3 | Peering | BGP | 10000
LNK-01806 | VA-DC-004-PE-T4-04 | 1/1/c6 | NC-DC-023-PE-T4-02 | xe-0/0/5 | Uplink | LLDP | 10000 | VA-DC-004-CBL-0876 | Yellow | ODF-1/P3 | ODF-1/P3
LNK-01807 | VA-DC-004-PE-T4-04 | 1/1/c6 | NC-DC-023-PE-T4-02 | xe-0/0/5 | Peering | BGP | 10000
LNK-01808 | VA-DC-004-PE-T4-04 | 1/1/c6 | NC-DC-023-PE-T4-02 | xe-0/0/5 | Uplink | LSP | 10000
LNK-01809 | AZ-DC-010-PE-T4-03 | Te0/0/0/2 | CA-DC-008-PE-T4-02 | xe-0/0/2 | Uplink | LLDP | 10000 | AZ-DC-010-CBL-0877 | Green | ODF-2/P4 | ODF-4/P12
LNK-01810 | AZ-DC-010-PE-T4-03 | Te0/0/0/2 | CA-DC-008-PE-T4-02 | xe-0/0/2 | Peering | BGP | 10000
LNK-01811 | AZ-DC-010-PE-T4-03 | Te0/0/0/2 | CA-DC-008-PE-T4-02 | xe-0/0/2 | Uplink | LSP | 10000
LNK-01812 | FL-DC-018-PE-T4-03 | xe-0/0/4 | NC-DC-023-PE-T4-02 | xe-0/0/4 | Uplink | LLDP | 10000 | FL-DC-018-CBL-0878 | Yellow | ODF-2/P17 | ODF-4/P4
LNK-01813 | FL-DC-018-PE-T4-03 | xe-0/0/4 | NC-DC-023-PE-T4-02 | xe-0/0/4 | Peering | BGP | 10000
LNK-01814 | FL-DC-018-PE-T4-03 | xe-0/0/4 | NC-DC-023-PE-T4-02 | xe-0/0/4 | Uplink | LSP | 10000
LNK-01815 | OR-DC-014-PE-T4-03 | 1/1/c6 | CA-DC-008-PE-T4-02 | xe-0/0/3 | Backhaul | LLDP | 10000 | OR-DC-014-CBL-0879 | Aqua | ODF-3/P15 | ODF-4/P15
LNK-01816 | OR-DC-014-PE-T4-03 | 1/1/c6 | CA-DC-008-PE-T4-02 | xe-0/0/3 | Peering | BGP | 10000
LNK-01817 | OR-DC-014-PE-T4-03 | 1/1/c6 | CA-DC-008-PE-T4-02 | xe-0/0/3 | Backhaul | LSP | 10000
LNK-01818 | WA-DC-024-PE-T4-03 | Te0/0/0/4 | IL-DC-009-PE-T4-01 | xe-0/0/1 | Backhaul | LLDP | 10000 | WA-DC-024-CBL-0880 | White | ODF-3/P15 | ODF-1/P13
LNK-01819 | WA-DC-024-PE-T4-03 | Te0/0/0/4 | IL-DC-009-PE-T4-01 | xe-0/0/1 | Peering | BGP | 10000
LNK-01820 | WA-DC-024-PE-T4-03 | Te0/0/0/4 | IL-DC-009-PE-T4-01 | xe-0/0/1 | Backhaul | LSP | 10000
LNK-01821 | TX-DC-005-PE-T4-03 | 1/1/c4 | CA-DC-008-PE-T4-03 | Te0/0/0/1 | Uplink | LLDP | 10000 | TX-DC-005-CBL-0881 | Yellow | ODF-4/P15 | ODF-2/P13
LNK-01822 | TX-DC-005-PE-T4-03 | 1/1/c4 | CA-DC-008-PE-T4-03 | Te0/0/0/1 | Peering | BGP | 10000
LNK-01823 | TX-DC-005-PE-T4-03 | 1/1/c4 | CA-DC-008-PE-T4-03 | Te0/0/0/1 | Uplink | LSP | 10000
LNK-01824 | GA-DC-011-PE-T4-04 | xe-0/0/3 | NC-DC-023-PE-T4-03 | 1/1/c6 | Uplink | LLDP | 10000 | GA-DC-011-CBL-0882 | Black | ODF-2/P13 | ODF-1/P16
LNK-01825 | GA-DC-011-PE-T4-04 | xe-0/0/3 | NC-DC-023-PE-T4-03 | 1/1/c6 | Peering | BGP | 10000
LNK-01826 | GA-DC-011-PE-T4-04 | xe-0/0/3 | NC-DC-023-PE-T4-03 | 1/1/c6 | Uplink | LSP | 10000
LNK-01827 | CO-DC-015-PE-T4-04 | 1/1/c2 | VA-DC-002-PE-T4-04 | xe-0/0/2 | Uplink | LLDP | 10000 | CO-DC-015-CBL-0883 | Blue | ODF-4/P18 | ODF-3/P1
LNK-01828 | CO-DC-015-PE-T4-04 | 1/1/c2 | VA-DC-002-PE-T4-04 | xe-0/0/2 | Peering | BGP | 10000
LNK-01829 | TX-DC-022-PE-T4-01 | xe-0/0/5 | VA-DC-002-PE-T4-04 | xe-0/0/5 | Uplink | LLDP | 10000 | TX-DC-022-CBL-0884 | Brown | ODF-1/P12 | ODF-4/P7
LNK-01830 | TX-DC-022-PE-T4-01 | xe-0/0/5 | VA-DC-002-PE-T4-04 | xe-0/0/5 | Peering | BGP | 10000
LNK-01831 | GA-DC-011-PE-T4-02 | xe-0/0/3 | NC-DC-023-PE-T4-01 | xe-0/0/1 | Backhaul | LLDP | 10000 | GA-DC-011-CBL-0885 | Brown | ODF-3/P3 | ODF-4/P2
LNK-01832 | GA-DC-011-PE-T4-02 | xe-0/0/3 | NC-DC-023-PE-T4-01 | xe-0/0/1 | Peering | BGP | 10000
LNK-01833 | TX-DC-007-PE-T4-01 | xe-0/0/4 | OH-DC-016-PE-T4-04 | xe-0/0/4 | Backhaul | LLDP | 10000 | TX-DC-007-CBL-0886 | Red | ODF-4/P6 | ODF-3/P13
LNK-01834 | TX-DC-007-PE-T4-01 | xe-0/0/4 | OH-DC-016-PE-T4-04 | xe-0/0/4 | Peering | BGP | 10000
LNK-01835 | TX-DC-007-PE-T4-01 | xe-0/0/4 | OH-DC-016-PE-T4-04 | xe-0/0/4 | Backhaul | LSP | 10000
LNK-01836 | OH-DC-016-PE-T4-01 | xe-0/0/3 | CA-DC-008-PE-T4-02 | xe-0/0/1 | Backhaul | LLDP | 10000 | OH-DC-016-CBL-0887 | Aqua | ODF-3/P5 | ODF-4/P20
LNK-01837 | OH-DC-016-PE-T4-01 | xe-0/0/3 | CA-DC-008-PE-T4-02 | xe-0/0/1 | Peering | BGP | 10000
LNK-01838 | OH-DC-016-PE-T4-01 | xe-0/0/3 | CA-DC-008-PE-T4-02 | xe-0/0/1 | Backhaul | LSP | 10000
LNK-01839 | UT-DC-019-PE-T4-01 | xe-0/0/2 | CA-DC-021-PE-T4-02 | xe-0/0/3 | Uplink | LLDP | 10000 | UT-DC-019-CBL-0888 | Slate | ODF-4/P14 | ODF-2/P23
LNK-01840 | UT-DC-019-PE-T4-01 | xe-0/0/2 | CA-DC-021-PE-T4-02 | xe-0/0/3 | Peering | BGP | 10000
LNK-01841 | GA-DC-011-PE-T4-02 | xe-0/0/4 | TX-DC-006-PE-T4-03 | 1/1/c4 | Backhaul | LLDP | 10000 | GA-DC-011-CBL-0889 | Orange | ODF-1/P9 | ODF-1/P3
LNK-01842 | GA-DC-011-PE-T4-02 | xe-0/0/4 | TX-DC-006-PE-T4-03 | 1/1/c4 | Peering | BGP | 10000
LNK-01843 | WA-DC-024-PE-T4-04 | Te0/0/0/1 | CA-DC-008-PE-T4-04 | Te0/0/0/5 | Backhaul | LLDP | 10000 | WA-DC-024-CBL-0890 | Brown | ODF-2/P17 | ODF-4/P15
LNK-01844 | WA-DC-024-PE-T4-04 | Te0/0/0/1 | CA-DC-008-PE-T4-04 | Te0/0/0/5 | Peering | BGP | 10000
LNK-01845 | WA-DC-024-PE-T4-04 | Te0/0/0/1 | CA-DC-008-PE-T4-04 | Te0/0/0/5 | Backhaul | LSP | 10000
LNK-01846 | AZ-DC-010-PE-T4-03 | Te0/0/0/1 | WA-DC-024-PE-T4-04 | Te0/0/0/3 | Uplink | LLDP | 10000 | AZ-DC-010-CBL-0891 | Aqua | ODF-3/P18 | ODF-4/P9
LNK-01847 | AZ-DC-010-PE-T4-03 | Te0/0/0/1 | WA-DC-024-PE-T4-04 | Te0/0/0/3 | Peering | BGP | 10000
LNK-01848 | AZ-DC-010-PE-T4-03 | Te0/0/0/1 | WA-DC-024-PE-T4-04 | Te0/0/0/3 | Uplink | LSP | 10000
LNK-01849 | TX-DC-005-PE-T4-04 | 1/1/c2 | WA-DC-024-PE-T4-03 | Te0/0/0/1 | Uplink | LLDP | 10000 | TX-DC-005-CBL-0892 | Brown | ODF-3/P6 | ODF-3/P15
LNK-01850 | TX-DC-005-PE-T4-04 | 1/1/c2 | WA-DC-024-PE-T4-03 | Te0/0/0/1 | Peering | BGP | 10000
LNK-01851 | TX-DC-022-PE-T4-03 | xe-0/0/5 | CA-DC-021-PE-T4-01 | xe-0/0/3 | Backhaul | LLDP | 10000 | TX-DC-022-CBL-0893 | Blue | ODF-1/P19 | ODF-1/P3
LNK-01852 | TX-DC-022-PE-T4-03 | xe-0/0/5 | CA-DC-021-PE-T4-01 | xe-0/0/3 | Peering | BGP | 10000
LNK-01853 | TX-DC-022-PE-T4-03 | xe-0/0/5 | CA-DC-021-PE-T4-01 | xe-0/0/3 | Backhaul | LSP | 10000
LNK-01854 | AZ-DC-010-PE-T4-01 | xe-0/0/3 | UT-DC-019-PE-T4-04 | xe-0/0/1 | Uplink | LLDP | 10000 | AZ-DC-010-CBL-0894 | Red | ODF-3/P1 | ODF-4/P19
LNK-01855 | AZ-DC-010-PE-T4-01 | xe-0/0/3 | UT-DC-019-PE-T4-04 | xe-0/0/1 | Peering | BGP | 10000
LNK-01856 | AZ-DC-010-PE-T4-04 | Te0/0/0/2 | CA-DC-020-PE-T4-03 | xe-0/0/5 | Backhaul | LLDP | 10000 | AZ-DC-010-CBL-0895 | Green | ODF-4/P10 | ODF-2/P18
LNK-01857 | AZ-DC-010-PE-T4-04 | Te0/0/0/2 | CA-DC-020-PE-T4-03 | xe-0/0/5 | Peering | BGP | 10000
LNK-01858 | CA-DC-020-PE-T4-04 | xe-0/0/3 | IL-DC-009-PE-T4-03 | xe-0/0/1 | Uplink | LLDP | 10000 | CA-DC-020-CBL-0896 | Blue | ODF-3/P12 | ODF-1/P7
LNK-01859 | CA-DC-020-PE-T4-04 | xe-0/0/3 | IL-DC-009-PE-T4-03 | xe-0/0/1 | Peering | BGP | 10000
LNK-01860 | CA-DC-020-PE-T4-04 | xe-0/0/3 | IL-DC-009-PE-T4-03 | xe-0/0/1 | Uplink | LSP | 10000
LNK-01861 | CO-DC-015-PE-T4-01 | xe-0/0/4 | UT-DC-019-PE-T4-04 | xe-0/0/5 | Uplink | LLDP | 10000 | CO-DC-015-CBL-0897 | Brown | ODF-2/P9 | ODF-1/P13
LNK-01862 | CO-DC-015-PE-T4-01 | xe-0/0/4 | UT-DC-019-PE-T4-04 | xe-0/0/5 | Peering | BGP | 10000
LNK-01863 | CO-DC-015-PE-T4-01 | xe-0/0/3 | VA-DC-004-PE-T4-03 | 1/1/c3 | Backhaul | LLDP | 10000 | CO-DC-015-CBL-0898 | Red | ODF-1/P11 | ODF-3/P1
LNK-01864 | CO-DC-015-PE-T4-01 | xe-0/0/3 | VA-DC-004-PE-T4-03 | 1/1/c3 | Peering | BGP | 10000
LNK-01865 | CO-DC-015-PE-T4-01 | xe-0/0/3 | VA-DC-004-PE-T4-03 | 1/1/c3 | Backhaul | LSP | 10000
LNK-01866 | IL-DC-009-PE-T4-03 | xe-0/0/4 | OH-DC-016-PE-T4-04 | xe-0/0/3 | Uplink | LLDP | 10000 | IL-DC-009-CBL-0899 | Aqua | ODF-3/P19 | ODF-1/P8
LNK-01867 | IL-DC-009-PE-T4-03 | xe-0/0/4 | OH-DC-016-PE-T4-04 | xe-0/0/3 | Peering | BGP | 10000
LNK-01868 | IL-DC-009-PE-T4-03 | xe-0/0/4 | OH-DC-016-PE-T4-04 | xe-0/0/3 | Uplink | LSP | 10000
LNK-01869 | OR-DC-014-PE-T4-02 | xe-0/0/5 | TX-DC-005-PE-T4-04 | 1/1/c5 | Uplink | LLDP | 10000 | OR-DC-014-CBL-0900 | Rose | ODF-2/P4 | ODF-2/P7
LNK-01870 | OR-DC-014-PE-T4-02 | xe-0/0/5 | TX-DC-005-PE-T4-04 | 1/1/c5 | Peering | BGP | 10000
LNK-01871 | OR-DC-014-PE-T4-02 | xe-0/0/5 | TX-DC-005-PE-T4-04 | 1/1/c5 | Uplink | LSP | 10000
LNK-01872 | GA-DC-011-PE-T4-02 | xe-0/0/1 | TX-DC-006-PE-T4-03 | 1/1/c3 | Uplink | LLDP | 10000 | GA-DC-011-CBL-0901 | White | ODF-4/P11 | ODF-1/P1
LNK-01873 | GA-DC-011-PE-T4-02 | xe-0/0/1 | TX-DC-006-PE-T4-03 | 1/1/c3 | Peering | BGP | 10000
LNK-01874 | GA-DC-011-PE-T4-02 | xe-0/0/1 | TX-DC-006-PE-T4-03 | 1/1/c3 | Uplink | LSP | 10000
LNK-01875 | TX-DC-006-PE-T4-01 | xe-0/0/4 | OH-DC-016-PE-T4-03 | xe-0/0/1 | Uplink | LLDP | 10000 | TX-DC-006-CBL-0902 | Black | ODF-2/P18 | ODF-3/P20
LNK-01876 | TX-DC-006-PE-T4-01 | xe-0/0/4 | OH-DC-016-PE-T4-03 | xe-0/0/1 | Peering | BGP | 10000
LNK-01877 | TX-DC-006-PE-T4-01 | xe-0/0/4 | OH-DC-016-PE-T4-03 | xe-0/0/1 | Uplink | LSP | 10000
LNK-01878 | WA-DC-024-PE-T4-01 | xe-0/0/2 | VA-DC-002-PE-T4-01 | xe-0/0/2 | Backhaul | LLDP | 10000 | WA-DC-024-CBL-0903 | Orange | ODF-2/P19 | ODF-3/P10
LNK-01879 | WA-DC-024-PE-T4-01 | xe-0/0/2 | VA-DC-002-PE-T4-01 | xe-0/0/2 | Peering | BGP | 10000
LNK-01880 | CA-DC-021-PE-T4-01 | xe-0/0/5 | UT-DC-019-PE-T4-03 | xe-0/0/4 | Uplink | LLDP | 10000 | CA-DC-021-CBL-0904 | White | ODF-3/P15 | ODF-2/P18
LNK-01881 | CA-DC-021-PE-T4-01 | xe-0/0/5 | UT-DC-019-PE-T4-03 | xe-0/0/4 | Peering | BGP | 10000
LNK-01882 | CA-DC-021-PE-T4-01 | xe-0/0/5 | UT-DC-019-PE-T4-03 | xe-0/0/4 | Uplink | LSP | 10000
LNK-01883 | FL-DC-018-PE-T4-04 | xe-0/0/5 | CO-DC-015-PE-T4-03 | 1/1/c2 | Backhaul | LLDP | 10000 | FL-DC-018-CBL-0905 | Violet | ODF-3/P19 | ODF-2/P16
LNK-01884 | FL-DC-018-PE-T4-04 | xe-0/0/5 | CO-DC-015-PE-T4-03 | 1/1/c2 | Peering | BGP | 10000
LNK-01885 | FL-DC-018-PE-T4-04 | xe-0/0/5 | CO-DC-015-PE-T4-03 | 1/1/c2 | Backhaul | LSP | 10000
LNK-01886 | TX-DC-007-PE-T4-01 | xe-0/0/1 | NC-DC-023-PE-T4-04 | 1/1/c3 | Uplink | LLDP | 10000 | TX-DC-007-CBL-0906 | Brown | ODF-2/P18 | ODF-1/P16
LNK-01887 | TX-DC-007-PE-T4-01 | xe-0/0/1 | NC-DC-023-PE-T4-04 | 1/1/c3 | Peering | BGP | 10000
LNK-01888 | UT-DC-019-PE-T4-02 | xe-0/0/2 | TX-DC-007-PE-T4-03 | 1/1/c2 | Backhaul | LLDP | 10000 | UT-DC-019-CBL-0907 | Brown | ODF-3/P6 | ODF-3/P14
LNK-01889 | UT-DC-019-PE-T4-02 | xe-0/0/2 | TX-DC-007-PE-T4-03 | 1/1/c2 | Peering | BGP | 10000
LNK-01890 | UT-DC-019-PE-T4-02 | xe-0/0/2 | TX-DC-007-PE-T4-03 | 1/1/c2 | Backhaul | LSP | 10000
LNK-01891 | TX-DC-022-PE-T4-04 | xe-0/0/1 | TX-DC-006-PE-T4-04 | 1/1/c3 | Uplink | LLDP | 10000 | TX-DC-022-CBL-0908 | Violet | ODF-4/P6 | ODF-2/P16
LNK-01892 | TX-DC-022-PE-T4-04 | xe-0/0/1 | TX-DC-006-PE-T4-04 | 1/1/c3 | Peering | BGP | 10000
LNK-01893 | TX-DC-022-PE-T4-04 | xe-0/0/1 | TX-DC-006-PE-T4-04 | 1/1/c3 | Uplink | LSP | 10000
LNK-01894 | TX-DC-007-PE-T4-04 | 1/1/c6 | VA-DC-004-PE-T4-03 | 1/1/c6 | Uplink | LLDP | 10000 | TX-DC-007-CBL-0909 | Red | ODF-2/P6 | ODF-3/P5
LNK-01895 | TX-DC-007-PE-T4-04 | 1/1/c6 | VA-DC-004-PE-T4-03 | 1/1/c6 | Peering | BGP | 10000
LNK-01896 | TX-DC-007-PE-T4-04 | 1/1/c6 | VA-DC-004-PE-T4-03 | 1/1/c6 | Uplink | LSP | 10000
LNK-01897 | IL-DC-009-PE-T4-03 | xe-0/0/2 | FL-DC-018-PE-T4-04 | xe-0/0/2 | Uplink | LLDP | 10000 | IL-DC-009-CBL-0910 | Brown | ODF-4/P11 | ODF-3/P19
LNK-01898 | IL-DC-009-PE-T4-03 | xe-0/0/2 | FL-DC-018-PE-T4-04 | xe-0/0/2 | Peering | BGP | 10000
LNK-01899 | IL-DC-009-PE-T4-03 | xe-0/0/2 | FL-DC-018-PE-T4-04 | xe-0/0/2 | Uplink | LSP | 10000
LNK-01900 | OR-DC-014-PE-T4-02 | xe-0/0/3 | VA-DC-002-PE-T4-01 | xe-0/0/3 | Backhaul | LLDP | 10000 | OR-DC-014-CBL-0911 | Black | ODF-1/P4 | ODF-2/P15
LNK-01901 | OR-DC-014-PE-T4-02 | xe-0/0/3 | VA-DC-002-PE-T4-01 | xe-0/0/3 | Peering | BGP | 10000
LNK-01902 | OR-DC-014-PE-T4-02 | xe-0/0/3 | VA-DC-002-PE-T4-01 | xe-0/0/3 | Backhaul | LSP | 10000
LNK-01903 | NJ-DC-012-PE-T4-04 | xe-0/0/2 | GA-DC-011-PE-T4-01 | xe-0/0/1 | Backhaul | LLDP | 10000 | NJ-DC-012-CBL-0912 | Violet | ODF-1/P17 | ODF-1/P6
LNK-01904 | NJ-DC-012-PE-T4-04 | xe-0/0/2 | GA-DC-011-PE-T4-01 | xe-0/0/1 | Peering | BGP | 10000
LNK-01905 | NJ-DC-012-PE-T4-04 | xe-0/0/2 | GA-DC-011-PE-T4-01 | xe-0/0/1 | Backhaul | LSP | 10000
LNK-01906 | FL-DC-018-PE-T4-04 | xe-0/0/1 | OR-DC-014-PE-T4-02 | xe-0/0/2 | Backhaul | LLDP | 10000 | FL-DC-018-CBL-0913 | Yellow | ODF-3/P12 | ODF-3/P23
LNK-01907 | FL-DC-018-PE-T4-04 | xe-0/0/1 | OR-DC-014-PE-T4-02 | xe-0/0/2 | Peering | BGP | 10000
LNK-01908 | FL-DC-018-PE-T4-04 | xe-0/0/1 | OR-DC-014-PE-T4-02 | xe-0/0/2 | Backhaul | LSP | 10000
LNK-01909 | OR-DC-014-PE-T4-04 | 1/1/c5 | WA-DC-024-PE-T4-01 | xe-0/0/5 | Backhaul | LLDP | 10000 | OR-DC-014-CBL-0914 | Slate | ODF-3/P1 | ODF-4/P22
LNK-01910 | OR-DC-014-PE-T4-04 | 1/1/c5 | WA-DC-024-PE-T4-01 | xe-0/0/5 | Peering | BGP | 10000
LNK-01911 | OR-DC-014-PE-T4-04 | 1/1/c5 | WA-DC-024-PE-T4-01 | xe-0/0/5 | Backhaul | LSP | 10000
LNK-01912 | NJ-DC-012-PE-T4-02 | xe-0/0/2 | NC-DC-023-PE-T4-03 | 1/1/c2 | Uplink | LLDP | 10000 | NJ-DC-012-CBL-0915 | Yellow | ODF-3/P16 | ODF-3/P4
LNK-01913 | NJ-DC-012-PE-T4-02 | xe-0/0/2 | NC-DC-023-PE-T4-03 | 1/1/c2 | Peering | BGP | 10000
LNK-01914 | NJ-DC-012-PE-T4-02 | xe-0/0/2 | NC-DC-023-PE-T4-03 | 1/1/c2 | Uplink | LSP | 10000
LNK-01915 | UT-DC-019-PE-T4-01 | xe-0/0/3 | CA-DC-021-PE-T4-04 | 1/1/c2 | Backhaul | LLDP | 10000 | UT-DC-019-CBL-0916 | White | ODF-4/P22 | ODF-3/P5
LNK-01916 | UT-DC-019-PE-T4-01 | xe-0/0/3 | CA-DC-021-PE-T4-04 | 1/1/c2 | Peering | BGP | 10000
LNK-01917 | UT-DC-019-PE-T4-01 | xe-0/0/3 | CA-DC-021-PE-T4-04 | 1/1/c2 | Backhaul | LSP | 10000
LNK-01918 | OH-DC-016-PE-T4-01 | xe-0/0/4 | TX-DC-007-PE-T4-04 | 1/1/c5 | Backhaul | LLDP | 10000 | OH-DC-016-CBL-0917 | Violet | ODF-1/P6 | ODF-3/P7
LNK-01919 | OH-DC-016-PE-T4-01 | xe-0/0/4 | TX-DC-007-PE-T4-04 | 1/1/c5 | Peering | BGP | 10000
LNK-01920 | TX-DC-005-PE-T4-02 | xe-0/0/2 | IL-DC-009-PE-T4-01 | xe-0/0/3 | Uplink | LLDP | 10000 | TX-DC-005-CBL-0918 | Orange | ODF-4/P17 | ODF-4/P16
LNK-01921 | TX-DC-005-PE-T4-02 | xe-0/0/2 | IL-DC-009-PE-T4-01 | xe-0/0/3 | Peering | BGP | 10000
LNK-01922 | NC-DC-023-PE-T4-01 | xe-0/0/2 | OH-DC-017-PE-T4-01 | xe-0/0/5 | Uplink | LLDP | 10000 | NC-DC-023-CBL-0919 | Yellow | ODF-3/P1 | ODF-3/P12
LNK-01923 | NC-DC-023-PE-T4-01 | xe-0/0/2 | OH-DC-017-PE-T4-01 | xe-0/0/5 | Peering | BGP | 10000
LNK-01924 | NC-DC-023-PE-T4-01 | xe-0/0/2 | OH-DC-017-PE-T4-01 | xe-0/0/5 | Uplink | LSP | 10000
LNK-01925 | AZ-DC-010-PE-T4-03 | Te0/0/0/3 | FL-DC-018-PE-T4-01 | xe-0/0/3 | Backhaul | LLDP | 10000 | AZ-DC-010-CBL-0920 | Aqua | ODF-1/P8 | ODF-2/P20
LNK-01926 | AZ-DC-010-PE-T4-03 | Te0/0/0/3 | FL-DC-018-PE-T4-01 | xe-0/0/3 | Peering | BGP | 10000
LNK-01927 | IL-DC-009-PE-T4-04 | xe-0/0/3 | VA-DC-002-PE-T4-03 | xe-0/0/1 | Uplink | LLDP | 10000 | IL-DC-009-CBL-0921 | Green | ODF-3/P8 | ODF-1/P20
LNK-01928 | IL-DC-009-PE-T4-04 | xe-0/0/3 | VA-DC-002-PE-T4-03 | xe-0/0/1 | Peering | BGP | 10000
LNK-01929 | IL-DC-009-PE-T4-04 | xe-0/0/3 | VA-DC-002-PE-T4-03 | xe-0/0/1 | Uplink | LSP | 10000
LNK-01930 | IL-DC-009-PE-T4-03 | xe-0/0/3 | TX-DC-022-PE-T4-02 | xe-0/0/4 | Backhaul | LLDP | 10000 | IL-DC-009-CBL-0922 | Red | ODF-2/P11 | ODF-2/P20
LNK-01931 | IL-DC-009-PE-T4-03 | xe-0/0/3 | TX-DC-022-PE-T4-02 | xe-0/0/4 | Peering | BGP | 10000
LNK-01932 | IL-DC-009-PE-T4-03 | xe-0/0/3 | TX-DC-022-PE-T4-02 | xe-0/0/4 | Backhaul | LSP | 10000
LNK-01933 | TX-DC-005-PE-T4-02 | xe-0/0/5 | TX-DC-006-PE-T4-01 | xe-0/0/3 | Backhaul | LLDP | 10000 | TX-DC-005-CBL-0923 | Violet | ODF-1/P22 | ODF-2/P9
LNK-01934 | TX-DC-005-PE-T4-02 | xe-0/0/5 | TX-DC-006-PE-T4-01 | xe-0/0/3 | Peering | BGP | 10000
LNK-01935 | TX-DC-005-PE-T4-02 | xe-0/0/5 | TX-DC-006-PE-T4-01 | xe-0/0/3 | Backhaul | LSP | 10000
LNK-01936 | VA-DC-004-PE-T4-02 | xe-0/0/4 | AZ-DC-010-PE-T4-02 | xe-0/0/4 | Uplink | LLDP | 10000 | VA-DC-004-CBL-0924 | White | ODF-4/P18 | ODF-2/P10
LNK-01937 | VA-DC-004-PE-T4-02 | xe-0/0/4 | AZ-DC-010-PE-T4-02 | xe-0/0/4 | Peering | BGP | 10000
LNK-01938 | VA-DC-003-PE-T4-04 | xe-0/0/5 | CA-DC-020-PE-T4-02 | xe-0/0/4 | Backhaul | LLDP | 10000 | VA-DC-003-CBL-0925 | Blue | ODF-2/P9 | ODF-1/P11
LNK-01939 | VA-DC-003-PE-T4-04 | xe-0/0/5 | CA-DC-020-PE-T4-02 | xe-0/0/4 | Peering | BGP | 10000
LNK-01940 | VA-DC-003-PE-T4-04 | xe-0/0/5 | CA-DC-020-PE-T4-02 | xe-0/0/4 | Backhaul | LSP | 10000
LNK-01941 | CA-DC-020-PE-T4-04 | xe-0/0/5 | VA-DC-002-PE-T4-02 | xe-0/0/4 | Uplink | LLDP | 10000 | CA-DC-020-CBL-0926 | Yellow | ODF-3/P14 | ODF-4/P10
LNK-01942 | CA-DC-020-PE-T4-04 | xe-0/0/5 | VA-DC-002-PE-T4-02 | xe-0/0/4 | Peering | BGP | 10000
LNK-01943 | CA-DC-020-PE-T4-04 | xe-0/0/5 | VA-DC-002-PE-T4-02 | xe-0/0/4 | Uplink | LSP | 10000
LNK-01944 | UT-DC-019-PE-T4-02 | xe-0/0/4 | VA-DC-001-PE-T4-02 | xe-0/0/4 | Uplink | LLDP | 10000 | UT-DC-019-CBL-0927 | Yellow | ODF-1/P21 | ODF-4/P8
LNK-01945 | UT-DC-019-PE-T4-02 | xe-0/0/4 | VA-DC-001-PE-T4-02 | xe-0/0/4 | Peering | BGP | 10000
LNK-01946 | UT-DC-019-PE-T4-02 | xe-0/0/4 | VA-DC-001-PE-T4-02 | xe-0/0/4 | Uplink | LSP | 10000
LNK-01947 | VA-DC-003-PE-T4-02 | xe-0/0/3 | NJ-DC-012-PE-T4-01 | xe-0/0/2 | Backhaul | LLDP | 10000 | VA-DC-003-CBL-0928 | Aqua | ODF-1/P1 | ODF-2/P3
LNK-01948 | VA-DC-003-PE-T4-02 | xe-0/0/3 | NJ-DC-012-PE-T4-01 | xe-0/0/2 | Peering | BGP | 10000
LNK-01949 | TX-DC-005-PE-T4-04 | 1/1/c4 | OH-DC-017-PE-T4-03 | xe-0/0/5 | Backhaul | LLDP | 10000 | TX-DC-005-CBL-0929 | Blue | ODF-2/P16 | ODF-3/P2
LNK-01950 | TX-DC-005-PE-T4-04 | 1/1/c4 | OH-DC-017-PE-T4-03 | xe-0/0/5 | Peering | BGP | 10000
LNK-01951 | GA-DC-011-PE-T4-04 | xe-0/0/4 | FL-DC-018-PE-T4-03 | xe-0/0/1 | Backhaul | LLDP | 10000 | GA-DC-011-CBL-0930 | Aqua | ODF-4/P19 | ODF-4/P6
LNK-01952 | GA-DC-011-PE-T4-04 | xe-0/0/4 | FL-DC-018-PE-T4-03 | xe-0/0/1 | Peering | BGP | 10000
LNK-01953 | GA-DC-011-PE-T4-04 | xe-0/0/1 | TX-DC-006-PE-T4-04 | 1/1/c6 | Uplink | LLDP | 10000 | GA-DC-011-CBL-0931 | Blue | ODF-3/P8 | ODF-4/P3
LNK-01954 | GA-DC-011-PE-T4-04 | xe-0/0/1 | TX-DC-006-PE-T4-04 | 1/1/c6 | Peering | BGP | 10000
LNK-01955 | GA-DC-011-PE-T4-03 | xe-0/0/3 | FL-DC-018-PE-T4-02 | xe-0/0/4 | Backhaul | LLDP | 10000 | GA-DC-011-CBL-0932 | Black | ODF-2/P7 | ODF-1/P10
LNK-01956 | GA-DC-011-PE-T4-03 | xe-0/0/3 | FL-DC-018-PE-T4-02 | xe-0/0/4 | Peering | BGP | 10000
LNK-01957 | GA-DC-011-PE-T4-03 | xe-0/0/3 | FL-DC-018-PE-T4-02 | xe-0/0/4 | Backhaul | LSP | 10000
LNK-01958 | TX-DC-022-PE-T4-03 | xe-0/0/4 | VA-DC-003-PE-T4-03 | xe-0/0/3 | Uplink | LLDP | 10000 | TX-DC-022-CBL-0933 | Aqua | ODF-4/P24 | ODF-4/P10
LNK-01959 | TX-DC-022-PE-T4-03 | xe-0/0/4 | VA-DC-003-PE-T4-03 | xe-0/0/3 | Peering | BGP | 10000
LNK-01960 | TX-DC-005-PE-T4-02 | xe-0/0/3 | IL-DC-009-PE-T4-04 | xe-0/0/4 | Backhaul | LLDP | 10000 | TX-DC-005-CBL-0934 | Rose | ODF-4/P21 | ODF-3/P9
LNK-01961 | TX-DC-005-PE-T4-02 | xe-0/0/3 | IL-DC-009-PE-T4-04 | xe-0/0/4 | Peering | BGP | 10000
LNK-01962 | VA-DC-001-PE-T4-02 | xe-0/0/5 | NC-DC-023-PE-T4-02 | xe-0/0/2 | Backhaul | LLDP | 10000 | VA-DC-001-CBL-0935 | White | ODF-2/P23 | ODF-3/P19
LNK-01963 | VA-DC-001-PE-T4-02 | xe-0/0/5 | NC-DC-023-PE-T4-02 | xe-0/0/2 | Peering | BGP | 10000
LNK-01964 | VA-DC-003-PE-T4-04 | xe-0/0/3 | OR-DC-014-PE-T4-03 | 1/1/c2 | Uplink | LLDP | 10000 | VA-DC-003-CBL-0936 | Rose | ODF-1/P18 | ODF-4/P21
LNK-01965 | VA-DC-003-PE-T4-04 | xe-0/0/3 | OR-DC-014-PE-T4-03 | 1/1/c2 | Peering | BGP | 10000
LNK-01966 | NJ-DC-012-PE-T4-03 | xe-0/0/1 | UT-DC-019-PE-T4-04 | xe-0/0/3 | Backhaul | LLDP | 10000 | NJ-DC-012-CBL-0937 | White | ODF-3/P9 | ODF-1/P6
LNK-01967 | NJ-DC-012-PE-T4-03 | xe-0/0/1 | UT-DC-019-PE-T4-04 | xe-0/0/3 | Peering | BGP | 10000
LNK-01968 | GA-DC-011-PE-T4-02 | xe-0/0/5 | TX-DC-005-PE-T4-03 | 1/1/c3 | Uplink | LLDP | 10000 | GA-DC-011-CBL-0938 | Green | ODF-4/P14 | ODF-4/P3
LNK-01969 | GA-DC-011-PE-T4-02 | xe-0/0/5 | TX-DC-005-PE-T4-03 | 1/1/c3 | Peering | BGP | 10000
LNK-01970 | CA-DC-020-PE-T4-04 | xe-0/0/2 | CO-DC-015-PE-T4-03 | 1/1/c5 | Backhaul | LLDP | 10000 | CA-DC-020-CBL-0939 | Blue | ODF-4/P5 | ODF-3/P15
LNK-01971 | CA-DC-020-PE-T4-04 | xe-0/0/2 | CO-DC-015-PE-T4-03 | 1/1/c5 | Peering | BGP | 10000
LNK-01972 | CA-DC-020-PE-T4-04 | xe-0/0/2 | CO-DC-015-PE-T4-03 | 1/1/c5 | Backhaul | LSP | 10000
LNK-01973 | VA-DC-004-PE-T4-04 | 1/1/c2 | TX-DC-007-PE-T4-03 | 1/1/c6 | Uplink | LLDP | 10000 | VA-DC-004-CBL-0940 | Slate | ODF-2/P21 | ODF-3/P10
LNK-01974 | VA-DC-004-PE-T4-04 | 1/1/c2 | TX-DC-007-PE-T4-03 | 1/1/c6 | Peering | BGP | 10000
LNK-01975 | VA-DC-004-PE-T4-04 | 1/1/c2 | TX-DC-007-PE-T4-03 | 1/1/c6 | Uplink | LSP | 10000
LNK-01976 | GA-DC-011-PE-T4-02 | xe-0/0/2 | TX-DC-005-PE-T4-04 | 1/1/c6 | Uplink | LLDP | 10000 | GA-DC-011-CBL-0941 | Blue | ODF-4/P14 | ODF-1/P20
LNK-01977 | GA-DC-011-PE-T4-02 | xe-0/0/2 | TX-DC-005-PE-T4-04 | 1/1/c6 | Peering | BGP | 10000
LNK-01978 | GA-DC-011-PE-T4-02 | xe-0/0/2 | TX-DC-005-PE-T4-04 | 1/1/c6 | Uplink | LSP | 10000
LNK-01979 | TX-DC-006-PE-T4-02 | xe-0/0/4 | CA-DC-008-PE-T4-03 | Te0/0/0/4 | Uplink | LLDP | 10000 | TX-DC-006-CBL-0942 | White | ODF-3/P8 | ODF-1/P1
LNK-01980 | TX-DC-006-PE-T4-02 | xe-0/0/4 | CA-DC-008-PE-T4-03 | Te0/0/0/4 | Peering | BGP | 10000
LNK-01981 | IL-DC-009-PE-T4-03 | xe-0/0/5 | OH-DC-017-PE-T4-03 | xe-0/0/2 | Backhaul | LLDP | 10000 | IL-DC-009-CBL-0943 | Red | ODF-3/P21 | ODF-1/P11
LNK-01982 | IL-DC-009-PE-T4-03 | xe-0/0/5 | OH-DC-017-PE-T4-03 | xe-0/0/2 | Peering | BGP | 10000
LNK-01983 | GA-DC-011-PE-T4-03 | xe-0/0/4 | VA-DC-001-PE-T4-02 | xe-0/0/1 | Backhaul | LLDP | 10000 | GA-DC-011-CBL-0944 | Rose | ODF-3/P7 | ODF-4/P12
LNK-01984 | GA-DC-011-PE-T4-03 | xe-0/0/4 | VA-DC-001-PE-T4-02 | xe-0/0/1 | Peering | BGP | 10000
LNK-01985 | GA-DC-011-PE-T4-03 | xe-0/0/4 | VA-DC-001-PE-T4-02 | xe-0/0/1 | Backhaul | LSP | 10000
LNK-01986 | VA-DC-003-PE-T4-04 | xe-0/0/2 | OH-DC-017-PE-T4-03 | xe-0/0/3 | Uplink | LLDP | 10000 | VA-DC-003-CBL-0945 | Yellow | ODF-2/P8 | ODF-3/P20
LNK-01987 | VA-DC-003-PE-T4-04 | xe-0/0/2 | OH-DC-017-PE-T4-03 | xe-0/0/3 | Peering | BGP | 10000
LNK-01988 | CA-DC-008-PE-T4-03 | Te0/0/0/5 | FL-DC-018-PE-T4-01 | xe-0/0/2 | Uplink | LLDP | 10000 | CA-DC-008-CBL-0946 | Brown | ODF-1/P12 | ODF-3/P3
LNK-01989 | CA-DC-008-PE-T4-03 | Te0/0/0/5 | FL-DC-018-PE-T4-01 | xe-0/0/2 | Peering | BGP | 10000
LNK-01990 | CA-DC-008-PE-T4-03 | Te0/0/0/5 | FL-DC-018-PE-T4-01 | xe-0/0/2 | Uplink | LSP | 10000
LNK-01991 | OH-DC-017-PE-T4-04 | xe-0/0/1 | CO-DC-015-PE-T4-01 | xe-0/0/1 | Backhaul | LLDP | 10000 | OH-DC-017-CBL-0947 | Yellow | ODF-4/P14 | ODF-2/P23
LNK-01992 | OH-DC-017-PE-T4-04 | xe-0/0/1 | CO-DC-015-PE-T4-01 | xe-0/0/1 | Peering | BGP | 10000
LNK-01993 | FL-DC-018-PE-T4-04 | xe-0/0/4 | GA-DC-011-PE-T4-04 | xe-0/0/5 | Uplink | LLDP | 10000 | FL-DC-018-CBL-0948 | Violet | ODF-1/P6 | ODF-2/P18
LNK-01994 | FL-DC-018-PE-T4-04 | xe-0/0/4 | GA-DC-011-PE-T4-04 | xe-0/0/5 | Peering | BGP | 10000
LNK-01995 | FL-DC-018-PE-T4-04 | xe-0/0/4 | GA-DC-011-PE-T4-04 | xe-0/0/5 | Uplink | LSP | 10000
LNK-01996 | CA-DC-020-PE-T4-02 | xe-0/0/5 | FL-DC-018-PE-T4-02 | xe-0/0/2 | Uplink | LLDP | 10000 | CA-DC-020-CBL-0949 | Orange | ODF-4/P16 | ODF-3/P15
LNK-01997 | CA-DC-020-PE-T4-02 | xe-0/0/5 | FL-DC-018-PE-T4-02 | xe-0/0/2 | Peering | BGP | 10000
LNK-01998 | FL-DC-018-PE-T4-03 | xe-0/0/2 | CA-DC-020-PE-T4-04 | xe-0/0/4 | Uplink | LLDP | 10000 | FL-DC-018-CBL-0950 | Blue | ODF-3/P8 | ODF-2/P18
LNK-01999 | FL-DC-018-PE-T4-03 | xe-0/0/2 | CA-DC-020-PE-T4-04 | xe-0/0/4 | Peering | BGP | 10000
LNK-02000 | VA-DC-001-PE-T4-04 | xe-0/0/2 | VA-DC-004-PE-T4-01 | xe-0/0/4 | Backhaul | LLDP | 10000 | VA-DC-001-CBL-0951 | Black | ODF-1/P12 | ODF-2/P19
LNK-02001 | VA-DC-001-PE-T4-04 | xe-0/0/2 | VA-DC-004-PE-T4-01 | xe-0/0/4 | Peering | BGP | 10000
LNK-02002 | NJ-DC-012-PE-T4-01 | xe-0/0/4 | OH-DC-017-PE-T4-04 | xe-0/0/4 | Backhaul | LLDP | 10000 | NJ-DC-012-CBL-0952 | Green | ODF-1/P14 | ODF-4/P7
LNK-02003 | NJ-DC-012-PE-T4-01 | xe-0/0/4 | OH-DC-017-PE-T4-04 | xe-0/0/4 | Peering | BGP | 10000
LNK-02004 | NJ-DC-012-PE-T4-01 | xe-0/0/4 | OH-DC-017-PE-T4-04 | xe-0/0/4 | Backhaul | LSP | 10000
LNK-02005 | TX-DC-007-PE-T4-01 | xe-0/0/3 | FL-DC-018-PE-T4-04 | xe-0/0/3 | Uplink | LLDP | 10000 | TX-DC-007-CBL-0953 | Blue | ODF-2/P17 | ODF-2/P20
LNK-02006 | TX-DC-007-PE-T4-01 | xe-0/0/3 | FL-DC-018-PE-T4-04 | xe-0/0/3 | Peering | BGP | 10000
LNK-02007 | VA-DC-004-PE-T4-01 | xe-0/0/5 | VA-DC-003-PE-T4-01 | xe-0/0/1 | Backhaul | LLDP | 10000 | VA-DC-004-CBL-0954 | Green | ODF-1/P22 | ODF-2/P13
LNK-02008 | VA-DC-004-PE-T4-01 | xe-0/0/5 | VA-DC-003-PE-T4-01 | xe-0/0/1 | Peering | BGP | 10000
LNK-02009 | OH-DC-016-PE-T4-01 | xe-0/0/2 | UT-DC-019-PE-T4-04 | xe-0/0/2 | Uplink | LLDP | 10000 | OH-DC-016-CBL-0955 | Yellow | ODF-3/P13 | ODF-3/P23
LNK-02010 | OH-DC-016-PE-T4-01 | xe-0/0/2 | UT-DC-019-PE-T4-04 | xe-0/0/2 | Peering | BGP | 10000
LNK-02011 | OH-DC-016-PE-T4-01 | xe-0/0/2 | UT-DC-019-PE-T4-04 | xe-0/0/2 | Uplink | LSP | 10000
LNK-02012 | AZ-DC-010-PE-T4-03 | Te0/0/0/4 | NC-DC-023-PE-T4-04 | 1/1/c5 | Uplink | LLDP | 10000 | AZ-DC-010-CBL-0956 | Rose | ODF-2/P7 | ODF-2/P18
LNK-02013 | AZ-DC-010-PE-T4-03 | Te0/0/0/4 | NC-DC-023-PE-T4-04 | 1/1/c5 | Peering | BGP | 10000
LNK-02014 | VA-DC-001-PE-T4-04 | xe-0/0/3 | WA-DC-024-PE-T4-04 | Te0/0/0/2 | Backhaul | LLDP | 10000 | VA-DC-001-CBL-0957 | Red | ODF-4/P12 | ODF-3/P12
LNK-02015 | VA-DC-001-PE-T4-04 | xe-0/0/3 | WA-DC-024-PE-T4-04 | Te0/0/0/2 | Peering | BGP | 10000
LNK-02016 | FL-DC-018-PE-T4-02 | xe-0/0/1 | OH-DC-017-PE-T4-01 | xe-0/0/3 | Backhaul | LLDP | 10000 | FL-DC-018-CBL-0958 | Rose | ODF-2/P17 | ODF-3/P10
LNK-02017 | FL-DC-018-PE-T4-02 | xe-0/0/1 | OH-DC-017-PE-T4-01 | xe-0/0/3 | Peering | BGP | 10000
LNK-02018 | FL-DC-018-PE-T4-02 | xe-0/0/1 | OH-DC-017-PE-T4-01 | xe-0/0/3 | Backhaul | LSP | 10000
LNK-02019 | OR-DC-014-PE-T4-01 | xe-0/0/4 | VA-DC-004-PE-T4-03 | 1/1/c4 | Uplink | LLDP | 10000 | OR-DC-014-CBL-0959 | Orange | ODF-1/P1 | ODF-3/P18
LNK-02020 | OR-DC-014-PE-T4-01 | xe-0/0/4 | VA-DC-004-PE-T4-03 | 1/1/c4 | Peering | BGP | 10000
LNK-02021 | OR-DC-014-PE-T4-01 | xe-0/0/4 | VA-DC-004-PE-T4-03 | 1/1/c4 | Uplink | LSP | 10000
LNK-02022 | OH-DC-017-PE-T4-01 | xe-0/0/2 | NJ-DC-012-PE-T4-01 | xe-0/0/5 | Uplink | LLDP | 10000 | OH-DC-017-CBL-0960 | Aqua | ODF-3/P24 | ODF-1/P9
LNK-02023 | OH-DC-017-PE-T4-01 | xe-0/0/2 | NJ-DC-012-PE-T4-01 | xe-0/0/5 | Peering | BGP | 10000
LNK-02024 | UT-DC-019-PE-T4-02 | xe-0/0/3 | OR-DC-014-PE-T4-01 | xe-0/0/1 | Uplink | LLDP | 10000 | UT-DC-019-CBL-0961 | Green | ODF-4/P18 | ODF-2/P23
LNK-02025 | UT-DC-019-PE-T4-02 | xe-0/0/3 | OR-DC-014-PE-T4-01 | xe-0/0/1 | Peering | BGP | 10000
LNK-02026 | UT-DC-019-PE-T4-02 | xe-0/0/3 | OR-DC-014-PE-T4-01 | xe-0/0/1 | Uplink | LSP | 10000
LNK-02027 | WA-DC-024-PE-T4-02 | xe-0/0/2 | AZ-DC-010-PE-T4-01 | xe-0/0/2 | Uplink | LLDP | 10000 | WA-DC-024-CBL-0962 | Aqua | ODF-2/P13 | ODF-1/P6
LNK-02028 | WA-DC-024-PE-T4-02 | xe-0/0/2 | AZ-DC-010-PE-T4-01 | xe-0/0/2 | Peering | BGP | 10000
LNK-02029 | WA-DC-024-PE-T4-02 | xe-0/0/2 | AZ-DC-010-PE-T4-01 | xe-0/0/2 | Uplink | LSP | 10000
LNK-02030 | OH-DC-016-PE-T4-04 | xe-0/0/2 | VA-DC-003-PE-T4-03 | xe-0/0/2 | Uplink | LLDP | 10000 | OH-DC-016-CBL-0963 | Green | ODF-2/P4 | ODF-2/P6
LNK-02031 | OH-DC-016-PE-T4-04 | xe-0/0/2 | VA-DC-003-PE-T4-03 | xe-0/0/2 | Peering | BGP | 10000
LNK-02032 | FL-DC-018-PE-T4-02 | xe-0/0/5 | IL-DC-009-PE-T4-01 | xe-0/0/4 | Backhaul | LLDP | 10000 | FL-DC-018-CBL-0964 | Black | ODF-4/P14 | ODF-4/P13
LNK-02033 | FL-DC-018-PE-T4-02 | xe-0/0/5 | IL-DC-009-PE-T4-01 | xe-0/0/4 | Peering | BGP | 10000
LNK-02034 | FL-DC-018-PE-T4-02 | xe-0/0/5 | IL-DC-009-PE-T4-01 | xe-0/0/4 | Backhaul | LSP | 10000
LNK-02035 | CO-DC-015-PE-T4-02 | xe-0/0/3 | UT-DC-019-PE-T4-01 | xe-0/0/5 | Backhaul | LLDP | 10000 | CO-DC-015-CBL-0965 | White | ODF-1/P15 | ODF-4/P7
LNK-02036 | CO-DC-015-PE-T4-02 | xe-0/0/3 | UT-DC-019-PE-T4-01 | xe-0/0/5 | Peering | BGP | 10000
LNK-02037 | OR-DC-014-PE-T4-04 | 1/1/c4 | TX-DC-006-PE-T4-02 | xe-0/0/3 | Backhaul | LLDP | 10000 | OR-DC-014-CBL-0966 | Black | ODF-1/P16 | ODF-3/P22
LNK-02038 | OR-DC-014-PE-T4-04 | 1/1/c4 | TX-DC-006-PE-T4-02 | xe-0/0/3 | Peering | BGP | 10000
LNK-02039 | OR-DC-014-PE-T4-04 | 1/1/c4 | TX-DC-006-PE-T4-02 | xe-0/0/3 | Backhaul | LSP | 10000
LNK-02040 | WA-DC-024-PE-T4-04 | Te0/0/0/4 | CA-DC-020-PE-T4-01 | xe-0/0/2 | Backhaul | LLDP | 10000 | WA-DC-024-CBL-0967 | White | ODF-4/P15 | ODF-2/P12
LNK-02041 | WA-DC-024-PE-T4-04 | Te0/0/0/4 | CA-DC-020-PE-T4-01 | xe-0/0/2 | Peering | BGP | 10000
LNK-02042 | TX-DC-006-PE-T4-02 | xe-0/0/2 | AZ-DC-010-PE-T4-03 | Te0/0/0/5 | Backhaul | LLDP | 10000 | TX-DC-006-CBL-0968 | Violet | ODF-3/P7 | ODF-3/P9
LNK-02043 | TX-DC-006-PE-T4-02 | xe-0/0/2 | AZ-DC-010-PE-T4-03 | Te0/0/0/5 | Peering | BGP | 10000
LNK-02044 | WA-DC-024-PE-T4-03 | Te0/0/0/2 | VA-DC-002-PE-T4-01 | xe-0/0/4 | Backhaul | LLDP | 10000 | WA-DC-024-CBL-0969 | Black | ODF-3/P17 | ODF-4/P13
LNK-02045 | WA-DC-024-PE-T4-03 | Te0/0/0/2 | VA-DC-002-PE-T4-01 | xe-0/0/4 | Peering | BGP | 10000
LNK-02046 | WA-DC-024-PE-T4-04 | Te0/0/0/5 | AZ-DC-010-PE-T4-04 | Te0/0/0/5 | Uplink | LLDP | 10000 | WA-DC-024-CBL-0970 | Red | ODF-3/P23 | ODF-2/P24
LNK-02047 | WA-DC-024-PE-T4-04 | Te0/0/0/5 | AZ-DC-010-PE-T4-04 | Te0/0/0/5 | Peering | BGP | 10000
LNK-02048 | WA-DC-024-PE-T4-04 | Te0/0/0/5 | AZ-DC-010-PE-T4-04 | Te0/0/0/5 | Uplink | LSP | 10000
LNK-02049 | WA-DC-024-PE-T4-02 | xe-0/0/3 | OH-DC-017-PE-T4-02 | xe-0/0/4 | Backhaul | LLDP | 10000 | WA-DC-024-CBL-0971 | Yellow | ODF-2/P4 | ODF-3/P7
LNK-02050 | WA-DC-024-PE-T4-02 | xe-0/0/3 | OH-DC-017-PE-T4-02 | xe-0/0/4 | Peering | BGP | 10000
LNK-02051 | WA-DC-024-PE-T4-02 | xe-0/0/3 | OH-DC-017-PE-T4-02 | xe-0/0/4 | Backhaul | LSP | 10000
LNK-02052 | OR-DC-014-PE-T4-02 | xe-0/0/1 | GA-DC-011-PE-T4-03 | xe-0/0/5 | Uplink | LLDP | 10000 | OR-DC-014-CBL-0972 | Blue | ODF-3/P18 | ODF-4/P13
LNK-02053 | OR-DC-014-PE-T4-02 | xe-0/0/1 | GA-DC-011-PE-T4-03 | xe-0/0/5 | Peering | BGP | 10000
LNK-02054 | CA-DC-008-PE-T4-01 | xe-0/0/2 | VA-DC-004-PE-T4-02 | xe-0/0/1 | Uplink | LLDP | 10000 | CA-DC-008-CBL-0973 | White | ODF-2/P13 | ODF-3/P15
LNK-02055 | CA-DC-008-PE-T4-01 | xe-0/0/2 | VA-DC-004-PE-T4-02 | xe-0/0/1 | Peering | BGP | 10000
LNK-02056 | CA-DC-008-PE-T4-01 | xe-0/0/2 | VA-DC-004-PE-T4-02 | xe-0/0/1 | Uplink | LSP | 10000
LNK-02057 | TX-DC-006-PE-T4-03 | 1/1/c2 | TX-DC-005-PE-T4-03 | 1/1/c6 | Uplink | LLDP | 10000 | TX-DC-006-CBL-0974 | Orange | ODF-4/P22 | ODF-4/P15
LNK-02058 | TX-DC-006-PE-T4-03 | 1/1/c2 | TX-DC-005-PE-T4-03 | 1/1/c6 | Peering | BGP | 10000
LNK-02059 | TX-DC-006-PE-T4-03 | 1/1/c2 | TX-DC-005-PE-T4-03 | 1/1/c6 | Uplink | LSP | 10000
LNK-02060 | CO-DC-015-PE-T4-04 | 1/1/c6 | TX-DC-007-PE-T4-03 | 1/1/c3 | Backhaul | LLDP | 10000 | CO-DC-015-CBL-0975 | Slate | ODF-2/P22 | ODF-2/P22
LNK-02061 | CO-DC-015-PE-T4-04 | 1/1/c6 | TX-DC-007-PE-T4-03 | 1/1/c3 | Peering | BGP | 10000
LNK-02062 | CO-DC-015-PE-T4-04 | 1/1/c6 | TX-DC-007-PE-T4-03 | 1/1/c3 | Backhaul | LSP | 10000
LNK-02063 | CA-DC-021-PE-T4-03 | 1/1/c4 | GA-DC-011-PE-T4-04 | xe-0/0/2 | Uplink | LLDP | 10000 | CA-DC-021-CBL-0976 | Red | ODF-4/P18 | ODF-3/P22
LNK-02064 | CA-DC-021-PE-T4-03 | 1/1/c4 | GA-DC-011-PE-T4-04 | xe-0/0/2 | Peering | BGP | 10000
LNK-02065 | CA-DC-021-PE-T4-03 | 1/1/c4 | GA-DC-011-PE-T4-04 | xe-0/0/2 | Uplink | LSP | 10000
LNK-02066 | TX-DC-007-PE-T4-01 | xe-0/0/5 | OR-DC-014-PE-T4-03 | 1/1/c3 | Uplink | LLDP | 10000 | TX-DC-007-CBL-0977 | Aqua | ODF-3/P21 | ODF-3/P13
LNK-02067 | TX-DC-007-PE-T4-01 | xe-0/0/5 | OR-DC-014-PE-T4-03 | 1/1/c3 | Peering | BGP | 10000
LNK-02068 | VA-DC-003-PE-T4-01 | xe-0/0/5 | OH-DC-016-PE-T4-02 | xe-0/0/3 | Backhaul | LLDP | 10000 | VA-DC-003-CBL-0978 | Aqua | ODF-1/P8 | ODF-1/P12
LNK-02069 | VA-DC-003-PE-T4-01 | xe-0/0/5 | OH-DC-016-PE-T4-02 | xe-0/0/3 | Peering | BGP | 10000
LNK-02070 | VA-DC-003-PE-T4-01 | xe-0/0/5 | OH-DC-016-PE-T4-02 | xe-0/0/3 | Backhaul | LSP | 10000
LNK-02071 | NJ-DC-012-PE-T4-03 | xe-0/0/3 | CO-DC-015-PE-T4-03 | 1/1/c4 | Uplink | LLDP | 10000 | NJ-DC-012-CBL-0979 | Red | ODF-2/P12 | ODF-3/P14
LNK-02072 | NJ-DC-012-PE-T4-03 | xe-0/0/3 | CO-DC-015-PE-T4-03 | 1/1/c4 | Peering | BGP | 10000
LNK-02073 | NJ-DC-012-PE-T4-03 | xe-0/0/3 | CO-DC-015-PE-T4-03 | 1/1/c4 | Uplink | LSP | 10000
LNK-02074 | CA-DC-020-PE-T4-01 | xe-0/0/5 | WA-DC-024-PE-T4-01 | xe-0/0/3 | Uplink | LLDP | 10000 | CA-DC-020-CBL-0980 | Green | ODF-2/P15 | ODF-1/P2
LNK-02075 | CA-DC-020-PE-T4-01 | xe-0/0/5 | WA-DC-024-PE-T4-01 | xe-0/0/3 | Peering | BGP | 10000
LNK-02076 | VA-DC-004-PE-T4-03 | 1/1/c2 | OH-DC-016-PE-T4-04 | xe-0/0/5 | Backhaul | LLDP | 10000 | VA-DC-004-CBL-0981 | Rose | ODF-4/P11 | ODF-2/P19
LNK-02077 | VA-DC-004-PE-T4-03 | 1/1/c2 | OH-DC-016-PE-T4-04 | xe-0/0/5 | Peering | BGP | 10000
LNK-02078 | CA-DC-008-PE-T4-01 | xe-0/0/5 | VA-DC-002-PE-T4-04 | xe-0/0/1 | Backhaul | LLDP | 10000 | CA-DC-008-CBL-0982 | Slate | ODF-2/P20 | ODF-1/P12
LNK-02079 | CA-DC-008-PE-T4-01 | xe-0/0/5 | VA-DC-002-PE-T4-04 | xe-0/0/1 | Peering | BGP | 10000
LNK-02080 | CA-DC-008-PE-T4-01 | xe-0/0/5 | VA-DC-002-PE-T4-04 | xe-0/0/1 | Backhaul | LSP | 10000
LNK-02081 | CA-DC-021-PE-T4-03 | 1/1/c2 | UT-DC-019-PE-T4-03 | xe-0/0/2 | Backhaul | LLDP | 10000 | CA-DC-021-CBL-0983 | Green | ODF-2/P20 | ODF-3/P13
LNK-02082 | CA-DC-021-PE-T4-03 | 1/1/c2 | UT-DC-019-PE-T4-03 | xe-0/0/2 | Peering | BGP | 10000
LNK-02083 | CA-DC-021-PE-T4-03 | 1/1/c2 | UT-DC-019-PE-T4-03 | xe-0/0/2 | Backhaul | LSP | 10000
LNK-02084 | NJ-DC-012-PE-T4-04 | xe-0/0/1 | TX-DC-007-PE-T4-03 | 1/1/c4 | Backhaul | LLDP | 10000 | NJ-DC-012-CBL-0984 | Aqua | ODF-4/P23 | ODF-2/P5
LNK-02085 | NJ-DC-012-PE-T4-04 | xe-0/0/1 | TX-DC-007-PE-T4-03 | 1/1/c4 | Peering | BGP | 10000
LNK-02086 | NJ-DC-012-PE-T4-04 | xe-0/0/1 | TX-DC-007-PE-T4-03 | 1/1/c4 | Backhaul | LSP | 10000
LNK-02087 | IL-DC-009-PE-T4-01 | xe-0/0/2 | CA-DC-020-PE-T4-03 | xe-0/0/1 | Uplink | LLDP | 10000 | IL-DC-009-CBL-0985 | Green | ODF-1/P20 | ODF-4/P3
LNK-02088 | IL-DC-009-PE-T4-01 | xe-0/0/2 | CA-DC-020-PE-T4-03 | xe-0/0/1 | Peering | BGP | 10000
LNK-02089 | IL-DC-009-PE-T4-01 | xe-0/0/2 | CA-DC-020-PE-T4-03 | xe-0/0/1 | Uplink | LSP | 10000
LNK-02090 | VA-DC-003-PE-T4-02 | xe-0/0/2 | NJ-DC-012-PE-T4-02 | xe-0/0/5 | Uplink | LLDP | 10000 | VA-DC-003-CBL-0986 | Orange | ODF-1/P1 | ODF-3/P20
LNK-02091 | VA-DC-003-PE-T4-02 | xe-0/0/2 | NJ-DC-012-PE-T4-02 | xe-0/0/5 | Peering | BGP | 10000
LNK-02092 | CA-DC-021-PE-T4-04 | 1/1/c3 | OH-DC-016-PE-T4-03 | xe-0/0/5 | Uplink | LLDP | 10000 | CA-DC-021-CBL-0987 | Orange | ODF-1/P16 | ODF-2/P1
LNK-02093 | CA-DC-021-PE-T4-04 | 1/1/c3 | OH-DC-016-PE-T4-03 | xe-0/0/5 | Peering | BGP | 10000
LNK-02094 | CA-DC-021-PE-T4-04 | 1/1/c3 | OH-DC-016-PE-T4-03 | xe-0/0/5 | Uplink | LSP | 10000
LNK-02095 | VA-DC-004-PE-T4-03 | 1/1/c5 | OH-DC-016-PE-T4-03 | xe-0/0/4 | Backhaul | LLDP | 10000 | VA-DC-004-CBL-0988 | Green | ODF-4/P20 | ODF-2/P22
LNK-02096 | VA-DC-004-PE-T4-03 | 1/1/c5 | OH-DC-016-PE-T4-03 | xe-0/0/4 | Peering | BGP | 10000
LNK-02097 | TX-DC-005-PE-T4-01 | xe-0/0/2 | IL-DC-009-PE-T4-02 | xe-0/0/1 | Uplink | LLDP | 10000 | TX-DC-005-CBL-0989 | Rose | ODF-3/P4 | ODF-1/P12
LNK-02098 | TX-DC-005-PE-T4-01 | xe-0/0/2 | IL-DC-009-PE-T4-02 | xe-0/0/1 | Peering | BGP | 10000
LNK-02099 | TX-DC-005-PE-T4-01 | xe-0/0/2 | IL-DC-009-PE-T4-02 | xe-0/0/1 | Uplink | LSP | 10000
Note on A1: Required: yes Type: text System field: Link.id
Note on B1: Required: yes Type: ref (from Devices) System field: Link.aNe
Note on C1: Must exist in Interfaces for a_device_id. Required: yes Type: text System field: Link.aIf
Note on D1: May be at another site (backhaul). Required: yes Type: ref (from Devices) System field: Link.zNe
Note on E1: Required: yes Type: text System field: Link.zIf
Note on F1: Fabric (inside a fabric), Uplink, Backhaul (leaves the site), Peering, Access (to a host / customer). Required: yes Type: list (from link_role) System field: Link.role
Note on G1: Default LLDP (physical). Add BGP / OSPF rows for routing adjacencies if needed. Required: no Type: list (from protocol) System field: Link.protocol
Note on H1: Required: yes Type: integer System field: Link.capacityMbps
Note on I1: Cross-connect jumper or cable label. The full patching of each end goes in Cable_Paths. Required: no Type: text System field: Link.physical.cable
Note on J1: Fibre strand or pair. Required: no Type: text System field: Link.physical.strand
Note on K1: Older exports only: superseded by Cable_Paths. Required: no Type: text System field: Link.physical.aPort
Note on L1: Older exports only: superseded by Cable_Paths. Required: no Type: text System field: Link.physical.zPort
Note on M1: Backhaul: the carrier's circuit ID. Required: in some cases Type: text System field: (reference only)

## Rack_PDUs
pdu_id * | site_id * | rack_id * | side * | kind * | model | volts * | phases * | rating_a * | capacity_kw * | outlets * | upstream_id * | feed_id *
VA-DC-001-RACK-A-PDU-A | VA-DC-001 | VA-DC-001-RACK-A | A | AC | Switched rack PDU · 3-ph 32 A · 400 V | 400 | 3 | 32 | 19 | 36 | VA-DC-001-UPS-2 | VA-DC-001-AC-1
VA-DC-001-RACK-A-PDU-B | VA-DC-001 | VA-DC-001-RACK-A | B | AC | Switched rack PDU · 3-ph 32 A · 400 V | 400 | 3 | 32 | 19 | 36 | VA-DC-001-UPS-1 | VA-DC-001-AC-2
VA-DC-001-RACK-B-PDU-A | VA-DC-001 | VA-DC-001-RACK-B | A | AC | Switched rack PDU · 3-ph 32 A · 400 V | 400 | 3 | 32 | 17 | 36 | VA-DC-001-UPS-4 | VA-DC-001-AC-1
VA-DC-001-RACK-B-PDU-B | VA-DC-001 | VA-DC-001-RACK-B | B | AC | Switched rack PDU · 3-ph 32 A · 400 V | 400 | 3 | 32 | 17 | 36 | VA-DC-001-UPS-3 | VA-DC-001-AC-2
VA-DC-001-RACK-C-PDU-A | VA-DC-001 | VA-DC-001-RACK-C | A | AC | Switched rack PDU · 3-ph 32 A · 400 V | 400 | 3 | 32 | 21 | 36 | VA-DC-001-UPS-2 | VA-DC-001-AC-1
VA-DC-001-RACK-C-PDU-B | VA-DC-001 | VA-DC-001-RACK-C | B | AC | Switched rack PDU · 3-ph 32 A · 400 V | 400 | 3 | 32 | 21 | 36 | VA-DC-001-UPS-1 | VA-DC-001-AC-2
VA-DC-001-RACK-D-PDU-A | VA-DC-001 | VA-DC-001-RACK-D | A | AC | Switched rack PDU · 3-ph 32 A · 400 V | 400 | 3 | 32 | 17 | 36 | VA-DC-001-UPS-4 | VA-DC-001-AC-1
VA-DC-001-RACK-D-PDU-B | VA-DC-001 | VA-DC-001-RACK-D | B | AC | Switched rack PDU · 3-ph 32 A · 400 V | 400 | 3 | 32 | 17 | 36 | VA-DC-001-UPS-3 | VA-DC-001-AC-2
VA-DC-001-RACK-E-PDU-A | VA-DC-001 | VA-DC-001-RACK-E | A | AC | Switched rack PDU · 3-ph 32 A · 400 V | 400 | 3 | 32 | 16 | 36 | VA-DC-001-UPS-2 | VA-DC-001-AC-1
VA-DC-001-RACK-E-PDU-B | VA-DC-001 | VA-DC-001-RACK-E | B | AC | Switched rack PDU · 3-ph 32 A · 400 V | 400 | 3 | 32 | 16 | 36 | VA-DC-001-UPS-1 | VA-DC-001-AC-2
VA-DC-001-RACK-F-PDU-A | VA-DC-001 | VA-DC-001-RACK-F | A | AC | Switched rack PDU · 3-ph 32 A · 400 V | 400 | 3 | 32 | 21 | 36 | VA-DC-001-UPS-4 | VA-DC-001-AC-1
VA-DC-001-RACK-F-PDU-B | VA-DC-001 | VA-DC-001-RACK-F | B | AC | Switched rack PDU · 3-ph 32 A · 400 V | 400 | 3 | 32 | 21 | 36 | VA-DC-001-UPS-3 | VA-DC-001-AC-2
VA-DC-001-RACK-G-PDU-A | VA-DC-001 | VA-DC-001-RACK-G | A | AC | Switched rack PDU · 3-ph 32 A · 400 V | 400 | 3 | 32 | 18 | 36 | VA-DC-001-UPS-2 | VA-DC-001-AC-1
VA-DC-001-RACK-G-PDU-B | VA-DC-001 | VA-DC-001-RACK-G | B | AC | Switched rack PDU · 3-ph 32 A · 400 V | 400 | 3 | 32 | 18 | 36 | VA-DC-001-UPS-1 | VA-DC-001-AC-2
VA-DC-001-RACK-H-PDU-A | VA-DC-001 | VA-DC-001-RACK-H | A | AC | Switched rack PDU · 3-ph 32 A · 400 V | 400 | 3 | 32 | 20 | 36 | VA-DC-001-UPS-4 | VA-DC-001-AC-1
VA-DC-001-RACK-H-PDU-B | VA-DC-001 | VA-DC-001-RACK-H | B | AC | Switched rack PDU · 3-ph 32 A · 400 V | 400 | 3 | 32 | 20 | 36 | VA-DC-001-UPS-3 | VA-DC-001-AC-2
VA-DC-001-RACK-I-PDU-A | VA-DC-001 | VA-DC-001-RACK-I | A | AC | Switched rack PDU · 3-ph 32 A · 400 V | 400 | 3 | 32 | 17 | 36 | VA-DC-001-UPS-2 | VA-DC-001-AC-1
VA-DC-001-RACK-I-PDU-B | VA-DC-001 | VA-DC-001-RACK-I | B | AC | Switched rack PDU · 3-ph 32 A · 400 V | 400 | 3 | 32 | 17 | 36 | VA-DC-001-UPS-1 | VA-DC-001-AC-2
VA-DC-001-RACK-J-PDU-A | VA-DC-001 | VA-DC-001-RACK-J | A | AC | Switched rack PDU · 3-ph 32 A · 400 V | 400 | 3 | 32 | 13 | 36 | VA-DC-001-UPS-4 | VA-DC-001-AC-1
VA-DC-001-RACK-J-PDU-B | VA-DC-001 | VA-DC-001-RACK-J | B | AC | Switched rack PDU · 3-ph 32 A · 400 V | 400 | 3 | 32 | 13 | 36 | VA-DC-001-UPS-3 | VA-DC-001-AC-2
VA-DC-001-RACK-K-PDU-A | VA-DC-001 | VA-DC-001-RACK-K | A | AC | Switched rack PDU · 3-ph 16 A · 400 V | 400 | 3 | 16 | 8 | 24 | VA-DC-001-UPS-2 | VA-DC-001-AC-1
VA-DC-001-RACK-K-PDU-B | VA-DC-001 | VA-DC-001-RACK-K | B | AC | Switched rack PDU · 3-ph 16 A · 400 V | 400 | 3 | 16 | 8 | 24 | VA-DC-001-UPS-1 | VA-DC-001-AC-2
VA-DC-001-RACK-L-PDU-A | VA-DC-001 | VA-DC-001-RACK-L | A | AC | Switched rack PDU · 3-ph 16 A · 400 V | 400 | 3 | 16 | 10 | 24 | VA-DC-001-UPS-4 | VA-DC-001-AC-1
VA-DC-001-RACK-L-PDU-B | VA-DC-001 | VA-DC-001-RACK-L | B | AC | Switched rack PDU · 3-ph 16 A · 400 V | 400 | 3 | 16 | 10 | 24 | VA-DC-001-UPS-3 | VA-DC-001-AC-2
VA-DC-001-RACK-M-PDU-A | VA-DC-001 | VA-DC-001-RACK-M | A | AC | Switched rack PDU · 3-ph 16 A · 400 V | 400 | 3 | 16 | 8 | 24 | VA-DC-001-UPS-2 | VA-DC-001-AC-1
VA-DC-001-RACK-M-PDU-B | VA-DC-001 | VA-DC-001-RACK-M | B | AC | Switched rack PDU · 3-ph 16 A · 400 V | 400 | 3 | 16 | 8 | 24 | VA-DC-001-UPS-1 | VA-DC-001-AC-2
VA-DC-001-RACK-N-PDU-A | VA-DC-001 | VA-DC-001-RACK-N | A | AC | Switched rack PDU · 3-ph 32 A · 400 V | 400 | 3 | 32 | 13 | 36 | VA-DC-001-UPS-4 | VA-DC-001-AC-1
VA-DC-001-RACK-N-PDU-B | VA-DC-001 | VA-DC-001-RACK-N | B | AC | Switched rack PDU · 3-ph 32 A · 400 V | 400 | 3 | 32 | 13 | 36 | VA-DC-001-UPS-3 | VA-DC-001-AC-2
VA-DC-001-RACK-O-PDU-A | VA-DC-001 | VA-DC-001-RACK-O | A | AC | Switched rack PDU · 3-ph 32 A · 400 V | 400 | 3 | 32 | 12 | 36 | VA-DC-001-UPS-2 | VA-DC-001-AC-1
VA-DC-001-RACK-O-PDU-B | VA-DC-001 | VA-DC-001-RACK-O | B | AC | Switched rack PDU · 3-ph 32 A · 400 V | 400 | 3 | 32 | 12 | 36 | VA-DC-001-UPS-1 | VA-DC-001-AC-2
VA-DC-001-RACK-P-PDU-A | VA-DC-001 | VA-DC-001-RACK-P | A | AC | Switched rack PDU · 3-ph 32 A · 400 V | 400 | 3 | 32 | 14 | 36 | VA-DC-001-UPS-4 | VA-DC-001-AC-1
VA-DC-001-RACK-P-PDU-B | VA-DC-001 | VA-DC-001-RACK-P | B | AC | Switched rack PDU · 3-ph 32 A · 400 V | 400 | 3 | 32 | 14 | 36 | VA-DC-001-UPS-3 | VA-DC-001-AC-2
VA-DC-001-RACK-Q-PDU-A | VA-DC-001 | VA-DC-001-RACK-Q | A | AC | Switched rack PDU · 3-ph 16 A · 400 V | 400 | 3 | 16 | 8 | 24 | VA-DC-001-UPS-2 | VA-DC-001-AC-1
VA-DC-001-RACK-Q-PDU-B | VA-DC-001 | VA-DC-001-RACK-Q | B | AC | Switched rack PDU · 3-ph 16 A · 400 V | 400 | 3 | 16 | 8 | 24 | VA-DC-001-UPS-1 | VA-DC-001-AC-2
VA-DC-001-RACK-R-PDU-A | VA-DC-001 | VA-DC-001-RACK-R | A | AC | Switched rack PDU · 3-ph 16 A · 400 V | 400 | 3 | 16 | 8 | 24 | VA-DC-001-UPS-4 | VA-DC-001-AC-1
VA-DC-001-RACK-R-PDU-B | VA-DC-001 | VA-DC-001-RACK-R | B | AC | Switched rack PDU · 3-ph 16 A · 400 V | 400 | 3 | 16 | 8 | 24 | VA-DC-001-UPS-3 | VA-DC-001-AC-2
VA-DC-001-RACK-S-PDU-A | VA-DC-001 | VA-DC-001-RACK-S | A | AC | Switched rack PDU · 3-ph 16 A · 400 V | 400 | 3 | 16 | 8 | 24 | VA-DC-001-UPS-2 | VA-DC-001-AC-1
VA-DC-001-RACK-S-PDU-B | VA-DC-001 | VA-DC-001-RACK-S | B | AC | Switched rack PDU · 3-ph 16 A · 400 V | 400 | 3 | 16 | 8 | 24 | VA-DC-001-UPS-1 | VA-DC-001-AC-2
VA-DC-001-RACK-T-PDU-A | VA-DC-001 | VA-DC-001-RACK-T | A | AC | Switched rack PDU · 3-ph 16 A · 400 V | 400 | 3 | 16 | 8 | 24 | VA-DC-001-UPS-4 | VA-DC-001-AC-1
VA-DC-001-RACK-T-PDU-B | VA-DC-001 | VA-DC-001-RACK-T | B | AC | Switched rack PDU · 3-ph 16 A · 400 V | 400 | 3 | 16 | 8 | 24 | VA-DC-001-UPS-3 | VA-DC-001-AC-2
VA-DC-002-RACK-A-PDU-A | VA-DC-002 | VA-DC-002-RACK-A | A | AC | Switched rack PDU · 3-ph 32 A · 400 V | 400 | 3 | 32 | 12 | 36 | VA-DC-002-UPS-2 | VA-DC-002-AC-1
VA-DC-002-RACK-A-PDU-B | VA-DC-002 | VA-DC-002-RACK-A | B | AC | Switched rack PDU · 3-ph 32 A · 400 V | 400 | 3 | 32 | 12 | 36 | VA-DC-002-UPS-1 | VA-DC-002-AC-2
VA-DC-002-RACK-B-PDU-A | VA-DC-002 | VA-DC-002-RACK-B | A | AC | High-density rack PDU · 3-ph 63 A · 400 V | 400 | 3 | 63 | 40 | 48 | VA-DC-002-UPS-2 | VA-DC-002-AC-1
VA-DC-002-RACK-B-PDU-B | VA-DC-002 | VA-DC-002-RACK-B | B | AC | High-density rack PDU · 3-ph 63 A · 400 V | 400 | 3 | 63 | 40 | 48 | VA-DC-002-UPS-1 | VA-DC-002-AC-2
VA-DC-002-RACK-C-PDU-A | VA-DC-002 | VA-DC-002-RACK-C | A | AC | High-density rack PDU · 3-ph 63 A · 400 V | 400 | 3 | 63 | 40 | 48 | VA-DC-002-UPS-2 | VA-DC-002-AC-1
VA-DC-002-RACK-C-PDU-B | VA-DC-002 | VA-DC-002-RACK-C | B | AC | High-density rack PDU · 3-ph 63 A · 400 V | 400 | 3 | 63 | 40 | 48 | VA-DC-002-UPS-1 | VA-DC-002-AC-2
VA-DC-002-RACK-D-PDU-A | VA-DC-002 | VA-DC-002-RACK-D | A | AC | High-density rack PDU · 3-ph 63 A · 400 V | 400 | 3 | 63 | 40 | 48 | VA-DC-002-UPS-2 | VA-DC-002-AC-1
VA-DC-002-RACK-D-PDU-B | VA-DC-002 | VA-DC-002-RACK-D | B | AC | High-density rack PDU · 3-ph 63 A · 400 V | 400 | 3 | 63 | 40 | 48 | VA-DC-002-UPS-1 | VA-DC-002-AC-2
VA-DC-002-RACK-E-PDU-A | VA-DC-002 | VA-DC-002-RACK-E | A | AC | Switched rack PDU · 3-ph 32 A · 400 V | 400 | 3 | 32 | 14 | 36 | VA-DC-002-UPS-2 | VA-DC-002-AC-1
VA-DC-002-RACK-E-PDU-B | VA-DC-002 | VA-DC-002-RACK-E | B | AC | Switched rack PDU · 3-ph 32 A · 400 V | 400 | 3 | 32 | 14 | 36 | VA-DC-002-UPS-1 | VA-DC-002-AC-2
VA-DC-002-RACK-F-PDU-A | VA-DC-002 | VA-DC-002-RACK-F | A | AC | Switched rack PDU · 3-ph 32 A · 400 V | 400 | 3 | 32 | 19 | 36 | VA-DC-002-UPS-2 | VA-DC-002-AC-1
VA-DC-002-RACK-F-PDU-B | VA-DC-002 | VA-DC-002-RACK-F | B | AC | Switched rack PDU · 3-ph 32 A · 400 V | 400 | 3 | 32 | 19 | 36 | VA-DC-002-UPS-1 | VA-DC-002-AC-2
VA-DC-002-RACK-G-PDU-A | VA-DC-002 | VA-DC-002-RACK-G | A | AC | Switched rack PDU · 3-ph 32 A · 400 V | 400 | 3 | 32 | 16 | 36 | VA-DC-002-UPS-2 | VA-DC-002-AC-1
VA-DC-002-RACK-G-PDU-B | VA-DC-002 | VA-DC-002-RACK-G | B | AC | Switched rack PDU · 3-ph 32 A · 400 V | 400 | 3 | 32 | 16 | 36 | VA-DC-002-UPS-1 | VA-DC-002-AC-2
VA-DC-002-RACK-H-PDU-A | VA-DC-002 | VA-DC-002-RACK-H | A | AC | Switched rack PDU · 3-ph 32 A · 400 V | 400 | 3 | 32 | 14 | 36 | VA-DC-002-UPS-2 | VA-DC-002-AC-1
VA-DC-002-RACK-H-PDU-B | VA-DC-002 | VA-DC-002-RACK-H | B | AC | Switched rack PDU · 3-ph 32 A · 400 V | 400 | 3 | 32 | 14 | 36 | VA-DC-002-UPS-1 | VA-DC-002-AC-2
VA-DC-002-RACK-I-PDU-A | VA-DC-002 | VA-DC-002-RACK-I | A | AC | Switched rack PDU · 3-ph 16 A · 400 V | 400 | 3 | 16 | 8 | 24 | VA-DC-002-UPS-2 | VA-DC-002-AC-1
VA-DC-002-RACK-I-PDU-B | VA-DC-002 | VA-DC-002-RACK-I | B | AC | Switched rack PDU · 3-ph 16 A · 400 V | 400 | 3 | 16 | 8 | 24 | VA-DC-002-UPS-1 | VA-DC-002-AC-2
VA-DC-002-RACK-J-PDU-A | VA-DC-002 | VA-DC-002-RACK-J | A | AC | Switched rack PDU · 3-ph 16 A · 400 V | 400 | 3 | 16 | 8 | 24 | VA-DC-002-UPS-2 | VA-DC-002-AC-1
VA-DC-002-RACK-J-PDU-B | VA-DC-002 | VA-DC-002-RACK-J | B | AC | Switched rack PDU · 3-ph 16 A · 400 V | 400 | 3 | 16 | 8 | 24 | VA-DC-002-UPS-1 | VA-DC-002-AC-2
VA-DC-003-RACK-A-PDU-A | VA-DC-003 | VA-DC-003-RACK-A | A | AC | Switched rack PDU · 3-ph 32 A · 400 V | 400 | 3 | 32 | 14 | 36 | VA-DC-003-UPS-2 | VA-DC-003-AC-1
VA-DC-003-RACK-A-PDU-B | VA-DC-003 | VA-DC-003-RACK-A | B | AC | Switched rack PDU · 3-ph 32 A · 400 V | 400 | 3 | 32 | 14 | 36 | VA-DC-003-UPS-1 | VA-DC-003-AC-2
VA-DC-003-RACK-B-PDU-A | VA-DC-003 | VA-DC-003-RACK-B | A | AC | Switched rack PDU · 3-ph 32 A · 400 V | 400 | 3 | 32 | 16 | 36 | VA-DC-003-UPS-4 | VA-DC-003-AC-1
VA-DC-003-RACK-B-PDU-B | VA-DC-003 | VA-DC-003-RACK-B | B | AC | Switched rack PDU · 3-ph 32 A · 400 V | 400 | 3 | 32 | 16 | 36 | VA-DC-003-UPS-3 | VA-DC-003-AC-2
VA-DC-003-RACK-C-PDU-A | VA-DC-003 | VA-DC-003-RACK-C | A | AC | Switched rack PDU · 3-ph 32 A · 400 V | 400 | 3 | 32 | 19 | 36 | VA-DC-003-UPS-2 | VA-DC-003-AC-1
VA-DC-003-RACK-C-PDU-B | VA-DC-003 | VA-DC-003-RACK-C | B | AC | Switched rack PDU · 3-ph 32 A · 400 V | 400 | 3 | 32 | 19 | 36 | VA-DC-003-UPS-1 | VA-DC-003-AC-2
VA-DC-003-RACK-D-PDU-A | VA-DC-003 | VA-DC-003-RACK-D | A | AC | Switched rack PDU · 3-ph 32 A · 400 V | 400 | 3 | 32 | 15 | 36 | VA-DC-003-UPS-4 | VA-DC-003-AC-1
VA-DC-003-RACK-D-PDU-B | VA-DC-003 | VA-DC-003-RACK-D | B | AC | Switched rack PDU · 3-ph 32 A · 400 V | 400 | 3 | 32 | 15 | 36 | VA-DC-003-UPS-3 | VA-DC-003-AC-2
VA-DC-003-RACK-E-PDU-A | VA-DC-003 | VA-DC-003-RACK-E | A | AC | Switched rack PDU · 3-ph 32 A · 400 V | 400 | 3 | 32 | 17 | 36 | VA-DC-003-UPS-2 | VA-DC-003-AC-1
VA-DC-003-RACK-E-PDU-B | VA-DC-003 | VA-DC-003-RACK-E | B | AC | Switched rack PDU · 3-ph 32 A · 400 V | 400 | 3 | 32 | 17 | 36 | VA-DC-003-UPS-1 | VA-DC-003-AC-2
VA-DC-003-RACK-F-PDU-A | VA-DC-003 | VA-DC-003-RACK-F | A | AC | Switched rack PDU · 3-ph 32 A · 400 V | 400 | 3 | 32 | 17 | 36 | VA-DC-003-UPS-4 | VA-DC-003-AC-1
VA-DC-003-RACK-F-PDU-B | VA-DC-003 | VA-DC-003-RACK-F | B | AC | Switched rack PDU · 3-ph 32 A · 400 V | 400 | 3 | 32 | 17 | 36 | VA-DC-003-UPS-3 | VA-DC-003-AC-2
VA-DC-003-RACK-G-PDU-A | VA-DC-003 | VA-DC-003-RACK-G | A | AC | Switched rack PDU · 3-ph 32 A · 400 V | 400 | 3 | 32 | 21 | 36 | VA-DC-003-UPS-2 | VA-DC-003-AC-1
VA-DC-003-RACK-G-PDU-B | VA-DC-003 | VA-DC-003-RACK-G | B | AC | Switched rack PDU · 3-ph 32 A · 400 V | 400 | 3 | 32 | 21 | 36 | VA-DC-003-UPS-1 | VA-DC-003-AC-2
VA-DC-003-RACK-H-PDU-A | VA-DC-003 | VA-DC-003-RACK-H | A | AC | Switched rack PDU · 3-ph 32 A · 400 V | 400 | 3 | 32 | 15 | 36 | VA-DC-003-UPS-4 | VA-DC-003-AC-1
VA-DC-003-RACK-H-PDU-B | VA-DC-003 | VA-DC-003-RACK-H | B | AC | Switched rack PDU · 3-ph 32 A · 400 V | 400 | 3 | 32 | 15 | 36 | VA-DC-003-UPS-3 | VA-DC-003-AC-2
VA-DC-003-RACK-I-PDU-A | VA-DC-003 | VA-DC-003-RACK-I | A | AC | Switched rack PDU · 3-ph 32 A · 400 V | 400 | 3 | 32 | 18 | 36 | VA-DC-003-UPS-2 | VA-DC-003-AC-1
VA-DC-003-RACK-I-PDU-B | VA-DC-003 | VA-DC-003-RACK-I | B | AC | Switched rack PDU · 3-ph 32 A · 400 V | 400 | 3 | 32 | 18 | 36 | VA-DC-003-UPS-1 | VA-DC-003-AC-2
VA-DC-003-RACK-J-PDU-A | VA-DC-003 | VA-DC-003-RACK-J | A | AC | Switched rack PDU · 3-ph 32 A · 400 V | 400 | 3 | 32 | 20 | 36 | VA-DC-003-UPS-4 | VA-DC-003-AC-1
VA-DC-003-RACK-J-PDU-B | VA-DC-003 | VA-DC-003-RACK-J | B | AC | Switched rack PDU · 3-ph 32 A · 400 V | 400 | 3 | 32 | 20 | 36 | VA-DC-003-UPS-3 | VA-DC-003-AC-2
VA-DC-003-RACK-K-PDU-A | VA-DC-003 | VA-DC-003-RACK-K | A | AC | Switched rack PDU · 3-ph 16 A · 400 V | 400 | 3 | 16 | 8 | 24 | VA-DC-003-UPS-2 | VA-DC-003-AC-1
VA-DC-003-RACK-K-PDU-B | VA-DC-003 | VA-DC-003-RACK-K | B | AC | Switched rack PDU · 3-ph 16 A · 400 V | 400 | 3 | 16 | 8 | 24 | VA-DC-003-UPS-1 | VA-DC-003-AC-2
VA-DC-003-RACK-L-PDU-A | VA-DC-003 | VA-DC-003-RACK-L | A | AC | Switched rack PDU · 3-ph 16 A · 400 V | 400 | 3 | 16 | 8 | 24 | VA-DC-003-UPS-4 | VA-DC-003-AC-1
VA-DC-003-RACK-L-PDU-B | VA-DC-003 | VA-DC-003-RACK-L | B | AC | Switched rack PDU · 3-ph 16 A · 400 V | 400 | 3 | 16 | 8 | 24 | VA-DC-003-UPS-3 | VA-DC-003-AC-2
VA-DC-003-RACK-M-PDU-A | VA-DC-003 | VA-DC-003-RACK-M | A | AC | Switched rack PDU · 3-ph 16 A · 400 V | 400 | 3 | 16 | 8 | 24 | VA-DC-003-UPS-2 | VA-DC-003-AC-1
VA-DC-003-RACK-M-PDU-B | VA-DC-003 | VA-DC-003-RACK-M | B | AC | Switched rack PDU · 3-ph 16 A · 400 V | 400 | 3 | 16 | 8 | 24 | VA-DC-003-UPS-1 | VA-DC-003-AC-2
VA-DC-004-RACK-A-PDU-A | VA-DC-004 | VA-DC-004-RACK-A | A | AC | Switched rack PDU · 3-ph 32 A · 400 V | 400 | 3 | 32 | 15 | 36 | VA-DC-004-UPS-2 | VA-DC-004-AC-1
VA-DC-004-RACK-A-PDU-B | VA-DC-004 | VA-DC-004-RACK-A | B | AC | Switched rack PDU · 3-ph 32 A · 400 V | 400 | 3 | 32 | 15 | 36 | VA-DC-004-UPS-1 | VA-DC-004-AC-1
VA-DC-004-RACK-B-PDU-A | VA-DC-004 | VA-DC-004-RACK-B | A | AC | Switched rack PDU · 3-ph 32 A · 400 V | 400 | 3 | 32 | 14 | 36 | VA-DC-004-UPS-2 | VA-DC-004-AC-1
VA-DC-004-RACK-B-PDU-B | VA-DC-004 | VA-DC-004-RACK-B | B | AC | Switched rack PDU · 3-ph 32 A · 400 V | 400 | 3 | 32 | 14 | 36 | VA-DC-004-UPS-1 | VA-DC-004-AC-1
VA-DC-004-RACK-C-PDU-A | VA-DC-004 | VA-DC-004-RACK-C | A | AC | Switched rack PDU · 3-ph 32 A · 400 V | 400 | 3 | 32 | 15 | 36 | VA-DC-004-UPS-2 | VA-DC-004-AC-1
VA-DC-004-RACK-C-PDU-B | VA-DC-004 | VA-DC-004-RACK-C | B | AC | Switched rack PDU · 3-ph 32 A · 400 V | 400 | 3 | 32 | 15 | 36 | VA-DC-004-UPS-1 | VA-DC-004-AC-1
VA-DC-004-RACK-D-PDU-A | VA-DC-004 | VA-DC-004-RACK-D | A | AC | Switched rack PDU · 3-ph 32 A · 400 V | 400 | 3 | 32 | 22 | 36 | VA-DC-004-UPS-2 | VA-DC-004-AC-1
VA-DC-004-RACK-D-PDU-B | VA-DC-004 | VA-DC-004-RACK-D | B | AC | Switched rack PDU · 3-ph 32 A · 400 V | 400 | 3 | 32 | 22 | 36 | VA-DC-004-UPS-1 | VA-DC-004-AC-1
VA-DC-004-RACK-E-PDU-A | VA-DC-004 | VA-DC-004-RACK-E | A | AC | Switched rack PDU · 3-ph 32 A · 400 V | 400 | 3 | 32 | 15 | 36 | VA-DC-004-UPS-2 | VA-DC-004-AC-1
VA-DC-004-RACK-E-PDU-B | VA-DC-004 | VA-DC-004-RACK-E | B | AC | Switched rack PDU · 3-ph 32 A · 400 V | 400 | 3 | 32 | 15 | 36 | VA-DC-004-UPS-1 | VA-DC-004-AC-1
VA-DC-004-RACK-F-PDU-A | VA-DC-004 | VA-DC-004-RACK-F | A | AC | Switched rack PDU · 3-ph 32 A · 400 V | 400 | 3 | 32 | 14 | 36 | VA-DC-004-UPS-2 | VA-DC-004-AC-1
VA-DC-004-RACK-F-PDU-B | VA-DC-004 | VA-DC-004-RACK-F | B | AC | Switched rack PDU · 3-ph 32 A · 400 V | 400 | 3 | 32 | 14 | 36 | VA-DC-004-UPS-1 | VA-DC-004-AC-1
VA-DC-004-RACK-G-PDU-A | VA-DC-004 | VA-DC-004-RACK-G | A | AC | Switched rack PDU · 3-ph 16 A · 400 V | 400 | 3 | 16 | 8 | 24 | VA-DC-004-UPS-2 | VA-DC-004-AC-1
VA-DC-004-RACK-G-PDU-B | VA-DC-004 | VA-DC-004-RACK-G | B | AC | Switched rack PDU · 3-ph 16 A · 400 V | 400 | 3 | 16 | 8 | 24 | VA-DC-004-UPS-1 | VA-DC-004-AC-1
TX-DC-005-RACK-A-PDU-A | TX-DC-005 | TX-DC-005-RACK-A | A | AC | Switched rack PDU · 3-ph 32 A · 400 V | 400 | 3 | 32 | 16 | 36 | TX-DC-005-UPS-2 | TX-DC-005-AC-1
TX-DC-005-RACK-A-PDU-B | TX-DC-005 | TX-DC-005-RACK-A | B | AC | Switched rack PDU · 3-ph 32 A · 400 V | 400 | 3 | 32 | 16 | 36 | TX-DC-005-UPS-1 | TX-DC-005-AC-2
TX-DC-005-RACK-B-PDU-A | TX-DC-005 | TX-DC-005-RACK-B | A | AC | Switched rack PDU · 3-ph 32 A · 400 V | 400 | 3 | 32 | 20 | 36 | TX-DC-005-UPS-4 | TX-DC-005-AC-1
TX-DC-005-RACK-B-PDU-B | TX-DC-005 | TX-DC-005-RACK-B | B | AC | Switched rack PDU · 3-ph 32 A · 400 V | 400 | 3 | 32 | 20 | 36 | TX-DC-005-UPS-3 | TX-DC-005-AC-2
TX-DC-005-RACK-C-PDU-A | TX-DC-005 | TX-DC-005-RACK-C | A | AC | Switched rack PDU · 3-ph 32 A · 400 V | 400 | 3 | 32 | 15 | 36 | TX-DC-005-UPS-2 | TX-DC-005-AC-1
TX-DC-005-RACK-C-PDU-B | TX-DC-005 | TX-DC-005-RACK-C | B | AC | Switched rack PDU · 3-ph 32 A · 400 V | 400 | 3 | 32 | 15 | 36 | TX-DC-005-UPS-1 | TX-DC-005-AC-2
TX-DC-005-RACK-D-PDU-A | TX-DC-005 | TX-DC-005-RACK-D | A | AC | Switched rack PDU · 3-ph 32 A · 400 V | 400 | 3 | 32 | 17 | 36 | TX-DC-005-UPS-4 | TX-DC-005-AC-1
TX-DC-005-RACK-D-PDU-B | TX-DC-005 | TX-DC-005-RACK-D | B | AC | Switched rack PDU · 3-ph 32 A · 400 V | 400 | 3 | 32 | 17 | 36 | TX-DC-005-UPS-3 | TX-DC-005-AC-2
TX-DC-005-RACK-E-PDU-A | TX-DC-005 | TX-DC-005-RACK-E | A | AC | Switched rack PDU · 3-ph 32 A · 400 V | 400 | 3 | 32 | 12 | 36 | TX-DC-005-UPS-2 | TX-DC-005-AC-1
TX-DC-005-RACK-E-PDU-B | TX-DC-005 | TX-DC-005-RACK-E | B | AC | Switched rack PDU · 3-ph 32 A · 400 V | 400 | 3 | 32 | 12 | 36 | TX-DC-005-UPS-1 | TX-DC-005-AC-2
TX-DC-005-RACK-F-PDU-A | TX-DC-005 | TX-DC-005-RACK-F | A | AC | Switched rack PDU · 3-ph 32 A · 400 V | 400 | 3 | 32 | 18 | 36 | TX-DC-005-UPS-4 | TX-DC-005-AC-1
TX-DC-005-RACK-F-PDU-B | TX-DC-005 | TX-DC-005-RACK-F | B | AC | Switched rack PDU · 3-ph 32 A · 400 V | 400 | 3 | 32 | 18 | 36 | TX-DC-005-UPS-3 | TX-DC-005-AC-2
TX-DC-005-RACK-G-PDU-A | TX-DC-005 | TX-DC-005-RACK-G | A | AC | Switched rack PDU · 3-ph 32 A · 400 V | 400 | 3 | 32 | 13 | 36 | TX-DC-005-UPS-2 | TX-DC-005-AC-1
TX-DC-005-RACK-G-PDU-B | TX-DC-005 | TX-DC-005-RACK-G | B | AC | Switched rack PDU · 3-ph 32 A · 400 V | 400 | 3 | 32 | 13 | 36 | TX-DC-005-UPS-1 | TX-DC-005-AC-2
TX-DC-005-RACK-H-PDU-A | TX-DC-005 | TX-DC-005-RACK-H | A | AC | Switched rack PDU · 3-ph 32 A · 400 V | 400 | 3 | 32 | 16 | 36 | TX-DC-005-UPS-4 | TX-DC-005-AC-1
TX-DC-005-RACK-H-PDU-B | TX-DC-005 | TX-DC-005-RACK-H | B | AC | Switched rack PDU · 3-ph 32 A · 400 V | 400 | 3 | 32 | 16 | 36 | TX-DC-005-UPS-3 | TX-DC-005-AC-2
TX-DC-005-RACK-I-PDU-A | TX-DC-005 | TX-DC-005-RACK-I | A | AC | Switched rack PDU · 3-ph 32 A · 400 V | 400 | 3 | 32 | 17 | 36 | TX-DC-005-UPS-2 | TX-DC-005-AC-1
TX-DC-005-RACK-I-PDU-B | TX-DC-005 | TX-DC-005-RACK-I | B | AC | Switched rack PDU · 3-ph 32 A · 400 V | 400 | 3 | 32 | 17 | 36 | TX-DC-005-UPS-1 | TX-DC-005-AC-2
TX-DC-005-RACK-J-PDU-A | TX-DC-005 | TX-DC-005-RACK-J | A | AC | Switched rack PDU · 3-ph 32 A · 400 V | 400 | 3 | 32 | 18 | 36 | TX-DC-005-UPS-4 | TX-DC-005-AC-1
TX-DC-005-RACK-J-PDU-B | TX-DC-005 | TX-DC-005-RACK-J | B | AC | Switched rack PDU · 3-ph 32 A · 400 V | 400 | 3 | 32 | 18 | 36 | TX-DC-005-UPS-3 | TX-DC-005-AC-2
TX-DC-005-RACK-K-PDU-A | TX-DC-005 | TX-DC-005-RACK-K | A | AC | Switched rack PDU · 3-ph 32 A · 400 V | 400 | 3 | 32 | 16 | 36 | TX-DC-005-UPS-2 | TX-DC-005-AC-1
TX-DC-005-RACK-K-PDU-B | TX-DC-005 | TX-DC-005-RACK-K | B | AC | Switched rack PDU · 3-ph 32 A · 400 V | 400 | 3 | 32 | 16 | 36 | TX-DC-005-UPS-1 | TX-DC-005-AC-2
TX-DC-005-RACK-L-PDU-A | TX-DC-005 | TX-DC-005-RACK-L | A | AC | Switched rack PDU · 3-ph 32 A · 400 V | 400 | 3 | 32 | 12 | 36 | TX-DC-005-UPS-4 | TX-DC-005-AC-1
TX-DC-005-RACK-L-PDU-B | TX-DC-005 | TX-DC-005-RACK-L | B | AC | Switched rack PDU · 3-ph 32 A · 400 V | 400 | 3 | 32 | 12 | 36 | TX-DC-005-UPS-3 | TX-DC-005-AC-2
TX-DC-005-RACK-M-PDU-A | TX-DC-005 | TX-DC-005-RACK-M | A | AC | Switched rack PDU · 3-ph 32 A · 400 V | 400 | 3 | 32 | 13 | 36 | TX-DC-005-UPS-2 | TX-DC-005-AC-1
TX-DC-005-RACK-M-PDU-B | TX-DC-005 | TX-DC-005-RACK-M | B | AC | Switched rack PDU · 3-ph 32 A · 400 V | 400 | 3 | 32 | 13 | 36 | TX-DC-005-UPS-1 | TX-DC-005-AC-2
TX-DC-005-RACK-N-PDU-A | TX-DC-005 | TX-DC-005-RACK-N | A | AC | Switched rack PDU · 3-ph 32 A · 400 V | 400 | 3 | 32 | 12 | 36 | TX-DC-005-UPS-4 | TX-DC-005-AC-1
TX-DC-005-RACK-N-PDU-B | TX-DC-005 | TX-DC-005-RACK-N | B | AC | Switched rack PDU · 3-ph 32 A · 400 V | 400 | 3 | 32 | 12 | 36 | TX-DC-005-UPS-3 | TX-DC-005-AC-2
TX-DC-005-RACK-O-PDU-A | TX-DC-005 | TX-DC-005-RACK-O | A | AC | Switched rack PDU · 3-ph 16 A · 400 V | 400 | 3 | 16 | 8 | 24 | TX-DC-005-UPS-2 | TX-DC-005-AC-1
TX-DC-005-RACK-O-PDU-B | TX-DC-005 | TX-DC-005-RACK-O | B | AC | Switched rack PDU · 3-ph 16 A · 400 V | 400 | 3 | 16 | 8 | 24 | TX-DC-005-UPS-1 | TX-DC-005-AC-2
TX-DC-005-RACK-P-PDU-A | TX-DC-005 | TX-DC-005-RACK-P | A | AC | Switched rack PDU · 3-ph 16 A · 400 V | 400 | 3 | 16 | 8 | 24 | TX-DC-005-UPS-4 | TX-DC-005-AC-1
TX-DC-005-RACK-P-PDU-B | TX-DC-005 | TX-DC-005-RACK-P | B | AC | Switched rack PDU · 3-ph 16 A · 400 V | 400 | 3 | 16 | 8 | 24 | TX-DC-005-UPS-3 | TX-DC-005-AC-2
TX-DC-006-RACK-A-PDU-A | TX-DC-006 | TX-DC-006-RACK-A | A | AC | Switched rack PDU · 3-ph 32 A · 400 V | 400 | 3 | 32 | 16 | 36 | TX-DC-006-UPS-2 | TX-DC-006-AC-1
TX-DC-006-RACK-A-PDU-B | TX-DC-006 | TX-DC-006-RACK-A | B | AC | Switched rack PDU · 3-ph 32 A · 400 V | 400 | 3 | 32 | 16 | 36 | TX-DC-006-UPS-1 | TX-DC-006-AC-2
TX-DC-006-RACK-B-PDU-A | TX-DC-006 | TX-DC-006-RACK-B | A | AC | Switched rack PDU · 3-ph 32 A · 400 V | 400 | 3 | 32 | 16 | 36 | TX-DC-006-UPS-4 | TX-DC-006-AC-1
TX-DC-006-RACK-B-PDU-B | TX-DC-006 | TX-DC-006-RACK-B | B | AC | Switched rack PDU · 3-ph 32 A · 400 V | 400 | 3 | 32 | 16 | 36 | TX-DC-006-UPS-3 | TX-DC-006-AC-2
TX-DC-006-RACK-C-PDU-A | TX-DC-006 | TX-DC-006-RACK-C | A | AC | Switched rack PDU · 3-ph 32 A · 400 V | 400 | 3 | 32 | 21 | 36 | TX-DC-006-UPS-2 | TX-DC-006-AC-1
TX-DC-006-RACK-C-PDU-B | TX-DC-006 | TX-DC-006-RACK-C | B | AC | Switched rack PDU · 3-ph 32 A · 400 V | 400 | 3 | 32 | 21 | 36 | TX-DC-006-UPS-1 | TX-DC-006-AC-2
TX-DC-006-RACK-D-PDU-A | TX-DC-006 | TX-DC-006-RACK-D | A | AC | Switched rack PDU · 3-ph 32 A · 400 V | 400 | 3 | 32 | 13 | 36 | TX-DC-006-UPS-4 | TX-DC-006-AC-1
TX-DC-006-RACK-D-PDU-B | TX-DC-006 | TX-DC-006-RACK-D | B | AC | Switched rack PDU · 3-ph 32 A · 400 V | 400 | 3 | 32 | 13 | 36 | TX-DC-006-UPS-3 | TX-DC-006-AC-2
TX-DC-006-RACK-E-PDU-A | TX-DC-006 | TX-DC-006-RACK-E | A | AC | Switched rack PDU · 3-ph 32 A · 400 V | 400 | 3 | 32 | 13 | 36 | TX-DC-006-UPS-2 | TX-DC-006-AC-1
TX-DC-006-RACK-E-PDU-B | TX-DC-006 | TX-DC-006-RACK-E | B | AC | Switched rack PDU · 3-ph 32 A · 400 V | 400 | 3 | 32 | 13 | 36 | TX-DC-006-UPS-1 | TX-DC-006-AC-2
TX-DC-006-RACK-F-PDU-A | TX-DC-006 | TX-DC-006-RACK-F | A | AC | Switched rack PDU · 3-ph 32 A · 400 V | 400 | 3 | 32 | 15 | 36 | TX-DC-006-UPS-4 | TX-DC-006-AC-1
TX-DC-006-RACK-F-PDU-B | TX-DC-006 | TX-DC-006-RACK-F | B | AC | Switched rack PDU · 3-ph 32 A · 400 V | 400 | 3 | 32 | 15 | 36 | TX-DC-006-UPS-3 | TX-DC-006-AC-2
TX-DC-006-RACK-G-PDU-A | TX-DC-006 | TX-DC-006-RACK-G | A | AC | Switched rack PDU · 3-ph 32 A · 400 V | 400 | 3 | 32 | 15 | 36 | TX-DC-006-UPS-2 | TX-DC-006-AC-1
TX-DC-006-RACK-G-PDU-B | TX-DC-006 | TX-DC-006-RACK-G | B | AC | Switched rack PDU · 3-ph 32 A · 400 V | 400 | 3 | 32 | 15 | 36 | TX-DC-006-UPS-1 | TX-DC-006-AC-2
TX-DC-006-RACK-H-PDU-A | TX-DC-006 | TX-DC-006-RACK-H | A | AC | Switched rack PDU · 3-ph 32 A · 400 V | 400 | 3 | 32 | 16 | 36 | TX-DC-006-UPS-4 | TX-DC-006-AC-1
TX-DC-006-RACK-H-PDU-B | TX-DC-006 | TX-DC-006-RACK-H | B | AC | Switched rack PDU · 3-ph 32 A · 400 V | 400 | 3 | 32 | 16 | 36 | TX-DC-006-UPS-3 | TX-DC-006-AC-2
TX-DC-006-RACK-I-PDU-A | TX-DC-006 | TX-DC-006-RACK-I | A | AC | Switched rack PDU · 3-ph 32 A · 400 V | 400 | 3 | 32 | 18 | 36 | TX-DC-006-UPS-2 | TX-DC-006-AC-1
TX-DC-006-RACK-I-PDU-B | TX-DC-006 | TX-DC-006-RACK-I | B | AC | Switched rack PDU · 3-ph 32 A · 400 V | 400 | 3 | 32 | 18 | 36 | TX-DC-006-UPS-1 | TX-DC-006-AC-2
TX-DC-006-RACK-J-PDU-A | TX-DC-006 | TX-DC-006-RACK-J | A | AC | Switched rack PDU · 3-ph 32 A · 400 V | 400 | 3 | 32 | 14 | 36 | TX-DC-006-UPS-4 | TX-DC-006-AC-1
TX-DC-006-RACK-J-PDU-B | TX-DC-006 | TX-DC-006-RACK-J | B | AC | Switched rack PDU · 3-ph 32 A · 400 V | 400 | 3 | 32 | 14 | 36 | TX-DC-006-UPS-3 | TX-DC-006-AC-2
TX-DC-006-RACK-K-PDU-A | TX-DC-006 | TX-DC-006-RACK-K | A | AC | Switched rack PDU · 3-ph 32 A · 400 V | 400 | 3 | 32 | 14 | 36 | TX-DC-006-UPS-2 | TX-DC-006-AC-1
TX-DC-006-RACK-K-PDU-B | TX-DC-006 | TX-DC-006-RACK-K | B | AC | Switched rack PDU · 3-ph 32 A · 400 V | 400 | 3 | 32 | 14 | 36 | TX-DC-006-UPS-1 | TX-DC-006-AC-2
TX-DC-006-RACK-L-PDU-A | TX-DC-006 | TX-DC-006-RACK-L | A | AC | Switched rack PDU · 3-ph 16 A · 400 V | 400 | 3 | 16 | 8 | 24 | TX-DC-006-UPS-4 | TX-DC-006-AC-1
TX-DC-006-RACK-L-PDU-B | TX-DC-006 | TX-DC-006-RACK-L | B | AC | Switched rack PDU · 3-ph 16 A · 400 V | 400 | 3 | 16 | 8 | 24 | TX-DC-006-UPS-3 | TX-DC-006-AC-2
TX-DC-006-RACK-M-PDU-A | TX-DC-006 | TX-DC-006-RACK-M | A | AC | Switched rack PDU · 3-ph 16 A · 400 V | 400 | 3 | 16 | 8 | 24 | TX-DC-006-UPS-2 | TX-DC-006-AC-1
TX-DC-006-RACK-M-PDU-B | TX-DC-006 | TX-DC-006-RACK-M | B | AC | Switched rack PDU · 3-ph 16 A · 400 V | 400 | 3 | 16 | 8 | 24 | TX-DC-006-UPS-1 | TX-DC-006-AC-2
TX-DC-007-RACK-A-PDU-A | TX-DC-007 | TX-DC-007-RACK-A | A | AC | Switched rack PDU · 3-ph 32 A · 400 V | 400 | 3 | 32 | 19 | 36 | TX-DC-007-UPS-2 | TX-DC-007-AC-1
TX-DC-007-RACK-A-PDU-B | TX-DC-007 | TX-DC-007-RACK-A | B | AC | Switched rack PDU · 3-ph 32 A · 400 V | 400 | 3 | 32 | 19 | 36 | TX-DC-007-UPS-1 | TX-DC-007-AC-1
TX-DC-007-RACK-B-PDU-A | TX-DC-007 | TX-DC-007-RACK-B | A | AC | Switched rack PDU · 3-ph 32 A · 400 V | 400 | 3 | 32 | 16 | 36 | TX-DC-007-UPS-2 | TX-DC-007-AC-1
TX-DC-007-RACK-B-PDU-B | TX-DC-007 | TX-DC-007-RACK-B | B | AC | Switched rack PDU · 3-ph 32 A · 400 V | 400 | 3 | 32 | 16 | 36 | TX-DC-007-UPS-1 | TX-DC-007-AC-1
TX-DC-007-RACK-C-PDU-A | TX-DC-007 | TX-DC-007-RACK-C | A | AC | Switched rack PDU · 3-ph 32 A · 400 V | 400 | 3 | 32 | 18 | 36 | TX-DC-007-UPS-2 | TX-DC-007-AC-1
TX-DC-007-RACK-C-PDU-B | TX-DC-007 | TX-DC-007-RACK-C | B | AC | Switched rack PDU · 3-ph 32 A · 400 V | 400 | 3 | 32 | 18 | 36 | TX-DC-007-UPS-1 | TX-DC-007-AC-1
TX-DC-007-RACK-D-PDU-A | TX-DC-007 | TX-DC-007-RACK-D | A | AC | Switched rack PDU · 3-ph 32 A · 400 V | 400 | 3 | 32 | 22 | 36 | TX-DC-007-UPS-2 | TX-DC-007-AC-1
TX-DC-007-RACK-D-PDU-B | TX-DC-007 | TX-DC-007-RACK-D | B | AC | Switched rack PDU · 3-ph 32 A · 400 V | 400 | 3 | 32 | 22 | 36 | TX-DC-007-UPS-1 | TX-DC-007-AC-1
TX-DC-007-RACK-E-PDU-A | TX-DC-007 | TX-DC-007-RACK-E | A | AC | Switched rack PDU · 3-ph 16 A · 400 V | 400 | 3 | 16 | 11 | 24 | TX-DC-007-UPS-2 | TX-DC-007-AC-1
TX-DC-007-RACK-E-PDU-B | TX-DC-007 | TX-DC-007-RACK-E | B | AC | Switched rack PDU · 3-ph 16 A · 400 V | 400 | 3 | 16 | 11 | 24 | TX-DC-007-UPS-1 | TX-DC-007-AC-1
TX-DC-007-RACK-F-PDU-A | TX-DC-007 | TX-DC-007-RACK-F | A | AC | Switched rack PDU · 3-ph 32 A · 400 V | 400 | 3 | 32 | 17 | 36 | TX-DC-007-UPS-2 | TX-DC-007-AC-1
TX-DC-007-RACK-F-PDU-B | TX-DC-007 | TX-DC-007-RACK-F | B | AC | Switched rack PDU · 3-ph 32 A · 400 V | 400 | 3 | 32 | 17 | 36 | TX-DC-007-UPS-1 | TX-DC-007-AC-1
TX-DC-007-RACK-G-PDU-A | TX-DC-007 | TX-DC-007-RACK-G | A | AC | Switched rack PDU · 3-ph 32 A · 400 V | 400 | 3 | 32 | 13 | 36 | TX-DC-007-UPS-2 | TX-DC-007-AC-1
TX-DC-007-RACK-G-PDU-B | TX-DC-007 | TX-DC-007-RACK-G | B | AC | Switched rack PDU · 3-ph 32 A · 400 V | 400 | 3 | 32 | 13 | 36 | TX-DC-007-UPS-1 | TX-DC-007-AC-1
TX-DC-007-RACK-H-PDU-A | TX-DC-007 | TX-DC-007-RACK-H | A | AC | Switched rack PDU · 3-ph 16 A · 400 V | 400 | 3 | 16 | 8 | 24 | TX-DC-007-UPS-2 | TX-DC-007-AC-1
TX-DC-007-RACK-H-PDU-B | TX-DC-007 | TX-DC-007-RACK-H | B | AC | Switched rack PDU · 3-ph 16 A · 400 V | 400 | 3 | 16 | 8 | 24 | TX-DC-007-UPS-1 | TX-DC-007-AC-1
TX-DC-007-RACK-I-PDU-A | TX-DC-007 | TX-DC-007-RACK-I | A | AC | Switched rack PDU · 3-ph 16 A · 400 V | 400 | 3 | 16 | 8 | 24 | TX-DC-007-UPS-2 | TX-DC-007-AC-1
TX-DC-007-RACK-I-PDU-B | TX-DC-007 | TX-DC-007-RACK-I | B | AC | Switched rack PDU · 3-ph 16 A · 400 V | 400 | 3 | 16 | 8 | 24 | TX-DC-007-UPS-1 | TX-DC-007-AC-1
CA-DC-008-RACK-A-PDU-A | CA-DC-008 | CA-DC-008-RACK-A | A | AC | Switched rack PDU · 3-ph 32 A · 400 V | 400 | 3 | 32 | 16 | 36 | CA-DC-008-UPS-2 | CA-DC-008-AC-1
CA-DC-008-RACK-A-PDU-B | CA-DC-008 | CA-DC-008-RACK-A | B | AC | Switched rack PDU · 3-ph 32 A · 400 V | 400 | 3 | 32 | 16 | 36 | CA-DC-008-UPS-1 | CA-DC-008-AC-2
CA-DC-008-RACK-B-PDU-A | CA-DC-008 | CA-DC-008-RACK-B | A | AC | Switched rack PDU · 3-ph 32 A · 400 V | 400 | 3 | 32 | 16 | 36 | CA-DC-008-UPS-4 | CA-DC-008-AC-1
CA-DC-008-RACK-B-PDU-B | CA-DC-008 | CA-DC-008-RACK-B | B | AC | Switched rack PDU · 3-ph 32 A · 400 V | 400 | 3 | 32 | 16 | 36 | CA-DC-008-UPS-3 | CA-DC-008-AC-2
CA-DC-008-RACK-C-PDU-A | CA-DC-008 | CA-DC-008-RACK-C | A | AC | Switched rack PDU · 3-ph 32 A · 400 V | 400 | 3 | 32 | 14 | 36 | CA-DC-008-UPS-2 | CA-DC-008-AC-1
CA-DC-008-RACK-C-PDU-B | CA-DC-008 | CA-DC-008-RACK-C | B | AC | Switched rack PDU · 3-ph 32 A · 400 V | 400 | 3 | 32 | 14 | 36 | CA-DC-008-UPS-1 | CA-DC-008-AC-2
CA-DC-008-RACK-D-PDU-A | CA-DC-008 | CA-DC-008-RACK-D | A | AC | Switched rack PDU · 3-ph 32 A · 400 V | 400 | 3 | 32 | 13 | 36 | CA-DC-008-UPS-4 | CA-DC-008-AC-1
CA-DC-008-RACK-D-PDU-B | CA-DC-008 | CA-DC-008-RACK-D | B | AC | Switched rack PDU · 3-ph 32 A · 400 V | 400 | 3 | 32 | 13 | 36 | CA-DC-008-UPS-3 | CA-DC-008-AC-2
CA-DC-008-RACK-E-PDU-A | CA-DC-008 | CA-DC-008-RACK-E | A | AC | Switched rack PDU · 3-ph 32 A · 400 V | 400 | 3 | 32 | 16 | 36 | CA-DC-008-UPS-2 | CA-DC-008-AC-1
CA-DC-008-RACK-E-PDU-B | CA-DC-008 | CA-DC-008-RACK-E | B | AC | Switched rack PDU · 3-ph 32 A · 400 V | 400 | 3 | 32 | 16 | 36 | CA-DC-008-UPS-1 | CA-DC-008-AC-2
CA-DC-008-RACK-F-PDU-A | CA-DC-008 | CA-DC-008-RACK-F | A | AC | Switched rack PDU · 3-ph 32 A · 400 V | 400 | 3 | 32 | 16 | 36 | CA-DC-008-UPS-4 | CA-DC-008-AC-1
CA-DC-008-RACK-F-PDU-B | CA-DC-008 | CA-DC-008-RACK-F | B | AC | Switched rack PDU · 3-ph 32 A · 400 V | 400 | 3 | 32 | 16 | 36 | CA-DC-008-UPS-3 | CA-DC-008-AC-2
CA-DC-008-RACK-G-PDU-A | CA-DC-008 | CA-DC-008-RACK-G | A | AC | Switched rack PDU · 3-ph 32 A · 400 V | 400 | 3 | 32 | 18 | 36 | CA-DC-008-UPS-2 | CA-DC-008-AC-1
CA-DC-008-RACK-G-PDU-B | CA-DC-008 | CA-DC-008-RACK-G | B | AC | Switched rack PDU · 3-ph 32 A · 400 V | 400 | 3 | 32 | 18 | 36 | CA-DC-008-UPS-1 | CA-DC-008-AC-2
CA-DC-008-RACK-H-PDU-A | CA-DC-008 | CA-DC-008-RACK-H | A | AC | Switched rack PDU · 3-ph 32 A · 400 V | 400 | 3 | 32 | 20 | 36 | CA-DC-008-UPS-4 | CA-DC-008-AC-1
CA-DC-008-RACK-H-PDU-B | CA-DC-008 | CA-DC-008-RACK-H | B | AC | Switched rack PDU · 3-ph 32 A · 400 V | 400 | 3 | 32 | 20 | 36 | CA-DC-008-UPS-3 | CA-DC-008-AC-2
CA-DC-008-RACK-I-PDU-A | CA-DC-008 | CA-DC-008-RACK-I | A | AC | Switched rack PDU · 3-ph 32 A · 400 V | 400 | 3 | 32 | 13 | 36 | CA-DC-008-UPS-2 | CA-DC-008-AC-1
CA-DC-008-RACK-I-PDU-B | CA-DC-008 | CA-DC-008-RACK-I | B | AC | Switched rack PDU · 3-ph 32 A · 400 V | 400 | 3 | 32 | 13 | 36 | CA-DC-008-UPS-1 | CA-DC-008-AC-2
CA-DC-008-RACK-J-PDU-A | CA-DC-008 | CA-DC-008-RACK-J | A | AC | Switched rack PDU · 3-ph 32 A · 400 V | 400 | 3 | 32 | 18 | 36 | CA-DC-008-UPS-4 | CA-DC-008-AC-1
CA-DC-008-RACK-J-PDU-B | CA-DC-008 | CA-DC-008-RACK-J | B | AC | Switched rack PDU · 3-ph 32 A · 400 V | 400 | 3 | 32 | 18 | 36 | CA-DC-008-UPS-3 | CA-DC-008-AC-2
CA-DC-008-RACK-K-PDU-A | CA-DC-008 | CA-DC-008-RACK-K | A | AC | Switched rack PDU · 3-ph 32 A · 400 V | 400 | 3 | 32 | 21 | 36 | CA-DC-008-UPS-2 | CA-DC-008-AC-1
CA-DC-008-RACK-K-PDU-B | CA-DC-008 | CA-DC-008-RACK-K | B | AC | Switched rack PDU · 3-ph 32 A · 400 V | 400 | 3 | 32 | 21 | 36 | CA-DC-008-UPS-1 | CA-DC-008-AC-2
CA-DC-008-RACK-L-PDU-A | CA-DC-008 | CA-DC-008-RACK-L | A | AC | Switched rack PDU · 3-ph 32 A · 400 V | 400 | 3 | 32 | 21 | 36 | CA-DC-008-UPS-4 | CA-DC-008-AC-1
CA-DC-008-RACK-L-PDU-B | CA-DC-008 | CA-DC-008-RACK-L | B | AC | Switched rack PDU · 3-ph 32 A · 400 V | 400 | 3 | 32 | 21 | 36 | CA-DC-008-UPS-3 | CA-DC-008-AC-2
CA-DC-008-RACK-M-PDU-A | CA-DC-008 | CA-DC-008-RACK-M | A | AC | Switched rack PDU · 3-ph 32 A · 400 V | 400 | 3 | 32 | 15 | 36 | CA-DC-008-UPS-2 | CA-DC-008-AC-1
CA-DC-008-RACK-M-PDU-B | CA-DC-008 | CA-DC-008-RACK-M | B | AC | Switched rack PDU · 3-ph 32 A · 400 V | 400 | 3 | 32 | 15 | 36 | CA-DC-008-UPS-1 | CA-DC-008-AC-2
CA-DC-008-RACK-N-PDU-A | CA-DC-008 | CA-DC-008-RACK-N | A | AC | Switched rack PDU · 3-ph 16 A · 400 V | 400 | 3 | 16 | 8 | 24 | CA-DC-008-UPS-4 | CA-DC-008-AC-1
CA-DC-008-RACK-N-PDU-B | CA-DC-008 | CA-DC-008-RACK-N | B | AC | Switched rack PDU · 3-ph 16 A · 400 V | 400 | 3 | 16 | 8 | 24 | CA-DC-008-UPS-3 | CA-DC-008-AC-2
CA-DC-008-RACK-O-PDU-A | CA-DC-008 | CA-DC-008-RACK-O | A | AC | Switched rack PDU · 3-ph 16 A · 400 V | 400 | 3 | 16 | 8 | 24 | CA-DC-008-UPS-2 | CA-DC-008-AC-1
CA-DC-008-RACK-O-PDU-B | CA-DC-008 | CA-DC-008-RACK-O | B | AC | Switched rack PDU · 3-ph 16 A · 400 V | 400 | 3 | 16 | 8 | 24 | CA-DC-008-UPS-1 | CA-DC-008-AC-2
CA-DC-008-RACK-P-PDU-A | CA-DC-008 | CA-DC-008-RACK-P | A | AC | Switched rack PDU · 3-ph 16 A · 400 V | 400 | 3 | 16 | 8 | 24 | CA-DC-008-UPS-4 | CA-DC-008-AC-1
CA-DC-008-RACK-P-PDU-B | CA-DC-008 | CA-DC-008-RACK-P | B | AC | Switched rack PDU · 3-ph 16 A · 400 V | 400 | 3 | 16 | 8 | 24 | CA-DC-008-UPS-3 | CA-DC-008-AC-2
IL-DC-009-RACK-A-PDU-A | IL-DC-009 | IL-DC-009-RACK-A | A | AC | Switched rack PDU · 3-ph 32 A · 400 V | 400 | 3 | 32 | 16 | 36 | IL-DC-009-UPS-2 | IL-DC-009-AC-1
IL-DC-009-RACK-A-PDU-B | IL-DC-009 | IL-DC-009-RACK-A | B | AC | Switched rack PDU · 3-ph 32 A · 400 V | 400 | 3 | 32 | 16 | 36 | IL-DC-009-UPS-1 | IL-DC-009-AC-2
IL-DC-009-RACK-B-PDU-A | IL-DC-009 | IL-DC-009-RACK-B | A | AC | Switched rack PDU · 3-ph 32 A · 400 V | 400 | 3 | 32 | 13 | 36 | IL-DC-009-UPS-4 | IL-DC-009-AC-1
IL-DC-009-RACK-B-PDU-B | IL-DC-009 | IL-DC-009-RACK-B | B | AC | Switched rack PDU · 3-ph 32 A · 400 V | 400 | 3 | 32 | 13 | 36 | IL-DC-009-UPS-3 | IL-DC-009-AC-2
IL-DC-009-RACK-C-PDU-A | IL-DC-009 | IL-DC-009-RACK-C | A | AC | Switched rack PDU · 3-ph 32 A · 400 V | 400 | 3 | 32 | 21 | 36 | IL-DC-009-UPS-2 | IL-DC-009-AC-1
IL-DC-009-RACK-C-PDU-B | IL-DC-009 | IL-DC-009-RACK-C | B | AC | Switched rack PDU · 3-ph 32 A · 400 V | 400 | 3 | 32 | 21 | 36 | IL-DC-009-UPS-1 | IL-DC-009-AC-2
IL-DC-009-RACK-D-PDU-A | IL-DC-009 | IL-DC-009-RACK-D | A | AC | Switched rack PDU · 3-ph 32 A · 400 V | 400 | 3 | 32 | 15 | 36 | IL-DC-009-UPS-4 | IL-DC-009-AC-1
IL-DC-009-RACK-D-PDU-B | IL-DC-009 | IL-DC-009-RACK-D | B | AC | Switched rack PDU · 3-ph 32 A · 400 V | 400 | 3 | 32 | 15 | 36 | IL-DC-009-UPS-3 | IL-DC-009-AC-2
IL-DC-009-RACK-E-PDU-A | IL-DC-009 | IL-DC-009-RACK-E | A | AC | Switched rack PDU · 3-ph 32 A · 400 V | 400 | 3 | 32 | 15 | 36 | IL-DC-009-UPS-2 | IL-DC-009-AC-1
IL-DC-009-RACK-E-PDU-B | IL-DC-009 | IL-DC-009-RACK-E | B | AC | Switched rack PDU · 3-ph 32 A · 400 V | 400 | 3 | 32 | 15 | 36 | IL-DC-009-UPS-1 | IL-DC-009-AC-2
IL-DC-009-RACK-F-PDU-A | IL-DC-009 | IL-DC-009-RACK-F | A | AC | Switched rack PDU · 3-ph 32 A · 400 V | 400 | 3 | 32 | 13 | 36 | IL-DC-009-UPS-4 | IL-DC-009-AC-1
IL-DC-009-RACK-F-PDU-B | IL-DC-009 | IL-DC-009-RACK-F | B | AC | Switched rack PDU · 3-ph 32 A · 400 V | 400 | 3 | 32 | 13 | 36 | IL-DC-009-UPS-3 | IL-DC-009-AC-2
IL-DC-009-RACK-G-PDU-A | IL-DC-009 | IL-DC-009-RACK-G | A | AC | Switched rack PDU · 3-ph 32 A · 400 V | 400 | 3 | 32 | 20 | 36 | IL-DC-009-UPS-2 | IL-DC-009-AC-1
IL-DC-009-RACK-G-PDU-B | IL-DC-009 | IL-DC-009-RACK-G | B | AC | Switched rack PDU · 3-ph 32 A · 400 V | 400 | 3 | 32 | 20 | 36 | IL-DC-009-UPS-1 | IL-DC-009-AC-2
IL-DC-009-RACK-H-PDU-A | IL-DC-009 | IL-DC-009-RACK-H | A | AC | Switched rack PDU · 3-ph 32 A · 400 V | 400 | 3 | 32 | 15 | 36 | IL-DC-009-UPS-4 | IL-DC-009-AC-1
IL-DC-009-RACK-H-PDU-B | IL-DC-009 | IL-DC-009-RACK-H | B | AC | Switched rack PDU · 3-ph 32 A · 400 V | 400 | 3 | 32 | 15 | 36 | IL-DC-009-UPS-3 | IL-DC-009-AC-2
IL-DC-009-RACK-I-PDU-A | IL-DC-009 | IL-DC-009-RACK-I | A | AC | Switched rack PDU · 3-ph 32 A · 400 V | 400 | 3 | 32 | 18 | 36 | IL-DC-009-UPS-2 | IL-DC-009-AC-1
IL-DC-009-RACK-I-PDU-B | IL-DC-009 | IL-DC-009-RACK-I | B | AC | Switched rack PDU · 3-ph 32 A · 400 V | 400 | 3 | 32 | 18 | 36 | IL-DC-009-UPS-1 | IL-DC-009-AC-2
IL-DC-009-RACK-J-PDU-A | IL-DC-009 | IL-DC-009-RACK-J | A | AC | Switched rack PDU · 3-ph 32 A · 400 V | 400 | 3 | 32 | 19 | 36 | IL-DC-009-UPS-4 | IL-DC-009-AC-1
IL-DC-009-RACK-J-PDU-B | IL-DC-009 | IL-DC-009-RACK-J | B | AC | Switched rack PDU · 3-ph 32 A · 400 V | 400 | 3 | 32 | 19 | 36 | IL-DC-009-UPS-3 | IL-DC-009-AC-2
IL-DC-009-RACK-K-PDU-A | IL-DC-009 | IL-DC-009-RACK-K | A | AC | Switched rack PDU · 3-ph 32 A · 400 V | 400 | 3 | 32 | 20 | 36 | IL-DC-009-UPS-2 | IL-DC-009-AC-1
IL-DC-009-RACK-K-PDU-B | IL-DC-009 | IL-DC-009-RACK-K | B | AC | Switched rack PDU · 3-ph 32 A · 400 V | 400 | 3 | 32 | 20 | 36 | IL-DC-009-UPS-1 | IL-DC-009-AC-2
IL-DC-009-RACK-L-PDU-A | IL-DC-009 | IL-DC-009-RACK-L | A | AC | Switched rack PDU · 3-ph 32 A · 400 V | 400 | 3 | 32 | 13 | 36 | IL-DC-009-UPS-4 | IL-DC-009-AC-1
IL-DC-009-RACK-L-PDU-B | IL-DC-009 | IL-DC-009-RACK-L | B | AC | Switched rack PDU · 3-ph 32 A · 400 V | 400 | 3 | 32 | 13 | 36 | IL-DC-009-UPS-3 | IL-DC-009-AC-2
IL-DC-009-RACK-M-PDU-A | IL-DC-009 | IL-DC-009-RACK-M | A | AC | Switched rack PDU · 3-ph 32 A · 400 V | 400 | 3 | 32 | 15 | 36 | IL-DC-009-UPS-2 | IL-DC-009-AC-1
IL-DC-009-RACK-M-PDU-B | IL-DC-009 | IL-DC-009-RACK-M | B | AC | Switched rack PDU · 3-ph 32 A · 400 V | 400 | 3 | 32 | 15 | 36 | IL-DC-009-UPS-1 | IL-DC-009-AC-2
IL-DC-009-RACK-N-PDU-A | IL-DC-009 | IL-DC-009-RACK-N | A | AC | Switched rack PDU · 3-ph 32 A · 400 V | 400 | 3 | 32 | 13 | 36 | IL-DC-009-UPS-4 | IL-DC-009-AC-1
IL-DC-009-RACK-N-PDU-B | IL-DC-009 | IL-DC-009-RACK-N | B | AC | Switched rack PDU · 3-ph 32 A · 400 V | 400 | 3 | 32 | 13 | 36 | IL-DC-009-UPS-3 | IL-DC-009-AC-2
IL-DC-009-RACK-O-PDU-A | IL-DC-009 | IL-DC-009-RACK-O | A | AC | Switched rack PDU · 3-ph 16 A · 400 V | 400 | 3 | 16 | 8 | 24 | IL-DC-009-UPS-2 | IL-DC-009-AC-1
IL-DC-009-RACK-O-PDU-B | IL-DC-009 | IL-DC-009-RACK-O | B | AC | Switched rack PDU · 3-ph 16 A · 400 V | 400 | 3 | 16 | 8 | 24 | IL-DC-009-UPS-1 | IL-DC-009-AC-2
IL-DC-009-RACK-P-PDU-A | IL-DC-009 | IL-DC-009-RACK-P | A | AC | Switched rack PDU · 3-ph 16 A · 400 V | 400 | 3 | 16 | 8 | 24 | IL-DC-009-UPS-4 | IL-DC-009-AC-1
IL-DC-009-RACK-P-PDU-B | IL-DC-009 | IL-DC-009-RACK-P | B | AC | Switched rack PDU · 3-ph 16 A · 400 V | 400 | 3 | 16 | 8 | 24 | IL-DC-009-UPS-3 | IL-DC-009-AC-2
IL-DC-009-RACK-Q-PDU-A | IL-DC-009 | IL-DC-009-RACK-Q | A | AC | Switched rack PDU · 3-ph 16 A · 400 V | 400 | 3 | 16 | 8 | 24 | IL-DC-009-UPS-2 | IL-DC-009-AC-1
IL-DC-009-RACK-Q-PDU-B | IL-DC-009 | IL-DC-009-RACK-Q | B | AC | Switched rack PDU · 3-ph 16 A · 400 V | 400 | 3 | 16 | 8 | 24 | IL-DC-009-UPS-1 | IL-DC-009-AC-2
IL-DC-009-RACK-R-PDU-A | IL-DC-009 | IL-DC-009-RACK-R | A | AC | Switched rack PDU · 3-ph 16 A · 400 V | 400 | 3 | 16 | 8 | 24 | IL-DC-009-UPS-4 | IL-DC-009-AC-1
IL-DC-009-RACK-R-PDU-B | IL-DC-009 | IL-DC-009-RACK-R | B | AC | Switched rack PDU · 3-ph 16 A · 400 V | 400 | 3 | 16 | 8 | 24 | IL-DC-009-UPS-3 | IL-DC-009-AC-2
AZ-DC-010-RACK-A-PDU-A | AZ-DC-010 | AZ-DC-010-RACK-A | A | AC | Switched rack PDU · 3-ph 32 A · 400 V | 400 | 3 | 32 | 15 | 36 | AZ-DC-010-UPS-2 | AZ-DC-010-AC-1
AZ-DC-010-RACK-A-PDU-B | AZ-DC-010 | AZ-DC-010-RACK-A | B | AC | Switched rack PDU · 3-ph 32 A · 400 V | 400 | 3 | 32 | 15 | 36 | AZ-DC-010-UPS-1 | AZ-DC-010-AC-1
AZ-DC-010-RACK-B-PDU-A | AZ-DC-010 | AZ-DC-010-RACK-B | A | AC | Switched rack PDU · 3-ph 32 A · 400 V | 400 | 3 | 32 | 16 | 36 | AZ-DC-010-UPS-2 | AZ-DC-010-AC-1
AZ-DC-010-RACK-B-PDU-B | AZ-DC-010 | AZ-DC-010-RACK-B | B | AC | Switched rack PDU · 3-ph 32 A · 400 V | 400 | 3 | 32 | 16 | 36 | AZ-DC-010-UPS-1 | AZ-DC-010-AC-1
AZ-DC-010-RACK-C-PDU-A | AZ-DC-010 | AZ-DC-010-RACK-C | A | AC | Switched rack PDU · 3-ph 32 A · 400 V | 400 | 3 | 32 | 15 | 36 | AZ-DC-010-UPS-2 | AZ-DC-010-AC-1
AZ-DC-010-RACK-C-PDU-B | AZ-DC-010 | AZ-DC-010-RACK-C | B | AC | Switched rack PDU · 3-ph 32 A · 400 V | 400 | 3 | 32 | 15 | 36 | AZ-DC-010-UPS-1 | AZ-DC-010-AC-1
AZ-DC-010-RACK-D-PDU-A | AZ-DC-010 | AZ-DC-010-RACK-D | A | AC | Switched rack PDU · 3-ph 32 A · 400 V | 400 | 3 | 32 | 19 | 36 | AZ-DC-010-UPS-2 | AZ-DC-010-AC-1
AZ-DC-010-RACK-D-PDU-B | AZ-DC-010 | AZ-DC-010-RACK-D | B | AC | Switched rack PDU · 3-ph 32 A · 400 V | 400 | 3 | 32 | 19 | 36 | AZ-DC-010-UPS-1 | AZ-DC-010-AC-1
AZ-DC-010-RACK-E-PDU-A | AZ-DC-010 | AZ-DC-010-RACK-E | A | AC | Switched rack PDU · 3-ph 32 A · 400 V | 400 | 3 | 32 | 16 | 36 | AZ-DC-010-UPS-2 | AZ-DC-010-AC-1
AZ-DC-010-RACK-E-PDU-B | AZ-DC-010 | AZ-DC-010-RACK-E | B | AC | Switched rack PDU · 3-ph 32 A · 400 V | 400 | 3 | 32 | 16 | 36 | AZ-DC-010-UPS-1 | AZ-DC-010-AC-1
AZ-DC-010-RACK-F-PDU-A | AZ-DC-010 | AZ-DC-010-RACK-F | A | AC | Switched rack PDU · 3-ph 32 A · 400 V | 400 | 3 | 32 | 14 | 36 | AZ-DC-010-UPS-2 | AZ-DC-010-AC-1
AZ-DC-010-RACK-F-PDU-B | AZ-DC-010 | AZ-DC-010-RACK-F | B | AC | Switched rack PDU · 3-ph 32 A · 400 V | 400 | 3 | 32 | 14 | 36 | AZ-DC-010-UPS-1 | AZ-DC-010-AC-1
AZ-DC-010-RACK-G-PDU-A | AZ-DC-010 | AZ-DC-010-RACK-G | A | AC | Switched rack PDU · 3-ph 16 A · 400 V | 400 | 3 | 16 | 8 | 24 | AZ-DC-010-UPS-2 | AZ-DC-010-AC-1
AZ-DC-010-RACK-G-PDU-B | AZ-DC-010 | AZ-DC-010-RACK-G | B | AC | Switched rack PDU · 3-ph 16 A · 400 V | 400 | 3 | 16 | 8 | 24 | AZ-DC-010-UPS-1 | AZ-DC-010-AC-1
GA-DC-011-RACK-A-PDU-A | GA-DC-011 | GA-DC-011-RACK-A | A | AC | Switched rack PDU · 3-ph 32 A · 400 V | 400 | 3 | 32 | 15 | 36 | GA-DC-011-UPS-2 | GA-DC-011-AC-1
GA-DC-011-RACK-A-PDU-B | GA-DC-011 | GA-DC-011-RACK-A | B | AC | Switched rack PDU · 3-ph 32 A · 400 V | 400 | 3 | 32 | 15 | 36 | GA-DC-011-UPS-1 | GA-DC-011-AC-2
GA-DC-011-RACK-B-PDU-A | GA-DC-011 | GA-DC-011-RACK-B | A | AC | Switched rack PDU · 3-ph 32 A · 400 V | 400 | 3 | 32 | 15 | 36 | GA-DC-011-UPS-4 | GA-DC-011-AC-1
GA-DC-011-RACK-B-PDU-B | GA-DC-011 | GA-DC-011-RACK-B | B | AC | Switched rack PDU · 3-ph 32 A · 400 V | 400 | 3 | 32 | 15 | 36 | GA-DC-011-UPS-3 | GA-DC-011-AC-2
GA-DC-011-RACK-C-PDU-A | GA-DC-011 | GA-DC-011-RACK-C | A | AC | Switched rack PDU · 3-ph 32 A · 400 V | 400 | 3 | 32 | 18 | 36 | GA-DC-011-UPS-2 | GA-DC-011-AC-1
GA-DC-011-RACK-C-PDU-B | GA-DC-011 | GA-DC-011-RACK-C | B | AC | Switched rack PDU · 3-ph 32 A · 400 V | 400 | 3 | 32 | 18 | 36 | GA-DC-011-UPS-1 | GA-DC-011-AC-2
GA-DC-011-RACK-D-PDU-A | GA-DC-011 | GA-DC-011-RACK-D | A | AC | Switched rack PDU · 3-ph 32 A · 400 V | 400 | 3 | 32 | 16 | 36 | GA-DC-011-UPS-4 | GA-DC-011-AC-1
GA-DC-011-RACK-D-PDU-B | GA-DC-011 | GA-DC-011-RACK-D | B | AC | Switched rack PDU · 3-ph 32 A · 400 V | 400 | 3 | 32 | 16 | 36 | GA-DC-011-UPS-3 | GA-DC-011-AC-2
GA-DC-011-RACK-E-PDU-A | GA-DC-011 | GA-DC-011-RACK-E | A | AC | High-density rack PDU · 3-ph 63 A · 400 V | 400 | 3 | 63 | 23 | 48 | GA-DC-011-UPS-2 | GA-DC-011-AC-1
GA-DC-011-RACK-E-PDU-B | GA-DC-011 | GA-DC-011-RACK-E | B | AC | High-density rack PDU · 3-ph 63 A · 400 V | 400 | 3 | 63 | 23 | 48 | GA-DC-011-UPS-1 | GA-DC-011-AC-2
GA-DC-011-RACK-F-PDU-A | GA-DC-011 | GA-DC-011-RACK-F | A | AC | Switched rack PDU · 3-ph 32 A · 400 V | 400 | 3 | 32 | 22 | 36 | GA-DC-011-UPS-4 | GA-DC-011-AC-1
GA-DC-011-RACK-F-PDU-B | GA-DC-011 | GA-DC-011-RACK-F | B | AC | Switched rack PDU · 3-ph 32 A · 400 V | 400 | 3 | 32 | 22 | 36 | GA-DC-011-UPS-3 | GA-DC-011-AC-2
GA-DC-011-RACK-G-PDU-A | GA-DC-011 | GA-DC-011-RACK-G | A | AC | Switched rack PDU · 3-ph 32 A · 400 V | 400 | 3 | 32 | 13 | 36 | GA-DC-011-UPS-2 | GA-DC-011-AC-1
GA-DC-011-RACK-G-PDU-B | GA-DC-011 | GA-DC-011-RACK-G | B | AC | Switched rack PDU · 3-ph 32 A · 400 V | 400 | 3 | 32 | 13 | 36 | GA-DC-011-UPS-1 | GA-DC-011-AC-2
GA-DC-011-RACK-H-PDU-A | GA-DC-011 | GA-DC-011-RACK-H | A | AC | Switched rack PDU · 3-ph 32 A · 400 V | 400 | 3 | 32 | 16 | 36 | GA-DC-011-UPS-4 | GA-DC-011-AC-1
GA-DC-011-RACK-H-PDU-B | GA-DC-011 | GA-DC-011-RACK-H | B | AC | Switched rack PDU · 3-ph 32 A · 400 V | 400 | 3 | 32 | 16 | 36 | GA-DC-011-UPS-3 | GA-DC-011-AC-2
GA-DC-011-RACK-I-PDU-A | GA-DC-011 | GA-DC-011-RACK-I | A | AC | Switched rack PDU · 3-ph 32 A · 400 V | 400 | 3 | 32 | 17 | 36 | GA-DC-011-UPS-2 | GA-DC-011-AC-1
GA-DC-011-RACK-I-PDU-B | GA-DC-011 | GA-DC-011-RACK-I | B | AC | Switched rack PDU · 3-ph 32 A · 400 V | 400 | 3 | 32 | 17 | 36 | GA-DC-011-UPS-1 | GA-DC-011-AC-2
GA-DC-011-RACK-J-PDU-A | GA-DC-011 | GA-DC-011-RACK-J | A | AC | Switched rack PDU · 3-ph 32 A · 400 V | 400 | 3 | 32 | 17 | 36 | GA-DC-011-UPS-4 | GA-DC-011-AC-1
GA-DC-011-RACK-J-PDU-B | GA-DC-011 | GA-DC-011-RACK-J | B | AC | Switched rack PDU · 3-ph 32 A · 400 V | 400 | 3 | 32 | 17 | 36 | GA-DC-011-UPS-3 | GA-DC-011-AC-2
GA-DC-011-RACK-K-PDU-A | GA-DC-011 | GA-DC-011-RACK-K | A | AC | Switched rack PDU · 3-ph 32 A · 400 V | 400 | 3 | 32 | 15 | 36 | GA-DC-011-UPS-2 | GA-DC-011-AC-1
GA-DC-011-RACK-K-PDU-B | GA-DC-011 | GA-DC-011-RACK-K | B | AC | Switched rack PDU · 3-ph 32 A · 400 V | 400 | 3 | 32 | 15 | 36 | GA-DC-011-UPS-1 | GA-DC-011-AC-2
GA-DC-011-RACK-L-PDU-A | GA-DC-011 | GA-DC-011-RACK-L | A | AC | Switched rack PDU · 3-ph 32 A · 400 V | 400 | 3 | 32 | 12 | 36 | GA-DC-011-UPS-4 | GA-DC-011-AC-1
GA-DC-011-RACK-L-PDU-B | GA-DC-011 | GA-DC-011-RACK-L | B | AC | Switched rack PDU · 3-ph 32 A · 400 V | 400 | 3 | 32 | 12 | 36 | GA-DC-011-UPS-3 | GA-DC-011-AC-2
GA-DC-011-RACK-M-PDU-A | GA-DC-011 | GA-DC-011-RACK-M | A | AC | Switched rack PDU · 3-ph 16 A · 400 V | 400 | 3 | 16 | 8 | 24 | GA-DC-011-UPS-2 | GA-DC-011-AC-1
GA-DC-011-RACK-M-PDU-B | GA-DC-011 | GA-DC-011-RACK-M | B | AC | Switched rack PDU · 3-ph 16 A · 400 V | 400 | 3 | 16 | 8 | 24 | GA-DC-011-UPS-1 | GA-DC-011-AC-2
GA-DC-011-RACK-N-PDU-A | GA-DC-011 | GA-DC-011-RACK-N | A | AC | Switched rack PDU · 3-ph 16 A · 400 V | 400 | 3 | 16 | 8 | 24 | GA-DC-011-UPS-4 | GA-DC-011-AC-1
GA-DC-011-RACK-N-PDU-B | GA-DC-011 | GA-DC-011-RACK-N | B | AC | Switched rack PDU · 3-ph 16 A · 400 V | 400 | 3 | 16 | 8 | 24 | GA-DC-011-UPS-3 | GA-DC-011-AC-2
NJ-DC-012-RACK-A-PDU-A | NJ-DC-012 | NJ-DC-012-RACK-A | A | AC | Switched rack PDU · 3-ph 32 A · 400 V | 400 | 3 | 32 | 16 | 36 | NJ-DC-012-UPS-2 | NJ-DC-012-AC-1
NJ-DC-012-RACK-A-PDU-B | NJ-DC-012 | NJ-DC-012-RACK-A | B | AC | Switched rack PDU · 3-ph 32 A · 400 V | 400 | 3 | 32 | 16 | 36 | NJ-DC-012-UPS-1 | NJ-DC-012-AC-1
NJ-DC-012-RACK-B-PDU-A | NJ-DC-012 | NJ-DC-012-RACK-B | A | AC | Switched rack PDU · 3-ph 32 A · 400 V | 400 | 3 | 32 | 14 | 36 | NJ-DC-012-UPS-2 | NJ-DC-012-AC-1
NJ-DC-012-RACK-B-PDU-B | NJ-DC-012 | NJ-DC-012-RACK-B | B | AC | Switched rack PDU · 3-ph 32 A · 400 V | 400 | 3 | 32 | 14 | 36 | NJ-DC-012-UPS-1 | NJ-DC-012-AC-1
NJ-DC-012-RACK-C-PDU-A | NJ-DC-012 | NJ-DC-012-RACK-C | A | AC | Switched rack PDU · 3-ph 32 A · 400 V | 400 | 3 | 32 | 15 | 36 | NJ-DC-012-UPS-2 | NJ-DC-012-AC-1
NJ-DC-012-RACK-C-PDU-B | NJ-DC-012 | NJ-DC-012-RACK-C | B | AC | Switched rack PDU · 3-ph 32 A · 400 V | 400 | 3 | 32 | 15 | 36 | NJ-DC-012-UPS-1 | NJ-DC-012-AC-1
NJ-DC-012-RACK-D-PDU-A | NJ-DC-012 | NJ-DC-012-RACK-D | A | AC | Switched rack PDU · 3-ph 32 A · 400 V | 400 | 3 | 32 | 13 | 36 | NJ-DC-012-UPS-2 | NJ-DC-012-AC-1
NJ-DC-012-RACK-D-PDU-B | NJ-DC-012 | NJ-DC-012-RACK-D | B | AC | Switched rack PDU · 3-ph 32 A · 400 V | 400 | 3 | 32 | 13 | 36 | NJ-DC-012-UPS-1 | NJ-DC-012-AC-1
NJ-DC-012-RACK-E-PDU-A | NJ-DC-012 | NJ-DC-012-RACK-E | A | AC | Switched rack PDU · 3-ph 32 A · 400 V | 400 | 3 | 32 | 14 | 36 | NJ-DC-012-UPS-2 | NJ-DC-012-AC-1
NJ-DC-012-RACK-E-PDU-B | NJ-DC-012 | NJ-DC-012-RACK-E | B | AC | Switched rack PDU · 3-ph 32 A · 400 V | 400 | 3 | 32 | 14 | 36 | NJ-DC-012-UPS-1 | NJ-DC-012-AC-1
NJ-DC-012-RACK-F-PDU-A | NJ-DC-012 | NJ-DC-012-RACK-F | A | AC | Switched rack PDU · 3-ph 16 A · 400 V | 400 | 3 | 16 | 8 | 24 | NJ-DC-012-UPS-2 | NJ-DC-012-AC-1
NJ-DC-012-RACK-F-PDU-B | NJ-DC-012 | NJ-DC-012-RACK-F | B | AC | Switched rack PDU · 3-ph 16 A · 400 V | 400 | 3 | 16 | 8 | 24 | NJ-DC-012-UPS-1 | NJ-DC-012-AC-1
WA-DC-013-RACK-A-PDU-A | WA-DC-013 | WA-DC-013-RACK-A | A | AC | Switched rack PDU · 3-ph 32 A · 400 V | 400 | 3 | 32 | 12 | 36 | WA-DC-013-UPS-2 | WA-DC-013-AC-1
WA-DC-013-RACK-A-PDU-B | WA-DC-013 | WA-DC-013-RACK-A | B | AC | Switched rack PDU · 3-ph 32 A · 400 V | 400 | 3 | 32 | 12 | 36 | WA-DC-013-UPS-1 | WA-DC-013-AC-2
WA-DC-013-RACK-B-PDU-A | WA-DC-013 | WA-DC-013-RACK-B | A | AC | Switched rack PDU · 3-ph 32 A · 400 V | 400 | 3 | 32 | 12 | 36 | WA-DC-013-UPS-2 | WA-DC-013-AC-1
WA-DC-013-RACK-B-PDU-B | WA-DC-013 | WA-DC-013-RACK-B | B | AC | Switched rack PDU · 3-ph 32 A · 400 V | 400 | 3 | 32 | 12 | 36 | WA-DC-013-UPS-1 | WA-DC-013-AC-2
WA-DC-013-RACK-C-PDU-A | WA-DC-013 | WA-DC-013-RACK-C | A | AC | Switched rack PDU · 3-ph 16 A · 400 V | 400 | 3 | 16 | 8 | 24 | WA-DC-013-UPS-2 | WA-DC-013-AC-1
WA-DC-013-RACK-C-PDU-B | WA-DC-013 | WA-DC-013-RACK-C | B | AC | Switched rack PDU · 3-ph 16 A · 400 V | 400 | 3 | 16 | 8 | 24 | WA-DC-013-UPS-1 | WA-DC-013-AC-2
WA-DC-013-RACK-D-PDU-A | WA-DC-013 | WA-DC-013-RACK-D | A | AC | Switched rack PDU · 3-ph 16 A · 400 V | 400 | 3 | 16 | 8 | 24 | WA-DC-013-UPS-2 | WA-DC-013-AC-1
WA-DC-013-RACK-D-PDU-B | WA-DC-013 | WA-DC-013-RACK-D | B | AC | Switched rack PDU · 3-ph 16 A · 400 V | 400 | 3 | 16 | 8 | 24 | WA-DC-013-UPS-1 | WA-DC-013-AC-2
WA-DC-013-RACK-E-PDU-A | WA-DC-013 | WA-DC-013-RACK-E | A | AC | Switched rack PDU · 3-ph 16 A · 400 V | 400 | 3 | 16 | 8 | 24 | WA-DC-013-UPS-2 | WA-DC-013-AC-1
WA-DC-013-RACK-E-PDU-B | WA-DC-013 | WA-DC-013-RACK-E | B | AC | Switched rack PDU · 3-ph 16 A · 400 V | 400 | 3 | 16 | 8 | 24 | WA-DC-013-UPS-1 | WA-DC-013-AC-2
OR-DC-014-RACK-A-PDU-A | OR-DC-014 | OR-DC-014-RACK-A | A | AC | Switched rack PDU · 3-ph 32 A · 400 V | 400 | 3 | 32 | 12 | 36 | OR-DC-014-UPS-2 | OR-DC-014-AC-1
OR-DC-014-RACK-A-PDU-B | OR-DC-014 | OR-DC-014-RACK-A | B | AC | Switched rack PDU · 3-ph 32 A · 400 V | 400 | 3 | 32 | 12 | 36 | OR-DC-014-UPS-1 | OR-DC-014-AC-2
OR-DC-014-RACK-B-PDU-A | OR-DC-014 | OR-DC-014-RACK-B | A | AC | Switched rack PDU · 3-ph 32 A · 400 V | 400 | 3 | 32 | 17 | 36 | OR-DC-014-UPS-2 | OR-DC-014-AC-1
OR-DC-014-RACK-B-PDU-B | OR-DC-014 | OR-DC-014-RACK-B | B | AC | Switched rack PDU · 3-ph 32 A · 400 V | 400 | 3 | 32 | 17 | 36 | OR-DC-014-UPS-1 | OR-DC-014-AC-2
OR-DC-014-RACK-C-PDU-A | OR-DC-014 | OR-DC-014-RACK-C | A | AC | Switched rack PDU · 3-ph 32 A · 400 V | 400 | 3 | 32 | 15 | 36 | OR-DC-014-UPS-2 | OR-DC-014-AC-1
OR-DC-014-RACK-C-PDU-B | OR-DC-014 | OR-DC-014-RACK-C | B | AC | Switched rack PDU · 3-ph 32 A · 400 V | 400 | 3 | 32 | 15 | 36 | OR-DC-014-UPS-1 | OR-DC-014-AC-2
OR-DC-014-RACK-D-PDU-A | OR-DC-014 | OR-DC-014-RACK-D | A | AC | Switched rack PDU · 3-ph 32 A · 400 V | 400 | 3 | 32 | 20 | 36 | OR-DC-014-UPS-2 | OR-DC-014-AC-1
OR-DC-014-RACK-D-PDU-B | OR-DC-014 | OR-DC-014-RACK-D | B | AC | Switched rack PDU · 3-ph 32 A · 400 V | 400 | 3 | 32 | 20 | 36 | OR-DC-014-UPS-1 | OR-DC-014-AC-2
OR-DC-014-RACK-E-PDU-A | OR-DC-014 | OR-DC-014-RACK-E | A | AC | Switched rack PDU · 3-ph 32 A · 400 V | 400 | 3 | 32 | 22 | 36 | OR-DC-014-UPS-2 | OR-DC-014-AC-1
OR-DC-014-RACK-E-PDU-B | OR-DC-014 | OR-DC-014-RACK-E | B | AC | Switched rack PDU · 3-ph 32 A · 400 V | 400 | 3 | 32 | 22 | 36 | OR-DC-014-UPS-1 | OR-DC-014-AC-2
OR-DC-014-RACK-F-PDU-A | OR-DC-014 | OR-DC-014-RACK-F | A | AC | Switched rack PDU · 3-ph 32 A · 400 V | 400 | 3 | 32 | 20 | 36 | OR-DC-014-UPS-2 | OR-DC-014-AC-1
OR-DC-014-RACK-F-PDU-B | OR-DC-014 | OR-DC-014-RACK-F | B | AC | Switched rack PDU · 3-ph 32 A · 400 V | 400 | 3 | 32 | 20 | 36 | OR-DC-014-UPS-1 | OR-DC-014-AC-2
OR-DC-014-RACK-G-PDU-A | OR-DC-014 | OR-DC-014-RACK-G | A | AC | Switched rack PDU · 3-ph 32 A · 400 V | 400 | 3 | 32 | 17 | 36 | OR-DC-014-UPS-2 | OR-DC-014-AC-1
OR-DC-014-RACK-G-PDU-B | OR-DC-014 | OR-DC-014-RACK-G | B | AC | Switched rack PDU · 3-ph 32 A · 400 V | 400 | 3 | 32 | 17 | 36 | OR-DC-014-UPS-1 | OR-DC-014-AC-2
OR-DC-014-RACK-H-PDU-A | OR-DC-014 | OR-DC-014-RACK-H | A | AC | Switched rack PDU · 3-ph 32 A · 400 V | 400 | 3 | 32 | 12 | 36 | OR-DC-014-UPS-2 | OR-DC-014-AC-1
OR-DC-014-RACK-H-PDU-B | OR-DC-014 | OR-DC-014-RACK-H | B | AC | Switched rack PDU · 3-ph 32 A · 400 V | 400 | 3 | 32 | 12 | 36 | OR-DC-014-UPS-1 | OR-DC-014-AC-2
OR-DC-014-RACK-I-PDU-A | OR-DC-014 | OR-DC-014-RACK-I | A | AC | Switched rack PDU · 3-ph 16 A · 400 V | 400 | 3 | 16 | 10 | 24 | OR-DC-014-UPS-2 | OR-DC-014-AC-1
OR-DC-014-RACK-I-PDU-B | OR-DC-014 | OR-DC-014-RACK-I | B | AC | Switched rack PDU · 3-ph 16 A · 400 V | 400 | 3 | 16 | 10 | 24 | OR-DC-014-UPS-1 | OR-DC-014-AC-2
OR-DC-014-RACK-J-PDU-A | OR-DC-014 | OR-DC-014-RACK-J | A | AC | Switched rack PDU · 3-ph 16 A · 400 V | 400 | 3 | 16 | 8 | 24 | OR-DC-014-UPS-2 | OR-DC-014-AC-1
OR-DC-014-RACK-J-PDU-B | OR-DC-014 | OR-DC-014-RACK-J | B | AC | Switched rack PDU · 3-ph 16 A · 400 V | 400 | 3 | 16 | 8 | 24 | OR-DC-014-UPS-1 | OR-DC-014-AC-2
OR-DC-014-RACK-K-PDU-A | OR-DC-014 | OR-DC-014-RACK-K | A | AC | Switched rack PDU · 3-ph 16 A · 400 V | 400 | 3 | 16 | 8 | 24 | OR-DC-014-UPS-2 | OR-DC-014-AC-1
OR-DC-014-RACK-K-PDU-B | OR-DC-014 | OR-DC-014-RACK-K | B | AC | Switched rack PDU · 3-ph 16 A · 400 V | 400 | 3 | 16 | 8 | 24 | OR-DC-014-UPS-1 | OR-DC-014-AC-2
CO-DC-015-RACK-A-PDU-A | CO-DC-015 | CO-DC-015-RACK-A | A | AC | Switched rack PDU · 3-ph 32 A · 400 V | 400 | 3 | 32 | 17 | 36 | CO-DC-015-UPS-2 | CO-DC-015-AC-1
CO-DC-015-RACK-A-PDU-B | CO-DC-015 | CO-DC-015-RACK-A | B | AC | Switched rack PDU · 3-ph 32 A · 400 V | 400 | 3 | 32 | 17 | 36 | CO-DC-015-UPS-1 | CO-DC-015-AC-1
CO-DC-015-RACK-B-PDU-A | CO-DC-015 | CO-DC-015-RACK-B | A | AC | Switched rack PDU · 3-ph 32 A · 400 V | 400 | 3 | 32 | 19 | 36 | CO-DC-015-UPS-2 | CO-DC-015-AC-1
CO-DC-015-RACK-B-PDU-B | CO-DC-015 | CO-DC-015-RACK-B | B | AC | Switched rack PDU · 3-ph 32 A · 400 V | 400 | 3 | 32 | 19 | 36 | CO-DC-015-UPS-1 | CO-DC-015-AC-1
CO-DC-015-RACK-C-PDU-A | CO-DC-015 | CO-DC-015-RACK-C | A | AC | Switched rack PDU · 3-ph 32 A · 400 V | 400 | 3 | 32 | 15 | 36 | CO-DC-015-UPS-2 | CO-DC-015-AC-1
CO-DC-015-RACK-C-PDU-B | CO-DC-015 | CO-DC-015-RACK-C | B | AC | Switched rack PDU · 3-ph 32 A · 400 V | 400 | 3 | 32 | 15 | 36 | CO-DC-015-UPS-1 | CO-DC-015-AC-1
CO-DC-015-RACK-D-PDU-A | CO-DC-015 | CO-DC-015-RACK-D | A | AC | Switched rack PDU · 3-ph 32 A · 400 V | 400 | 3 | 32 | 12 | 36 | CO-DC-015-UPS-2 | CO-DC-015-AC-1
CO-DC-015-RACK-D-PDU-B | CO-DC-015 | CO-DC-015-RACK-D | B | AC | Switched rack PDU · 3-ph 32 A · 400 V | 400 | 3 | 32 | 12 | 36 | CO-DC-015-UPS-1 | CO-DC-015-AC-1
CO-DC-015-RACK-E-PDU-A | CO-DC-015 | CO-DC-015-RACK-E | A | AC | Switched rack PDU · 3-ph 32 A · 400 V | 400 | 3 | 32 | 19 | 36 | CO-DC-015-UPS-2 | CO-DC-015-AC-1
CO-DC-015-RACK-E-PDU-B | CO-DC-015 | CO-DC-015-RACK-E | B | AC | Switched rack PDU · 3-ph 32 A · 400 V | 400 | 3 | 32 | 19 | 36 | CO-DC-015-UPS-1 | CO-DC-015-AC-1
CO-DC-015-RACK-F-PDU-A | CO-DC-015 | CO-DC-015-RACK-F | A | AC | Switched rack PDU · 3-ph 16 A · 400 V | 400 | 3 | 16 | 8 | 24 | CO-DC-015-UPS-2 | CO-DC-015-AC-1
CO-DC-015-RACK-F-PDU-B | CO-DC-015 | CO-DC-015-RACK-F | B | AC | Switched rack PDU · 3-ph 16 A · 400 V | 400 | 3 | 16 | 8 | 24 | CO-DC-015-UPS-1 | CO-DC-015-AC-1
CO-DC-015-RACK-G-PDU-A | CO-DC-015 | CO-DC-015-RACK-G | A | AC | Switched rack PDU · 3-ph 16 A · 400 V | 400 | 3 | 16 | 8 | 24 | CO-DC-015-UPS-2 | CO-DC-015-AC-1
CO-DC-015-RACK-G-PDU-B | CO-DC-015 | CO-DC-015-RACK-G | B | AC | Switched rack PDU · 3-ph 16 A · 400 V | 400 | 3 | 16 | 8 | 24 | CO-DC-015-UPS-1 | CO-DC-015-AC-1
OH-DC-016-RACK-A-PDU-A | OH-DC-016 | OH-DC-016-RACK-A | A | AC | Switched rack PDU · 3-ph 32 A · 400 V | 400 | 3 | 32 | 15 | 36 | OH-DC-016-UPS-2 | OH-DC-016-AC-1
OH-DC-016-RACK-A-PDU-B | OH-DC-016 | OH-DC-016-RACK-A | B | AC | Switched rack PDU · 3-ph 32 A · 400 V | 400 | 3 | 32 | 15 | 36 | OH-DC-016-UPS-1 | OH-DC-016-AC-2
OH-DC-016-RACK-B-PDU-A | OH-DC-016 | OH-DC-016-RACK-B | A | AC | Switched rack PDU · 3-ph 32 A · 400 V | 400 | 3 | 32 | 15 | 36 | OH-DC-016-UPS-2 | OH-DC-016-AC-1
OH-DC-016-RACK-B-PDU-B | OH-DC-016 | OH-DC-016-RACK-B | B | AC | Switched rack PDU · 3-ph 32 A · 400 V | 400 | 3 | 32 | 15 | 36 | OH-DC-016-UPS-1 | OH-DC-016-AC-2
OH-DC-016-RACK-C-PDU-A | OH-DC-016 | OH-DC-016-RACK-C | A | AC | Switched rack PDU · 3-ph 32 A · 400 V | 400 | 3 | 32 | 16 | 36 | OH-DC-016-UPS-2 | OH-DC-016-AC-1
OH-DC-016-RACK-C-PDU-B | OH-DC-016 | OH-DC-016-RACK-C | B | AC | Switched rack PDU · 3-ph 32 A · 400 V | 400 | 3 | 32 | 16 | 36 | OH-DC-016-UPS-1 | OH-DC-016-AC-2
OH-DC-016-RACK-D-PDU-A | OH-DC-016 | OH-DC-016-RACK-D | A | AC | Switched rack PDU · 3-ph 32 A · 400 V | 400 | 3 | 32 | 17 | 36 | OH-DC-016-UPS-2 | OH-DC-016-AC-1
OH-DC-016-RACK-D-PDU-B | OH-DC-016 | OH-DC-016-RACK-D | B | AC | Switched rack PDU · 3-ph 32 A · 400 V | 400 | 3 | 32 | 17 | 36 | OH-DC-016-UPS-1 | OH-DC-016-AC-2
OH-DC-016-RACK-E-PDU-A | OH-DC-016 | OH-DC-016-RACK-E | A | AC | Switched rack PDU · 3-ph 32 A · 400 V | 400 | 3 | 32 | 17 | 36 | OH-DC-016-UPS-2 | OH-DC-016-AC-1
OH-DC-016-RACK-E-PDU-B | OH-DC-016 | OH-DC-016-RACK-E | B | AC | Switched rack PDU · 3-ph 32 A · 400 V | 400 | 3 | 32 | 17 | 36 | OH-DC-016-UPS-1 | OH-DC-016-AC-2
OH-DC-016-RACK-F-PDU-A | OH-DC-016 | OH-DC-016-RACK-F | A | AC | Switched rack PDU · 3-ph 32 A · 400 V | 400 | 3 | 32 | 13 | 36 | OH-DC-016-UPS-2 | OH-DC-016-AC-1
OH-DC-016-RACK-F-PDU-B | OH-DC-016 | OH-DC-016-RACK-F | B | AC | Switched rack PDU · 3-ph 32 A · 400 V | 400 | 3 | 32 | 13 | 36 | OH-DC-016-UPS-1 | OH-DC-016-AC-2
OH-DC-016-RACK-G-PDU-A | OH-DC-016 | OH-DC-016-RACK-G | A | AC | Switched rack PDU · 3-ph 32 A · 400 V | 400 | 3 | 32 | 19 | 36 | OH-DC-016-UPS-2 | OH-DC-016-AC-1
OH-DC-016-RACK-G-PDU-B | OH-DC-016 | OH-DC-016-RACK-G | B | AC | Switched rack PDU · 3-ph 32 A · 400 V | 400 | 3 | 32 | 19 | 36 | OH-DC-016-UPS-1 | OH-DC-016-AC-2
OH-DC-016-RACK-H-PDU-A | OH-DC-016 | OH-DC-016-RACK-H | A | AC | Switched rack PDU · 3-ph 32 A · 400 V | 400 | 3 | 32 | 17 | 36 | OH-DC-016-UPS-2 | OH-DC-016-AC-1
OH-DC-016-RACK-H-PDU-B | OH-DC-016 | OH-DC-016-RACK-H | B | AC | Switched rack PDU · 3-ph 32 A · 400 V | 400 | 3 | 32 | 17 | 36 | OH-DC-016-UPS-1 | OH-DC-016-AC-2
OH-DC-016-RACK-I-PDU-A | OH-DC-016 | OH-DC-016-RACK-I | A | AC | Switched rack PDU · 3-ph 32 A · 400 V | 400 | 3 | 32 | 17 | 36 | OH-DC-016-UPS-2 | OH-DC-016-AC-1
OH-DC-016-RACK-I-PDU-B | OH-DC-016 | OH-DC-016-RACK-I | B | AC | Switched rack PDU · 3-ph 32 A · 400 V | 400 | 3 | 32 | 17 | 36 | OH-DC-016-UPS-1 | OH-DC-016-AC-2
OH-DC-016-RACK-J-PDU-A | OH-DC-016 | OH-DC-016-RACK-J | A | AC | Switched rack PDU · 3-ph 32 A · 400 V | 400 | 3 | 32 | 16 | 36 | OH-DC-016-UPS-2 | OH-DC-016-AC-1
OH-DC-016-RACK-J-PDU-B | OH-DC-016 | OH-DC-016-RACK-J | B | AC | Switched rack PDU · 3-ph 32 A · 400 V | 400 | 3 | 32 | 16 | 36 | OH-DC-016-UPS-1 | OH-DC-016-AC-2
OH-DC-016-RACK-K-PDU-A | OH-DC-016 | OH-DC-016-RACK-K | A | AC | Switched rack PDU · 3-ph 32 A · 400 V | 400 | 3 | 32 | 15 | 36 | OH-DC-016-UPS-2 | OH-DC-016-AC-1
OH-DC-016-RACK-K-PDU-B | OH-DC-016 | OH-DC-016-RACK-K | B | AC | Switched rack PDU · 3-ph 32 A · 400 V | 400 | 3 | 32 | 15 | 36 | OH-DC-016-UPS-1 | OH-DC-016-AC-2
OH-DC-016-RACK-L-PDU-A | OH-DC-016 | OH-DC-016-RACK-L | A | AC | Switched rack PDU · 3-ph 16 A · 400 V | 400 | 3 | 16 | 11 | 24 | OH-DC-016-UPS-2 | OH-DC-016-AC-1
OH-DC-016-RACK-L-PDU-B | OH-DC-016 | OH-DC-016-RACK-L | B | AC | Switched rack PDU · 3-ph 16 A · 400 V | 400 | 3 | 16 | 11 | 24 | OH-DC-016-UPS-1 | OH-DC-016-AC-2
OH-DC-016-RACK-M-PDU-A | OH-DC-016 | OH-DC-016-RACK-M | A | AC | Switched rack PDU · 3-ph 16 A · 400 V | 400 | 3 | 16 | 8 | 24 | OH-DC-016-UPS-2 | OH-DC-016-AC-1
OH-DC-016-RACK-M-PDU-B | OH-DC-016 | OH-DC-016-RACK-M | B | AC | Switched rack PDU · 3-ph 16 A · 400 V | 400 | 3 | 16 | 8 | 24 | OH-DC-016-UPS-1 | OH-DC-016-AC-2
OH-DC-016-RACK-N-PDU-A | OH-DC-016 | OH-DC-016-RACK-N | A | AC | Switched rack PDU · 3-ph 16 A · 400 V | 400 | 3 | 16 | 8 | 24 | OH-DC-016-UPS-2 | OH-DC-016-AC-1
OH-DC-016-RACK-N-PDU-B | OH-DC-016 | OH-DC-016-RACK-N | B | AC | Switched rack PDU · 3-ph 16 A · 400 V | 400 | 3 | 16 | 8 | 24 | OH-DC-016-UPS-1 | OH-DC-016-AC-2
OH-DC-017-RACK-A-PDU-A | OH-DC-017 | OH-DC-017-RACK-A | A | AC | Switched rack PDU · 3-ph 32 A · 400 V | 400 | 3 | 32 | 17 | 36 | OH-DC-017-UPS-2 | OH-DC-017-AC-1
OH-DC-017-RACK-A-PDU-B | OH-DC-017 | OH-DC-017-RACK-A | B | AC | Switched rack PDU · 3-ph 32 A · 400 V | 400 | 3 | 32 | 17 | 36 | OH-DC-017-UPS-1 | OH-DC-017-AC-1
OH-DC-017-RACK-B-PDU-A | OH-DC-017 | OH-DC-017-RACK-B | A | AC | Switched rack PDU · 3-ph 32 A · 400 V | 400 | 3 | 32 | 18 | 36 | OH-DC-017-UPS-2 | OH-DC-017-AC-1
OH-DC-017-RACK-B-PDU-B | OH-DC-017 | OH-DC-017-RACK-B | B | AC | Switched rack PDU · 3-ph 32 A · 400 V | 400 | 3 | 32 | 18 | 36 | OH-DC-017-UPS-1 | OH-DC-017-AC-1
OH-DC-017-RACK-C-PDU-A | OH-DC-017 | OH-DC-017-RACK-C | A | AC | Switched rack PDU · 3-ph 32 A · 400 V | 400 | 3 | 32 | 16 | 36 | OH-DC-017-UPS-2 | OH-DC-017-AC-1
OH-DC-017-RACK-C-PDU-B | OH-DC-017 | OH-DC-017-RACK-C | B | AC | Switched rack PDU · 3-ph 32 A · 400 V | 400 | 3 | 32 | 16 | 36 | OH-DC-017-UPS-1 | OH-DC-017-AC-1
OH-DC-017-RACK-D-PDU-A | OH-DC-017 | OH-DC-017-RACK-D | A | AC | Switched rack PDU · 3-ph 32 A · 400 V | 400 | 3 | 32 | 16 | 36 | OH-DC-017-UPS-2 | OH-DC-017-AC-1
OH-DC-017-RACK-D-PDU-B | OH-DC-017 | OH-DC-017-RACK-D | B | AC | Switched rack PDU · 3-ph 32 A · 400 V | 400 | 3 | 32 | 16 | 36 | OH-DC-017-UPS-1 | OH-DC-017-AC-1
OH-DC-017-RACK-E-PDU-A | OH-DC-017 | OH-DC-017-RACK-E | A | AC | Switched rack PDU · 3-ph 32 A · 400 V | 400 | 3 | 32 | 17 | 36 | OH-DC-017-UPS-2 | OH-DC-017-AC-1
OH-DC-017-RACK-E-PDU-B | OH-DC-017 | OH-DC-017-RACK-E | B | AC | Switched rack PDU · 3-ph 32 A · 400 V | 400 | 3 | 32 | 17 | 36 | OH-DC-017-UPS-1 | OH-DC-017-AC-1
OH-DC-017-RACK-F-PDU-A | OH-DC-017 | OH-DC-017-RACK-F | A | AC | Switched rack PDU · 3-ph 32 A · 400 V | 400 | 3 | 32 | 18 | 36 | OH-DC-017-UPS-2 | OH-DC-017-AC-1
OH-DC-017-RACK-F-PDU-B | OH-DC-017 | OH-DC-017-RACK-F | B | AC | Switched rack PDU · 3-ph 32 A · 400 V | 400 | 3 | 32 | 18 | 36 | OH-DC-017-UPS-1 | OH-DC-017-AC-1
OH-DC-017-RACK-G-PDU-A | OH-DC-017 | OH-DC-017-RACK-G | A | AC | Switched rack PDU · 3-ph 32 A · 400 V | 400 | 3 | 32 | 16 | 36 | OH-DC-017-UPS-2 | OH-DC-017-AC-1
OH-DC-017-RACK-G-PDU-B | OH-DC-017 | OH-DC-017-RACK-G | B | AC | Switched rack PDU · 3-ph 32 A · 400 V | 400 | 3 | 32 | 16 | 36 | OH-DC-017-UPS-1 | OH-DC-017-AC-1
OH-DC-017-RACK-H-PDU-A | OH-DC-017 | OH-DC-017-RACK-H | A | AC | Switched rack PDU · 3-ph 32 A · 400 V | 400 | 3 | 32 | 15 | 36 | OH-DC-017-UPS-2 | OH-DC-017-AC-1
OH-DC-017-RACK-H-PDU-B | OH-DC-017 | OH-DC-017-RACK-H | B | AC | Switched rack PDU · 3-ph 32 A · 400 V | 400 | 3 | 32 | 15 | 36 | OH-DC-017-UPS-1 | OH-DC-017-AC-1
OH-DC-017-RACK-I-PDU-A | OH-DC-017 | OH-DC-017-RACK-I | A | AC | Switched rack PDU · 3-ph 32 A · 400 V | 400 | 3 | 32 | 16 | 36 | OH-DC-017-UPS-2 | OH-DC-017-AC-1
OH-DC-017-RACK-I-PDU-B | OH-DC-017 | OH-DC-017-RACK-I | B | AC | Switched rack PDU · 3-ph 32 A · 400 V | 400 | 3 | 32 | 16 | 36 | OH-DC-017-UPS-1 | OH-DC-017-AC-1
OH-DC-017-RACK-J-PDU-A | OH-DC-017 | OH-DC-017-RACK-J | A | AC | Switched rack PDU · 3-ph 16 A · 400 V | 400 | 3 | 16 | 8 | 24 | OH-DC-017-UPS-2 | OH-DC-017-AC-1
OH-DC-017-RACK-J-PDU-B | OH-DC-017 | OH-DC-017-RACK-J | B | AC | Switched rack PDU · 3-ph 16 A · 400 V | 400 | 3 | 16 | 8 | 24 | OH-DC-017-UPS-1 | OH-DC-017-AC-1
OH-DC-017-RACK-K-PDU-A | OH-DC-017 | OH-DC-017-RACK-K | A | AC | Switched rack PDU · 3-ph 16 A · 400 V | 400 | 3 | 16 | 8 | 24 | OH-DC-017-UPS-2 | OH-DC-017-AC-1
OH-DC-017-RACK-K-PDU-B | OH-DC-017 | OH-DC-017-RACK-K | B | AC | Switched rack PDU · 3-ph 16 A · 400 V | 400 | 3 | 16 | 8 | 24 | OH-DC-017-UPS-1 | OH-DC-017-AC-1
FL-DC-018-RACK-A-PDU-A | FL-DC-018 | FL-DC-018-RACK-A | A | AC | Switched rack PDU · 3-ph 32 A · 400 V | 400 | 3 | 32 | 17 | 36 | FL-DC-018-UPS-2 | FL-DC-018-AC-1
FL-DC-018-RACK-A-PDU-B | FL-DC-018 | FL-DC-018-RACK-A | B | AC | Switched rack PDU · 3-ph 32 A · 400 V | 400 | 3 | 32 | 17 | 36 | FL-DC-018-UPS-1 | FL-DC-018-AC-1
FL-DC-018-RACK-B-PDU-A | FL-DC-018 | FL-DC-018-RACK-B | A | AC | Switched rack PDU · 3-ph 32 A · 400 V | 400 | 3 | 32 | 19 | 36 | FL-DC-018-UPS-2 | FL-DC-018-AC-1
FL-DC-018-RACK-B-PDU-B | FL-DC-018 | FL-DC-018-RACK-B | B | AC | Switched rack PDU · 3-ph 32 A · 400 V | 400 | 3 | 32 | 19 | 36 | FL-DC-018-UPS-1 | FL-DC-018-AC-1
FL-DC-018-RACK-C-PDU-A | FL-DC-018 | FL-DC-018-RACK-C | A | AC | Switched rack PDU · 3-ph 32 A · 400 V | 400 | 3 | 32 | 12 | 36 | FL-DC-018-UPS-2 | FL-DC-018-AC-1
FL-DC-018-RACK-C-PDU-B | FL-DC-018 | FL-DC-018-RACK-C | B | AC | Switched rack PDU · 3-ph 32 A · 400 V | 400 | 3 | 32 | 12 | 36 | FL-DC-018-UPS-1 | FL-DC-018-AC-1
FL-DC-018-RACK-D-PDU-A | FL-DC-018 | FL-DC-018-RACK-D | A | AC | Switched rack PDU · 3-ph 32 A · 400 V | 400 | 3 | 32 | 17 | 36 | FL-DC-018-UPS-2 | FL-DC-018-AC-1
FL-DC-018-RACK-D-PDU-B | FL-DC-018 | FL-DC-018-RACK-D | B | AC | Switched rack PDU · 3-ph 32 A · 400 V | 400 | 3 | 32 | 17 | 36 | FL-DC-018-UPS-1 | FL-DC-018-AC-1
FL-DC-018-RACK-E-PDU-A | FL-DC-018 | FL-DC-018-RACK-E | A | AC | Switched rack PDU · 3-ph 32 A · 400 V | 400 | 3 | 32 | 16 | 36 | FL-DC-018-UPS-2 | FL-DC-018-AC-1
FL-DC-018-RACK-E-PDU-B | FL-DC-018 | FL-DC-018-RACK-E | B | AC | Switched rack PDU · 3-ph 32 A · 400 V | 400 | 3 | 32 | 16 | 36 | FL-DC-018-UPS-1 | FL-DC-018-AC-1
FL-DC-018-RACK-F-PDU-A | FL-DC-018 | FL-DC-018-RACK-F | A | AC | Switched rack PDU · 3-ph 32 A · 400 V | 400 | 3 | 32 | 13 | 36 | FL-DC-018-UPS-2 | FL-DC-018-AC-1
FL-DC-018-RACK-F-PDU-B | FL-DC-018 | FL-DC-018-RACK-F | B | AC | Switched rack PDU · 3-ph 32 A · 400 V | 400 | 3 | 32 | 13 | 36 | FL-DC-018-UPS-1 | FL-DC-018-AC-1
FL-DC-018-RACK-G-PDU-A | FL-DC-018 | FL-DC-018-RACK-G | A | AC | Switched rack PDU · 3-ph 16 A · 400 V | 400 | 3 | 16 | 8 | 24 | FL-DC-018-UPS-2 | FL-DC-018-AC-1
FL-DC-018-RACK-G-PDU-B | FL-DC-018 | FL-DC-018-RACK-G | B | AC | Switched rack PDU · 3-ph 16 A · 400 V | 400 | 3 | 16 | 8 | 24 | FL-DC-018-UPS-1 | FL-DC-018-AC-1
UT-DC-019-RACK-A-PDU-A | UT-DC-019 | UT-DC-019-RACK-A | A | AC | Switched rack PDU · 3-ph 32 A · 400 V | 400 | 3 | 32 | 14 | 36 | UT-DC-019-UPS-2 | UT-DC-019-AC-1
UT-DC-019-RACK-A-PDU-B | UT-DC-019 | UT-DC-019-RACK-A | B | AC | Switched rack PDU · 3-ph 32 A · 400 V | 400 | 3 | 32 | 14 | 36 | UT-DC-019-UPS-1 | UT-DC-019-AC-1
UT-DC-019-RACK-B-PDU-A | UT-DC-019 | UT-DC-019-RACK-B | A | AC | Switched rack PDU · 3-ph 32 A · 400 V | 400 | 3 | 32 | 18 | 36 | UT-DC-019-UPS-2 | UT-DC-019-AC-1
UT-DC-019-RACK-B-PDU-B | UT-DC-019 | UT-DC-019-RACK-B | B | AC | Switched rack PDU · 3-ph 32 A · 400 V | 400 | 3 | 32 | 18 | 36 | UT-DC-019-UPS-1 | UT-DC-019-AC-1
UT-DC-019-RACK-C-PDU-A | UT-DC-019 | UT-DC-019-RACK-C | A | AC | Switched rack PDU · 3-ph 32 A · 400 V | 400 | 3 | 32 | 16 | 36 | UT-DC-019-UPS-2 | UT-DC-019-AC-1
UT-DC-019-RACK-C-PDU-B | UT-DC-019 | UT-DC-019-RACK-C | B | AC | Switched rack PDU · 3-ph 32 A · 400 V | 400 | 3 | 32 | 16 | 36 | UT-DC-019-UPS-1 | UT-DC-019-AC-1
UT-DC-019-RACK-D-PDU-A | UT-DC-019 | UT-DC-019-RACK-D | A | AC | Switched rack PDU · 3-ph 32 A · 400 V | 400 | 3 | 32 | 18 | 36 | UT-DC-019-UPS-2 | UT-DC-019-AC-1
UT-DC-019-RACK-D-PDU-B | UT-DC-019 | UT-DC-019-RACK-D | B | AC | Switched rack PDU · 3-ph 32 A · 400 V | 400 | 3 | 32 | 18 | 36 | UT-DC-019-UPS-1 | UT-DC-019-AC-1
UT-DC-019-RACK-E-PDU-A | UT-DC-019 | UT-DC-019-RACK-E | A | AC | Switched rack PDU · 3-ph 16 A · 400 V | 400 | 3 | 16 | 8 | 24 | UT-DC-019-UPS-2 | UT-DC-019-AC-1
UT-DC-019-RACK-E-PDU-B | UT-DC-019 | UT-DC-019-RACK-E | B | AC | Switched rack PDU · 3-ph 16 A · 400 V | 400 | 3 | 16 | 8 | 24 | UT-DC-019-UPS-1 | UT-DC-019-AC-1
UT-DC-019-RACK-F-PDU-A | UT-DC-019 | UT-DC-019-RACK-F | A | AC | Switched rack PDU · 3-ph 16 A · 400 V | 400 | 3 | 16 | 8 | 24 | UT-DC-019-UPS-2 | UT-DC-019-AC-1
UT-DC-019-RACK-F-PDU-B | UT-DC-019 | UT-DC-019-RACK-F | B | AC | Switched rack PDU · 3-ph 16 A · 400 V | 400 | 3 | 16 | 8 | 24 | UT-DC-019-UPS-1 | UT-DC-019-AC-1
CA-DC-020-RACK-A-PDU-A | CA-DC-020 | CA-DC-020-RACK-A | A | AC | Switched rack PDU · 3-ph 32 A · 400 V | 400 | 3 | 32 | 12 | 36 | CA-DC-020-UPS-2 | CA-DC-020-AC-1
CA-DC-020-RACK-A-PDU-B | CA-DC-020 | CA-DC-020-RACK-A | B | AC | Switched rack PDU · 3-ph 32 A · 400 V | 400 | 3 | 32 | 12 | 36 | CA-DC-020-UPS-1 | CA-DC-020-AC-2
CA-DC-020-RACK-B-PDU-A | CA-DC-020 | CA-DC-020-RACK-B | A | AC | Switched rack PDU · 3-ph 32 A · 400 V | 400 | 3 | 32 | 16 | 36 | CA-DC-020-UPS-4 | CA-DC-020-AC-1
CA-DC-020-RACK-B-PDU-B | CA-DC-020 | CA-DC-020-RACK-B | B | AC | Switched rack PDU · 3-ph 32 A · 400 V | 400 | 3 | 32 | 16 | 36 | CA-DC-020-UPS-3 | CA-DC-020-AC-2
CA-DC-020-RACK-C-PDU-A | CA-DC-020 | CA-DC-020-RACK-C | A | AC | High-density rack PDU · 3-ph 63 A · 400 V | 400 | 3 | 63 | 40 | 48 | CA-DC-020-UPS-2 | CA-DC-020-AC-1
CA-DC-020-RACK-C-PDU-B | CA-DC-020 | CA-DC-020-RACK-C | B | AC | High-density rack PDU · 3-ph 63 A · 400 V | 400 | 3 | 63 | 40 | 48 | CA-DC-020-UPS-1 | CA-DC-020-AC-2
CA-DC-020-RACK-D-PDU-A | CA-DC-020 | CA-DC-020-RACK-D | A | AC | Switched rack PDU · 3-ph 16 A · 400 V | 400 | 3 | 16 | 10 | 24 | CA-DC-020-UPS-4 | CA-DC-020-AC-1
CA-DC-020-RACK-D-PDU-B | CA-DC-020 | CA-DC-020-RACK-D | B | AC | Switched rack PDU · 3-ph 16 A · 400 V | 400 | 3 | 16 | 10 | 24 | CA-DC-020-UPS-3 | CA-DC-020-AC-2
CA-DC-020-RACK-E-PDU-A | CA-DC-020 | CA-DC-020-RACK-E | A | AC | Switched rack PDU · 3-ph 32 A · 400 V | 400 | 3 | 32 | 17 | 36 | CA-DC-020-UPS-2 | CA-DC-020-AC-1
CA-DC-020-RACK-E-PDU-B | CA-DC-020 | CA-DC-020-RACK-E | B | AC | Switched rack PDU · 3-ph 32 A · 400 V | 400 | 3 | 32 | 17 | 36 | CA-DC-020-UPS-1 | CA-DC-020-AC-2
CA-DC-020-RACK-F-PDU-A | CA-DC-020 | CA-DC-020-RACK-F | A | AC | Switched rack PDU · 3-ph 32 A · 400 V | 400 | 3 | 32 | 14 | 36 | CA-DC-020-UPS-4 | CA-DC-020-AC-1
CA-DC-020-RACK-F-PDU-B | CA-DC-020 | CA-DC-020-RACK-F | B | AC | Switched rack PDU · 3-ph 32 A · 400 V | 400 | 3 | 32 | 14 | 36 | CA-DC-020-UPS-3 | CA-DC-020-AC-2
CA-DC-020-RACK-G-PDU-A | CA-DC-020 | CA-DC-020-RACK-G | A | AC | Switched rack PDU · 3-ph 32 A · 400 V | 400 | 3 | 32 | 18 | 36 | CA-DC-020-UPS-2 | CA-DC-020-AC-1
CA-DC-020-RACK-G-PDU-B | CA-DC-020 | CA-DC-020-RACK-G | B | AC | Switched rack PDU · 3-ph 32 A · 400 V | 400 | 3 | 32 | 18 | 36 | CA-DC-020-UPS-1 | CA-DC-020-AC-2
CA-DC-020-RACK-H-PDU-A | CA-DC-020 | CA-DC-020-RACK-H | A | AC | High-density rack PDU · 3-ph 63 A · 400 V | 400 | 3 | 63 | 40 | 48 | CA-DC-020-UPS-4 | CA-DC-020-AC-1
CA-DC-020-RACK-H-PDU-B | CA-DC-020 | CA-DC-020-RACK-H | B | AC | High-density rack PDU · 3-ph 63 A · 400 V | 400 | 3 | 63 | 40 | 48 | CA-DC-020-UPS-3 | CA-DC-020-AC-2
CA-DC-020-RACK-I-PDU-A | CA-DC-020 | CA-DC-020-RACK-I | A | AC | High-density rack PDU · 3-ph 63 A · 400 V | 400 | 3 | 63 | 40 | 48 | CA-DC-020-UPS-2 | CA-DC-020-AC-1
CA-DC-020-RACK-I-PDU-B | CA-DC-020 | CA-DC-020-RACK-I | B | AC | High-density rack PDU · 3-ph 63 A · 400 V | 400 | 3 | 63 | 40 | 48 | CA-DC-020-UPS-1 | CA-DC-020-AC-2
CA-DC-020-RACK-J-PDU-A | CA-DC-020 | CA-DC-020-RACK-J | A | AC | Switched rack PDU · 3-ph 32 A · 400 V | 400 | 3 | 32 | 20 | 36 | CA-DC-020-UPS-4 | CA-DC-020-AC-1
CA-DC-020-RACK-J-PDU-B | CA-DC-020 | CA-DC-020-RACK-J | B | AC | Switched rack PDU · 3-ph 32 A · 400 V | 400 | 3 | 32 | 20 | 36 | CA-DC-020-UPS-3 | CA-DC-020-AC-2
CA-DC-020-RACK-K-PDU-A | CA-DC-020 | CA-DC-020-RACK-K | A | AC | Switched rack PDU · 3-ph 16 A · 400 V | 400 | 3 | 16 | 10 | 24 | CA-DC-020-UPS-2 | CA-DC-020-AC-1
CA-DC-020-RACK-K-PDU-B | CA-DC-020 | CA-DC-020-RACK-K | B | AC | Switched rack PDU · 3-ph 16 A · 400 V | 400 | 3 | 16 | 10 | 24 | CA-DC-020-UPS-1 | CA-DC-020-AC-2
CA-DC-020-RACK-L-PDU-A | CA-DC-020 | CA-DC-020-RACK-L | A | AC | Switched rack PDU · 3-ph 32 A · 400 V | 400 | 3 | 32 | 17 | 36 | CA-DC-020-UPS-4 | CA-DC-020-AC-1
CA-DC-020-RACK-L-PDU-B | CA-DC-020 | CA-DC-020-RACK-L | B | AC | Switched rack PDU · 3-ph 32 A · 400 V | 400 | 3 | 32 | 17 | 36 | CA-DC-020-UPS-3 | CA-DC-020-AC-2
CA-DC-020-RACK-M-PDU-A | CA-DC-020 | CA-DC-020-RACK-M | A | AC | Switched rack PDU · 3-ph 32 A · 400 V | 400 | 3 | 32 | 17 | 36 | CA-DC-020-UPS-2 | CA-DC-020-AC-1
CA-DC-020-RACK-M-PDU-B | CA-DC-020 | CA-DC-020-RACK-M | B | AC | Switched rack PDU · 3-ph 32 A · 400 V | 400 | 3 | 32 | 17 | 36 | CA-DC-020-UPS-1 | CA-DC-020-AC-2
CA-DC-020-RACK-N-PDU-A | CA-DC-020 | CA-DC-020-RACK-N | A | AC | Switched rack PDU · 3-ph 16 A · 400 V | 400 | 3 | 16 | 11 | 24 | CA-DC-020-UPS-4 | CA-DC-020-AC-1
CA-DC-020-RACK-N-PDU-B | CA-DC-020 | CA-DC-020-RACK-N | B | AC | Switched rack PDU · 3-ph 16 A · 400 V | 400 | 3 | 16 | 11 | 24 | CA-DC-020-UPS-3 | CA-DC-020-AC-2
CA-DC-020-RACK-O-PDU-A | CA-DC-020 | CA-DC-020-RACK-O | A | AC | Switched rack PDU · 3-ph 32 A · 400 V | 400 | 3 | 32 | 14 | 36 | CA-DC-020-UPS-2 | CA-DC-020-AC-1
CA-DC-020-RACK-O-PDU-B | CA-DC-020 | CA-DC-020-RACK-O | B | AC | Switched rack PDU · 3-ph 32 A · 400 V | 400 | 3 | 32 | 14 | 36 | CA-DC-020-UPS-1 | CA-DC-020-AC-2
CA-DC-020-RACK-P-PDU-A | CA-DC-020 | CA-DC-020-RACK-P | A | AC | Switched rack PDU · 3-ph 32 A · 400 V | 400 | 3 | 32 | 16 | 36 | CA-DC-020-UPS-4 | CA-DC-020-AC-1
CA-DC-020-RACK-P-PDU-B | CA-DC-020 | CA-DC-020-RACK-P | B | AC | Switched rack PDU · 3-ph 32 A · 400 V | 400 | 3 | 32 | 16 | 36 | CA-DC-020-UPS-3 | CA-DC-020-AC-2
CA-DC-020-RACK-Q-PDU-A | CA-DC-020 | CA-DC-020-RACK-Q | A | AC | Switched rack PDU · 3-ph 32 A · 400 V | 400 | 3 | 32 | 13 | 36 | CA-DC-020-UPS-2 | CA-DC-020-AC-1
CA-DC-020-RACK-Q-PDU-B | CA-DC-020 | CA-DC-020-RACK-Q | B | AC | Switched rack PDU · 3-ph 32 A · 400 V | 400 | 3 | 32 | 13 | 36 | CA-DC-020-UPS-1 | CA-DC-020-AC-2
CA-DC-020-RACK-R-PDU-A | CA-DC-020 | CA-DC-020-RACK-R | A | AC | Switched rack PDU · 3-ph 16 A · 400 V | 400 | 3 | 16 | 11 | 24 | CA-DC-020-UPS-4 | CA-DC-020-AC-1
CA-DC-020-RACK-R-PDU-B | CA-DC-020 | CA-DC-020-RACK-R | B | AC | Switched rack PDU · 3-ph 16 A · 400 V | 400 | 3 | 16 | 11 | 24 | CA-DC-020-UPS-3 | CA-DC-020-AC-2
CA-DC-020-RACK-S-PDU-A | CA-DC-020 | CA-DC-020-RACK-S | A | AC | Switched rack PDU · 3-ph 16 A · 400 V | 400 | 3 | 16 | 8 | 24 | CA-DC-020-UPS-2 | CA-DC-020-AC-1
CA-DC-020-RACK-S-PDU-B | CA-DC-020 | CA-DC-020-RACK-S | B | AC | Switched rack PDU · 3-ph 16 A · 400 V | 400 | 3 | 16 | 8 | 24 | CA-DC-020-UPS-1 | CA-DC-020-AC-2
CA-DC-021-RACK-A-PDU-A | CA-DC-021 | CA-DC-021-RACK-A | A | AC | Switched rack PDU · 3-ph 32 A · 400 V | 400 | 3 | 32 | 15 | 36 | CA-DC-021-UPS-2 | CA-DC-021-AC-1
CA-DC-021-RACK-A-PDU-B | CA-DC-021 | CA-DC-021-RACK-A | B | AC | Switched rack PDU · 3-ph 32 A · 400 V | 400 | 3 | 32 | 15 | 36 | CA-DC-021-UPS-1 | CA-DC-021-AC-2
CA-DC-021-RACK-B-PDU-A | CA-DC-021 | CA-DC-021-RACK-B | A | AC | Switched rack PDU · 3-ph 32 A · 400 V | 400 | 3 | 32 | 14 | 36 | CA-DC-021-UPS-4 | CA-DC-021-AC-1
CA-DC-021-RACK-B-PDU-B | CA-DC-021 | CA-DC-021-RACK-B | B | AC | Switched rack PDU · 3-ph 32 A · 400 V | 400 | 3 | 32 | 14 | 36 | CA-DC-021-UPS-3 | CA-DC-021-AC-2
CA-DC-021-RACK-C-PDU-A | CA-DC-021 | CA-DC-021-RACK-C | A | AC | Switched rack PDU · 3-ph 32 A · 400 V | 400 | 3 | 32 | 15 | 36 | CA-DC-021-UPS-2 | CA-DC-021-AC-1
CA-DC-021-RACK-C-PDU-B | CA-DC-021 | CA-DC-021-RACK-C | B | AC | Switched rack PDU · 3-ph 32 A · 400 V | 400 | 3 | 32 | 15 | 36 | CA-DC-021-UPS-1 | CA-DC-021-AC-2
CA-DC-021-RACK-D-PDU-A | CA-DC-021 | CA-DC-021-RACK-D | A | AC | Switched rack PDU · 3-ph 32 A · 400 V | 400 | 3 | 32 | 16 | 36 | CA-DC-021-UPS-4 | CA-DC-021-AC-1
CA-DC-021-RACK-D-PDU-B | CA-DC-021 | CA-DC-021-RACK-D | B | AC | Switched rack PDU · 3-ph 32 A · 400 V | 400 | 3 | 32 | 16 | 36 | CA-DC-021-UPS-3 | CA-DC-021-AC-2
CA-DC-021-RACK-E-PDU-A | CA-DC-021 | CA-DC-021-RACK-E | A | AC | Switched rack PDU · 3-ph 32 A · 400 V | 400 | 3 | 32 | 13 | 36 | CA-DC-021-UPS-2 | CA-DC-021-AC-1
CA-DC-021-RACK-E-PDU-B | CA-DC-021 | CA-DC-021-RACK-E | B | AC | Switched rack PDU · 3-ph 32 A · 400 V | 400 | 3 | 32 | 13 | 36 | CA-DC-021-UPS-1 | CA-DC-021-AC-2
CA-DC-021-RACK-F-PDU-A | CA-DC-021 | CA-DC-021-RACK-F | A | AC | Switched rack PDU · 3-ph 32 A · 400 V | 400 | 3 | 32 | 18 | 36 | CA-DC-021-UPS-4 | CA-DC-021-AC-1
CA-DC-021-RACK-F-PDU-B | CA-DC-021 | CA-DC-021-RACK-F | B | AC | Switched rack PDU · 3-ph 32 A · 400 V | 400 | 3 | 32 | 18 | 36 | CA-DC-021-UPS-3 | CA-DC-021-AC-2
CA-DC-021-RACK-G-PDU-A | CA-DC-021 | CA-DC-021-RACK-G | A | AC | Switched rack PDU · 3-ph 32 A · 400 V | 400 | 3 | 32 | 15 | 36 | CA-DC-021-UPS-2 | CA-DC-021-AC-1
CA-DC-021-RACK-G-PDU-B | CA-DC-021 | CA-DC-021-RACK-G | B | AC | Switched rack PDU · 3-ph 32 A · 400 V | 400 | 3 | 32 | 15 | 36 | CA-DC-021-UPS-1 | CA-DC-021-AC-2
CA-DC-021-RACK-H-PDU-A | CA-DC-021 | CA-DC-021-RACK-H | A | AC | Switched rack PDU · 3-ph 32 A · 400 V | 400 | 3 | 32 | 19 | 36 | CA-DC-021-UPS-4 | CA-DC-021-AC-1
CA-DC-021-RACK-H-PDU-B | CA-DC-021 | CA-DC-021-RACK-H | B | AC | Switched rack PDU · 3-ph 32 A · 400 V | 400 | 3 | 32 | 19 | 36 | CA-DC-021-UPS-3 | CA-DC-021-AC-2
CA-DC-021-RACK-I-PDU-A | CA-DC-021 | CA-DC-021-RACK-I | A | AC | Switched rack PDU · 3-ph 32 A · 400 V | 400 | 3 | 32 | 17 | 36 | CA-DC-021-UPS-2 | CA-DC-021-AC-1
CA-DC-021-RACK-I-PDU-B | CA-DC-021 | CA-DC-021-RACK-I | B | AC | Switched rack PDU · 3-ph 32 A · 400 V | 400 | 3 | 32 | 17 | 36 | CA-DC-021-UPS-1 | CA-DC-021-AC-2
CA-DC-021-RACK-J-PDU-A | CA-DC-021 | CA-DC-021-RACK-J | A | AC | Switched rack PDU · 3-ph 32 A · 400 V | 400 | 3 | 32 | 13 | 36 | CA-DC-021-UPS-4 | CA-DC-021-AC-1
CA-DC-021-RACK-J-PDU-B | CA-DC-021 | CA-DC-021-RACK-J | B | AC | Switched rack PDU · 3-ph 32 A · 400 V | 400 | 3 | 32 | 13 | 36 | CA-DC-021-UPS-3 | CA-DC-021-AC-2
CA-DC-021-RACK-K-PDU-A | CA-DC-021 | CA-DC-021-RACK-K | A | AC | Switched rack PDU · 3-ph 16 A · 400 V | 400 | 3 | 16 | 8 | 24 | CA-DC-021-UPS-2 | CA-DC-021-AC-1
CA-DC-021-RACK-K-PDU-B | CA-DC-021 | CA-DC-021-RACK-K | B | AC | Switched rack PDU · 3-ph 16 A · 400 V | 400 | 3 | 16 | 8 | 24 | CA-DC-021-UPS-1 | CA-DC-021-AC-2
CA-DC-021-RACK-L-PDU-A | CA-DC-021 | CA-DC-021-RACK-L | A | AC | Switched rack PDU · 3-ph 16 A · 400 V | 400 | 3 | 16 | 8 | 24 | CA-DC-021-UPS-4 | CA-DC-021-AC-1
CA-DC-021-RACK-L-PDU-B | CA-DC-021 | CA-DC-021-RACK-L | B | AC | Switched rack PDU · 3-ph 16 A · 400 V | 400 | 3 | 16 | 8 | 24 | CA-DC-021-UPS-3 | CA-DC-021-AC-2
CA-DC-021-RACK-M-PDU-A | CA-DC-021 | CA-DC-021-RACK-M | A | AC | Switched rack PDU · 3-ph 16 A · 400 V | 400 | 3 | 16 | 8 | 24 | CA-DC-021-UPS-2 | CA-DC-021-AC-1
CA-DC-021-RACK-M-PDU-B | CA-DC-021 | CA-DC-021-RACK-M | B | AC | Switched rack PDU · 3-ph 16 A · 400 V | 400 | 3 | 16 | 8 | 24 | CA-DC-021-UPS-1 | CA-DC-021-AC-2
TX-DC-022-RACK-A-PDU-A | TX-DC-022 | TX-DC-022-RACK-A | A | AC | Switched rack PDU · 3-ph 32 A · 400 V | 400 | 3 | 32 | 15 | 36 | TX-DC-022-UPS-2 | TX-DC-022-AC-1
TX-DC-022-RACK-A-PDU-B | TX-DC-022 | TX-DC-022-RACK-A | B | AC | Switched rack PDU · 3-ph 32 A · 400 V | 400 | 3 | 32 | 15 | 36 | TX-DC-022-UPS-1 | TX-DC-022-AC-2
TX-DC-022-RACK-B-PDU-A | TX-DC-022 | TX-DC-022-RACK-B | A | AC | Switched rack PDU · 3-ph 32 A · 400 V | 400 | 3 | 32 | 17 | 36 | TX-DC-022-UPS-4 | TX-DC-022-AC-1
TX-DC-022-RACK-B-PDU-B | TX-DC-022 | TX-DC-022-RACK-B | B | AC | Switched rack PDU · 3-ph 32 A · 400 V | 400 | 3 | 32 | 17 | 36 | TX-DC-022-UPS-3 | TX-DC-022-AC-2
TX-DC-022-RACK-C-PDU-A | TX-DC-022 | TX-DC-022-RACK-C | A | AC | Busway tap-off · 3-ph 125 A · 400 V | 400 | 3 | 125 | 48 | 48 | TX-DC-022-UPS-2 | TX-DC-022-AC-1
TX-DC-022-RACK-C-PDU-B | TX-DC-022 | TX-DC-022-RACK-C | B | AC | Busway tap-off · 3-ph 125 A · 400 V | 400 | 3 | 125 | 48 | 48 | TX-DC-022-UPS-1 | TX-DC-022-AC-2
TX-DC-022-RACK-D-PDU-A | TX-DC-022 | TX-DC-022-RACK-D | A | AC | Busway tap-off · 3-ph 125 A · 400 V | 400 | 3 | 125 | 48 | 48 | TX-DC-022-UPS-4 | TX-DC-022-AC-1
TX-DC-022-RACK-D-PDU-B | TX-DC-022 | TX-DC-022-RACK-D | B | AC | Busway tap-off · 3-ph 125 A · 400 V | 400 | 3 | 125 | 48 | 48 | TX-DC-022-UPS-3 | TX-DC-022-AC-2
TX-DC-022-RACK-E-PDU-A | TX-DC-022 | TX-DC-022-RACK-E | A | AC | Switched rack PDU · 3-ph 32 A · 400 V | 400 | 3 | 32 | 13 | 36 | TX-DC-022-UPS-2 | TX-DC-022-AC-1
TX-DC-022-RACK-E-PDU-B | TX-DC-022 | TX-DC-022-RACK-E | B | AC | Switched rack PDU · 3-ph 32 A · 400 V | 400 | 3 | 32 | 13 | 36 | TX-DC-022-UPS-1 | TX-DC-022-AC-2
TX-DC-022-RACK-F-PDU-A | TX-DC-022 | TX-DC-022-RACK-F | A | AC | Switched rack PDU · 3-ph 32 A · 400 V | 400 | 3 | 32 | 15 | 36 | TX-DC-022-UPS-4 | TX-DC-022-AC-1
TX-DC-022-RACK-F-PDU-B | TX-DC-022 | TX-DC-022-RACK-F | B | AC | Switched rack PDU · 3-ph 32 A · 400 V | 400 | 3 | 32 | 15 | 36 | TX-DC-022-UPS-3 | TX-DC-022-AC-2
TX-DC-022-RACK-G-PDU-A | TX-DC-022 | TX-DC-022-RACK-G | A | AC | Busway tap-off · 3-ph 125 A · 400 V | 400 | 3 | 125 | 48 | 48 | TX-DC-022-UPS-2 | TX-DC-022-AC-1
TX-DC-022-RACK-G-PDU-B | TX-DC-022 | TX-DC-022-RACK-G | B | AC | Busway tap-off · 3-ph 125 A · 400 V | 400 | 3 | 125 | 48 | 48 | TX-DC-022-UPS-1 | TX-DC-022-AC-2
TX-DC-022-RACK-H-PDU-A | TX-DC-022 | TX-DC-022-RACK-H | A | AC | Switched rack PDU · 3-ph 32 A · 400 V | 400 | 3 | 32 | 17 | 36 | TX-DC-022-UPS-4 | TX-DC-022-AC-1
TX-DC-022-RACK-H-PDU-B | TX-DC-022 | TX-DC-022-RACK-H | B | AC | Switched rack PDU · 3-ph 32 A · 400 V | 400 | 3 | 32 | 17 | 36 | TX-DC-022-UPS-3 | TX-DC-022-AC-2
TX-DC-022-RACK-I-PDU-A | TX-DC-022 | TX-DC-022-RACK-I | A | AC | Switched rack PDU · 3-ph 32 A · 400 V | 400 | 3 | 32 | 15 | 36 | TX-DC-022-UPS-2 | TX-DC-022-AC-1
TX-DC-022-RACK-I-PDU-B | TX-DC-022 | TX-DC-022-RACK-I | B | AC | Switched rack PDU · 3-ph 32 A · 400 V | 400 | 3 | 32 | 15 | 36 | TX-DC-022-UPS-1 | TX-DC-022-AC-2
TX-DC-022-RACK-J-PDU-A | TX-DC-022 | TX-DC-022-RACK-J | A | AC | Switched rack PDU · 3-ph 32 A · 400 V | 400 | 3 | 32 | 16 | 36 | TX-DC-022-UPS-4 | TX-DC-022-AC-1
TX-DC-022-RACK-J-PDU-B | TX-DC-022 | TX-DC-022-RACK-J | B | AC | Switched rack PDU · 3-ph 32 A · 400 V | 400 | 3 | 32 | 16 | 36 | TX-DC-022-UPS-3 | TX-DC-022-AC-2
TX-DC-022-RACK-K-PDU-A | TX-DC-022 | TX-DC-022-RACK-K | A | AC | Switched rack PDU · 3-ph 32 A · 400 V | 400 | 3 | 32 | 16 | 36 | TX-DC-022-UPS-2 | TX-DC-022-AC-1
TX-DC-022-RACK-K-PDU-B | TX-DC-022 | TX-DC-022-RACK-K | B | AC | Switched rack PDU · 3-ph 32 A · 400 V | 400 | 3 | 32 | 16 | 36 | TX-DC-022-UPS-1 | TX-DC-022-AC-2
TX-DC-022-RACK-L-PDU-A | TX-DC-022 | TX-DC-022-RACK-L | A | AC | Switched rack PDU · 3-ph 32 A · 400 V | 400 | 3 | 32 | 19 | 36 | TX-DC-022-UPS-4 | TX-DC-022-AC-1
TX-DC-022-RACK-L-PDU-B | TX-DC-022 | TX-DC-022-RACK-L | B | AC | Switched rack PDU · 3-ph 32 A · 400 V | 400 | 3 | 32 | 19 | 36 | TX-DC-022-UPS-3 | TX-DC-022-AC-2
TX-DC-022-RACK-M-PDU-A | TX-DC-022 | TX-DC-022-RACK-M | A | AC | High-density rack PDU · 3-ph 63 A · 400 V | 400 | 3 | 63 | 24 | 48 | TX-DC-022-UPS-2 | TX-DC-022-AC-1
TX-DC-022-RACK-M-PDU-B | TX-DC-022 | TX-DC-022-RACK-M | B | AC | High-density rack PDU · 3-ph 63 A · 400 V | 400 | 3 | 63 | 24 | 48 | TX-DC-022-UPS-1 | TX-DC-022-AC-2
TX-DC-022-RACK-N-PDU-A | TX-DC-022 | TX-DC-022-RACK-N | A | AC | Switched rack PDU · 3-ph 32 A · 400 V | 400 | 3 | 32 | 15 | 36 | TX-DC-022-UPS-4 | TX-DC-022-AC-1
TX-DC-022-RACK-N-PDU-B | TX-DC-022 | TX-DC-022-RACK-N | B | AC | Switched rack PDU · 3-ph 32 A · 400 V | 400 | 3 | 32 | 15 | 36 | TX-DC-022-UPS-3 | TX-DC-022-AC-2
TX-DC-022-RACK-O-PDU-A | TX-DC-022 | TX-DC-022-RACK-O | A | AC | Switched rack PDU · 3-ph 32 A · 400 V | 400 | 3 | 32 | 16 | 36 | TX-DC-022-UPS-2 | TX-DC-022-AC-1
TX-DC-022-RACK-O-PDU-B | TX-DC-022 | TX-DC-022-RACK-O | B | AC | Switched rack PDU · 3-ph 32 A · 400 V | 400 | 3 | 32 | 16 | 36 | TX-DC-022-UPS-1 | TX-DC-022-AC-2
TX-DC-022-RACK-P-PDU-A | TX-DC-022 | TX-DC-022-RACK-P | A | AC | Switched rack PDU · 3-ph 16 A · 400 V | 400 | 3 | 16 | 9 | 24 | TX-DC-022-UPS-4 | TX-DC-022-AC-1
TX-DC-022-RACK-P-PDU-B | TX-DC-022 | TX-DC-022-RACK-P | B | AC | Switched rack PDU · 3-ph 16 A · 400 V | 400 | 3 | 16 | 9 | 24 | TX-DC-022-UPS-3 | TX-DC-022-AC-2
TX-DC-022-RACK-Q-PDU-A | TX-DC-022 | TX-DC-022-RACK-Q | A | AC | Switched rack PDU · 3-ph 16 A · 400 V | 400 | 3 | 16 | 8 | 24 | TX-DC-022-UPS-2 | TX-DC-022-AC-1
TX-DC-022-RACK-Q-PDU-B | TX-DC-022 | TX-DC-022-RACK-Q | B | AC | Switched rack PDU · 3-ph 16 A · 400 V | 400 | 3 | 16 | 8 | 24 | TX-DC-022-UPS-1 | TX-DC-022-AC-2
TX-DC-022-RACK-R-PDU-A | TX-DC-022 | TX-DC-022-RACK-R | A | AC | Switched rack PDU · 3-ph 16 A · 400 V | 400 | 3 | 16 | 8 | 24 | TX-DC-022-UPS-4 | TX-DC-022-AC-1
TX-DC-022-RACK-R-PDU-B | TX-DC-022 | TX-DC-022-RACK-R | B | AC | Switched rack PDU · 3-ph 16 A · 400 V | 400 | 3 | 16 | 8 | 24 | TX-DC-022-UPS-3 | TX-DC-022-AC-2
TX-DC-022-RACK-S-PDU-A | TX-DC-022 | TX-DC-022-RACK-S | A | AC | Switched rack PDU · 3-ph 16 A · 400 V | 400 | 3 | 16 | 8 | 24 | TX-DC-022-UPS-2 | TX-DC-022-AC-1
TX-DC-022-RACK-S-PDU-B | TX-DC-022 | TX-DC-022-RACK-S | B | AC | Switched rack PDU · 3-ph 16 A · 400 V | 400 | 3 | 16 | 8 | 24 | TX-DC-022-UPS-1 | TX-DC-022-AC-2
NC-DC-023-RACK-A-PDU-A | NC-DC-023 | NC-DC-023-RACK-A | A | AC | Switched rack PDU · 3-ph 32 A · 400 V | 400 | 3 | 32 | 16 | 36 | NC-DC-023-UPS-2 | NC-DC-023-AC-1
NC-DC-023-RACK-A-PDU-B | NC-DC-023 | NC-DC-023-RACK-A | B | AC | Switched rack PDU · 3-ph 32 A · 400 V | 400 | 3 | 32 | 16 | 36 | NC-DC-023-UPS-1 | NC-DC-023-AC-2
NC-DC-023-RACK-B-PDU-A | NC-DC-023 | NC-DC-023-RACK-B | A | AC | Switched rack PDU · 3-ph 32 A · 400 V | 400 | 3 | 32 | 12 | 36 | NC-DC-023-UPS-4 | NC-DC-023-AC-1
NC-DC-023-RACK-B-PDU-B | NC-DC-023 | NC-DC-023-RACK-B | B | AC | Switched rack PDU · 3-ph 32 A · 400 V | 400 | 3 | 32 | 12 | 36 | NC-DC-023-UPS-3 | NC-DC-023-AC-2
NC-DC-023-RACK-C-PDU-A | NC-DC-023 | NC-DC-023-RACK-C | A | AC | Switched rack PDU · 3-ph 32 A · 400 V | 400 | 3 | 32 | 20 | 36 | NC-DC-023-UPS-2 | NC-DC-023-AC-1
NC-DC-023-RACK-C-PDU-B | NC-DC-023 | NC-DC-023-RACK-C | B | AC | Switched rack PDU · 3-ph 32 A · 400 V | 400 | 3 | 32 | 20 | 36 | NC-DC-023-UPS-1 | NC-DC-023-AC-2
NC-DC-023-RACK-D-PDU-A | NC-DC-023 | NC-DC-023-RACK-D | A | AC | Switched rack PDU · 3-ph 32 A · 400 V | 400 | 3 | 32 | 16 | 36 | NC-DC-023-UPS-4 | NC-DC-023-AC-1
NC-DC-023-RACK-D-PDU-B | NC-DC-023 | NC-DC-023-RACK-D | B | AC | Switched rack PDU · 3-ph 32 A · 400 V | 400 | 3 | 32 | 16 | 36 | NC-DC-023-UPS-3 | NC-DC-023-AC-2
NC-DC-023-RACK-E-PDU-A | NC-DC-023 | NC-DC-023-RACK-E | A | AC | Switched rack PDU · 3-ph 32 A · 400 V | 400 | 3 | 32 | 20 | 36 | NC-DC-023-UPS-2 | NC-DC-023-AC-1
NC-DC-023-RACK-E-PDU-B | NC-DC-023 | NC-DC-023-RACK-E | B | AC | Switched rack PDU · 3-ph 32 A · 400 V | 400 | 3 | 32 | 20 | 36 | NC-DC-023-UPS-1 | NC-DC-023-AC-2
NC-DC-023-RACK-F-PDU-A | NC-DC-023 | NC-DC-023-RACK-F | A | AC | High-density rack PDU · 3-ph 63 A · 400 V | 400 | 3 | 63 | 40 | 48 | NC-DC-023-UPS-4 | NC-DC-023-AC-1
NC-DC-023-RACK-F-PDU-B | NC-DC-023 | NC-DC-023-RACK-F | B | AC | High-density rack PDU · 3-ph 63 A · 400 V | 400 | 3 | 63 | 40 | 48 | NC-DC-023-UPS-3 | NC-DC-023-AC-2
NC-DC-023-RACK-G-PDU-A | NC-DC-023 | NC-DC-023-RACK-G | A | AC | Busway tap-off · 3-ph 125 A · 400 V | 400 | 3 | 125 | 60 | 48 | NC-DC-023-UPS-2 | NC-DC-023-AC-1
NC-DC-023-RACK-G-PDU-B | NC-DC-023 | NC-DC-023-RACK-G | B | AC | Busway tap-off · 3-ph 125 A · 400 V | 400 | 3 | 125 | 60 | 48 | NC-DC-023-UPS-1 | NC-DC-023-AC-2
NC-DC-023-RACK-H-PDU-A | NC-DC-023 | NC-DC-023-RACK-H | A | AC | High-density rack PDU · 3-ph 63 A · 400 V | 400 | 3 | 63 | 40 | 48 | NC-DC-023-UPS-4 | NC-DC-023-AC-1
NC-DC-023-RACK-H-PDU-B | NC-DC-023 | NC-DC-023-RACK-H | B | AC | High-density rack PDU · 3-ph 63 A · 400 V | 400 | 3 | 63 | 40 | 48 | NC-DC-023-UPS-3 | NC-DC-023-AC-2
NC-DC-023-RACK-I-PDU-A | NC-DC-023 | NC-DC-023-RACK-I | A | AC | Switched rack PDU · 3-ph 32 A · 400 V | 400 | 3 | 32 | 19 | 36 | NC-DC-023-UPS-2 | NC-DC-023-AC-1
NC-DC-023-RACK-I-PDU-B | NC-DC-023 | NC-DC-023-RACK-I | B | AC | Switched rack PDU · 3-ph 32 A · 400 V | 400 | 3 | 32 | 19 | 36 | NC-DC-023-UPS-1 | NC-DC-023-AC-2
NC-DC-023-RACK-J-PDU-A | NC-DC-023 | NC-DC-023-RACK-J | A | AC | Switched rack PDU · 3-ph 32 A · 400 V | 400 | 3 | 32 | 14 | 36 | NC-DC-023-UPS-4 | NC-DC-023-AC-1
NC-DC-023-RACK-J-PDU-B | NC-DC-023 | NC-DC-023-RACK-J | B | AC | Switched rack PDU · 3-ph 32 A · 400 V | 400 | 3 | 32 | 14 | 36 | NC-DC-023-UPS-3 | NC-DC-023-AC-2
NC-DC-023-RACK-K-PDU-A | NC-DC-023 | NC-DC-023-RACK-K | A | AC | Switched rack PDU · 3-ph 32 A · 400 V | 400 | 3 | 32 | 14 | 36 | NC-DC-023-UPS-2 | NC-DC-023-AC-1
NC-DC-023-RACK-K-PDU-B | NC-DC-023 | NC-DC-023-RACK-K | B | AC | Switched rack PDU · 3-ph 32 A · 400 V | 400 | 3 | 32 | 14 | 36 | NC-DC-023-UPS-1 | NC-DC-023-AC-2
NC-DC-023-RACK-L-PDU-A | NC-DC-023 | NC-DC-023-RACK-L | A | AC | Switched rack PDU · 3-ph 32 A · 400 V | 400 | 3 | 32 | 18 | 36 | NC-DC-023-UPS-4 | NC-DC-023-AC-1
NC-DC-023-RACK-L-PDU-B | NC-DC-023 | NC-DC-023-RACK-L | B | AC | Switched rack PDU · 3-ph 32 A · 400 V | 400 | 3 | 32 | 18 | 36 | NC-DC-023-UPS-3 | NC-DC-023-AC-2
NC-DC-023-RACK-M-PDU-A | NC-DC-023 | NC-DC-023-RACK-M | A | AC | Switched rack PDU · 3-ph 32 A · 400 V | 400 | 3 | 32 | 16 | 36 | NC-DC-023-UPS-2 | NC-DC-023-AC-1
NC-DC-023-RACK-M-PDU-B | NC-DC-023 | NC-DC-023-RACK-M | B | AC | Switched rack PDU · 3-ph 32 A · 400 V | 400 | 3 | 32 | 16 | 36 | NC-DC-023-UPS-1 | NC-DC-023-AC-2
NC-DC-023-RACK-N-PDU-A | NC-DC-023 | NC-DC-023-RACK-N | A | AC | Switched rack PDU · 3-ph 16 A · 400 V | 400 | 3 | 16 | 8 | 24 | NC-DC-023-UPS-4 | NC-DC-023-AC-1
NC-DC-023-RACK-N-PDU-B | NC-DC-023 | NC-DC-023-RACK-N | B | AC | Switched rack PDU · 3-ph 16 A · 400 V | 400 | 3 | 16 | 8 | 24 | NC-DC-023-UPS-3 | NC-DC-023-AC-2
NC-DC-023-RACK-O-PDU-A | NC-DC-023 | NC-DC-023-RACK-O | A | AC | Switched rack PDU · 3-ph 16 A · 400 V | 400 | 3 | 16 | 8 | 24 | NC-DC-023-UPS-2 | NC-DC-023-AC-1
NC-DC-023-RACK-O-PDU-B | NC-DC-023 | NC-DC-023-RACK-O | B | AC | Switched rack PDU · 3-ph 16 A · 400 V | 400 | 3 | 16 | 8 | 24 | NC-DC-023-UPS-1 | NC-DC-023-AC-2
NC-DC-023-RACK-P-PDU-A | NC-DC-023 | NC-DC-023-RACK-P | A | AC | Switched rack PDU · 3-ph 16 A · 400 V | 400 | 3 | 16 | 8 | 24 | NC-DC-023-UPS-4 | NC-DC-023-AC-1
NC-DC-023-RACK-P-PDU-B | NC-DC-023 | NC-DC-023-RACK-P | B | AC | Switched rack PDU · 3-ph 16 A · 400 V | 400 | 3 | 16 | 8 | 24 | NC-DC-023-UPS-3 | NC-DC-023-AC-2
WA-DC-024-RACK-A-PDU-A | WA-DC-024 | WA-DC-024-RACK-A | A | AC | Switched rack PDU · 3-ph 32 A · 400 V | 400 | 3 | 32 | 15 | 36 | WA-DC-024-UPS-2 | WA-DC-024-AC-1
WA-DC-024-RACK-A-PDU-B | WA-DC-024 | WA-DC-024-RACK-A | B | AC | Switched rack PDU · 3-ph 32 A · 400 V | 400 | 3 | 32 | 15 | 36 | WA-DC-024-UPS-1 | WA-DC-024-AC-1
WA-DC-024-RACK-B-PDU-A | WA-DC-024 | WA-DC-024-RACK-B | A | AC | Switched rack PDU · 3-ph 32 A · 400 V | 400 | 3 | 32 | 21 | 36 | WA-DC-024-UPS-2 | WA-DC-024-AC-1
WA-DC-024-RACK-B-PDU-B | WA-DC-024 | WA-DC-024-RACK-B | B | AC | Switched rack PDU · 3-ph 32 A · 400 V | 400 | 3 | 32 | 21 | 36 | WA-DC-024-UPS-1 | WA-DC-024-AC-1
WA-DC-024-RACK-C-PDU-A | WA-DC-024 | WA-DC-024-RACK-C | A | AC | Switched rack PDU · 3-ph 32 A · 400 V | 400 | 3 | 32 | 20 | 36 | WA-DC-024-UPS-2 | WA-DC-024-AC-1
WA-DC-024-RACK-C-PDU-B | WA-DC-024 | WA-DC-024-RACK-C | B | AC | Switched rack PDU · 3-ph 32 A · 400 V | 400 | 3 | 32 | 20 | 36 | WA-DC-024-UPS-1 | WA-DC-024-AC-1
WA-DC-024-RACK-D-PDU-A | WA-DC-024 | WA-DC-024-RACK-D | A | AC | Switched rack PDU · 3-ph 32 A · 400 V | 400 | 3 | 32 | 16 | 36 | WA-DC-024-UPS-2 | WA-DC-024-AC-1
WA-DC-024-RACK-D-PDU-B | WA-DC-024 | WA-DC-024-RACK-D | B | AC | Switched rack PDU · 3-ph 32 A · 400 V | 400 | 3 | 32 | 16 | 36 | WA-DC-024-UPS-1 | WA-DC-024-AC-1
WA-DC-024-RACK-E-PDU-A | WA-DC-024 | WA-DC-024-RACK-E | A | AC | Switched rack PDU · 3-ph 16 A · 400 V | 400 | 3 | 16 | 8 | 24 | WA-DC-024-UPS-2 | WA-DC-024-AC-1
WA-DC-024-RACK-E-PDU-B | WA-DC-024 | WA-DC-024-RACK-E | B | AC | Switched rack PDU · 3-ph 16 A · 400 V | 400 | 3 | 16 | 8 | 24 | WA-DC-024-UPS-1 | WA-DC-024-AC-1
WA-DC-024-RACK-F-PDU-A | WA-DC-024 | WA-DC-024-RACK-F | A | AC | Switched rack PDU · 3-ph 32 A · 400 V | 400 | 3 | 32 | 16 | 36 | WA-DC-024-UPS-2 | WA-DC-024-AC-1
WA-DC-024-RACK-F-PDU-B | WA-DC-024 | WA-DC-024-RACK-F | B | AC | Switched rack PDU · 3-ph 32 A · 400 V | 400 | 3 | 32 | 16 | 36 | WA-DC-024-UPS-1 | WA-DC-024-AC-1
WA-DC-024-RACK-G-PDU-A | WA-DC-024 | WA-DC-024-RACK-G | A | AC | Switched rack PDU · 3-ph 16 A · 400 V | 400 | 3 | 16 | 8 | 24 | WA-DC-024-UPS-2 | WA-DC-024-AC-1
WA-DC-024-RACK-G-PDU-B | WA-DC-024 | WA-DC-024-RACK-G | B | AC | Switched rack PDU · 3-ph 16 A · 400 V | 400 | 3 | 16 | 8 | 24 | WA-DC-024-UPS-1 | WA-DC-024-AC-1
WA-DC-024-RACK-H-PDU-A | WA-DC-024 | WA-DC-024-RACK-H | A | AC | Switched rack PDU · 3-ph 16 A · 400 V | 400 | 3 | 16 | 8 | 24 | WA-DC-024-UPS-2 | WA-DC-024-AC-1
WA-DC-024-RACK-H-PDU-B | WA-DC-024 | WA-DC-024-RACK-H | B | AC | Switched rack PDU · 3-ph 16 A · 400 V | 400 | 3 | 16 | 8 | 24 | WA-DC-024-UPS-1 | WA-DC-024-AC-1
Note on A1: Unique, for example MP-DC-001-A01-PDU-A. Required: yes Type: text System field: RackPdu.id
Note on B1: Required: yes Type: ref (from Sites) System field: RackPdu.dcId
Note on C1: Required: yes Type: ref (from Racks) System field: RackPdu.rackId
Note on D1: A or B. Each side should be rated for the whole cabinet, so the cabinet survives the loss of either side. Required: yes Type: list (from pdu_side) System field: RackPdu.side
Note on E1: AC rack PDU, or DC fuse panel fed from the rectifier plant. Required: yes Type: list (from pdu_kind) System field: RackPdu.kind
Note on F1: Vendor and model, for example "Raritan PX3-5902V". Required: no Type: text System field: RackPdu.model
Note on G1: 230, 400 (3-phase) or 48 (DC). Required: yes Type: decimal System field: RackPdu.volts
Note on H1: 1 or 3. Required: yes Type: integer System field: RackPdu.phases
Note on I1: Input breaker rating per phase (A). Required: yes Type: decimal System field: RackPdu.ratingA
Note on J1: What one side can carry. The tool checks the cabinet's draw against it for failover. Required: yes Type: decimal System field: RackPdu.capacityKw
Note on K1: Number of outlets (C13 / C19). Required: yes Type: integer System field: RackPdu.outlets
Note on L1: The UPS module (AC) or rectifier (DC) feeding this PDU: this is how a UPS fault is traced to devices. Required: yes Type: ref (from UPS / DC_Plant) System field: RackPdu.upstreamId
Note on M1: Utility feed behind that UPS. Required: yes Type: ref (from Power_Feeds) System field: RackPdu.feedId

## Power_Connections
device_id * | psu_slot * | pdu_id * | outlet * | breaker_bank | psu_rated_w
VA-DC-001-PE-T4-01 | PEM0 | VA-DC-001-RACK-A-PDU-A | 1 | L1
VA-DC-001-PE-T4-01 | PEM1 | VA-DC-001-RACK-A-PDU-B | 1 | L1
VA-DC-001-PE-T4-02 | PEM0 | VA-DC-001-RACK-A-PDU-A | 13 | L2
VA-DC-001-PE-T4-02 | PEM1 | VA-DC-001-RACK-A-PDU-B | 13 | L2
VA-DC-001-PE-T4-03 | PEM0 | VA-DC-001-RACK-A-PDU-A | 25 | L3
VA-DC-001-PE-T4-03 | PEM1 | VA-DC-001-RACK-A-PDU-B | 25 | L3
VA-DC-001-PE-T4-04 | PEM0 | VA-DC-001-RACK-A-PDU-A | 2 | L1
VA-DC-001-PE-T4-04 | PEM1 | VA-DC-001-RACK-A-PDU-B | 2 | L1
VA-DC-001-FW-01 | PSU1 | VA-DC-001-RACK-A-PDU-A | 14 | L2
VA-DC-001-FW-01 | PSU2 | VA-DC-001-RACK-A-PDU-B | 14 | L2
VA-DC-001-FW-02 | PSU1 | VA-DC-001-RACK-A-PDU-A | 26 | L3
VA-DC-001-FW-02 | PSU2 | VA-DC-001-RACK-A-PDU-B | 26 | L3
VA-DC-001-OLA-01 | PSU1 | VA-DC-001-RACK-A-PDU-A | 3 | L1
VA-DC-001-OLA-01 | PSU2 | VA-DC-001-RACK-A-PDU-B | 3 | L1
VA-DC-001-OLA-02 | PSU1 | VA-DC-001-RACK-A-PDU-A | 15 | L2
VA-DC-001-OLA-02 | PSU2 | VA-DC-001-RACK-A-PDU-B | 15 | L2
VA-DC-001-AGG-R01 | PEM0 | VA-DC-001-RACK-A-PDU-A | 27 | L3
VA-DC-001-AGG-R01 | PEM1 | VA-DC-001-RACK-A-PDU-B | 27 | L3
VA-DC-001-AGG-R02 | PEM0 | VA-DC-001-RACK-A-PDU-A | 4 | L1
VA-DC-001-AGG-R02 | PEM1 | VA-DC-001-RACK-A-PDU-B | 4 | L1
VA-DC-001-AGG-R03 | PEM0 | VA-DC-001-RACK-A-PDU-A | 16 | L2
VA-DC-001-AGG-R03 | PEM1 | VA-DC-001-RACK-A-PDU-B | 16 | L2
VA-DC-001-MMR-SW-01 | PSU1 | VA-DC-001-RACK-A-PDU-A | 28 | L3
VA-DC-001-MMR-SW-01 | PSU2 | VA-DC-001-RACK-A-PDU-B | 28 | L3
VA-DC-001-MMR-SW-02 | PSU1 | VA-DC-001-RACK-B-PDU-A | 1 | L1
VA-DC-001-MMR-SW-02 | PSU2 | VA-DC-001-RACK-B-PDU-B | 1 | L1
VA-DC-001-MMR-SW-03 | PSU1 | VA-DC-001-RACK-B-PDU-A | 13 | L2
VA-DC-001-MMR-SW-03 | PSU2 | VA-DC-001-RACK-B-PDU-B | 13 | L2
VA-DC-001-MMR-SW-04 | PSU1 | VA-DC-001-RACK-B-PDU-A | 25 | L3
VA-DC-001-MMR-SW-04 | PSU2 | VA-DC-001-RACK-B-PDU-B | 25 | L3
VA-DC-001-MMR-SW-05 | PSU1 | VA-DC-001-RACK-B-PDU-A | 2 | L1
VA-DC-001-MMR-SW-05 | PSU2 | VA-DC-001-RACK-B-PDU-B | 2 | L1
VA-DC-001-MMR-SW-06 | PSU1 | VA-DC-001-RACK-B-PDU-A | 14 | L2
VA-DC-001-MMR-SW-06 | PSU2 | VA-DC-001-RACK-B-PDU-B | 14 | L2
VA-DC-001-MMR-SW-07 | PSU1 | VA-DC-001-RACK-B-PDU-A | 26 | L3
VA-DC-001-MMR-SW-07 | PSU2 | VA-DC-001-RACK-B-PDU-B | 26 | L3
VA-DC-001-MMR-SW-08 | PSU1 | VA-DC-001-RACK-B-PDU-A | 3 | L1
VA-DC-001-MMR-SW-08 | PSU2 | VA-DC-001-RACK-B-PDU-B | 3 | L1
VA-DC-001-MMR-SW-09 | PSU1 | VA-DC-001-RACK-B-PDU-A | 15 | L2
VA-DC-001-MMR-SW-09 | PSU2 | VA-DC-001-RACK-B-PDU-B | 15 | L2
VA-DC-001-TOR-001 | PSU1 | VA-DC-001-RACK-B-PDU-A | 27 | L3
VA-DC-001-TOR-001 | PSU2 | VA-DC-001-RACK-B-PDU-B | 27 | L3
VA-DC-001-TOR-002 | PSU1 | VA-DC-001-RACK-B-PDU-A | 4 | L1
VA-DC-001-TOR-002 | PSU2 | VA-DC-001-RACK-B-PDU-B | 4 | L1
VA-DC-001-TOR-003 | PSU1 | VA-DC-001-RACK-B-PDU-A | 16 | L2
VA-DC-001-TOR-003 | PSU2 | VA-DC-001-RACK-B-PDU-B | 16 | L2
VA-DC-001-TOR-004 | PSU1 | VA-DC-001-RACK-B-PDU-A | 28 | L3
VA-DC-001-TOR-004 | PSU2 | VA-DC-001-RACK-B-PDU-B | 28 | L3
VA-DC-001-TOR-005 | PSU1 | VA-DC-001-RACK-B-PDU-A | 5 | L1
VA-DC-001-TOR-005 | PSU2 | VA-DC-001-RACK-B-PDU-B | 5 | L1
VA-DC-001-TOR-006 | PSU1 | VA-DC-001-RACK-B-PDU-A | 17 | L2
VA-DC-001-TOR-006 | PSU2 | VA-DC-001-RACK-B-PDU-B | 17 | L2
VA-DC-001-TN-001 | Feed A | VA-DC-001-RACK-B-PDU-A | 29 | L3
VA-DC-001-TN-001 | Feed B | VA-DC-001-RACK-B-PDU-B | 29 | L3
VA-DC-001-TN-002 | Feed A | VA-DC-001-RACK-B-PDU-A | 6 | L1
VA-DC-001-TN-002 | Feed B | VA-DC-001-RACK-B-PDU-B | 6 | L1
VA-DC-001-TN-003 | Feed A | VA-DC-001-RACK-B-PDU-A | 18 | L2
VA-DC-001-TN-003 | Feed B | VA-DC-001-RACK-B-PDU-B | 18 | L2
VA-DC-001-TN-004 | Feed A | VA-DC-001-RACK-B-PDU-A | 30 | L3
VA-DC-001-TN-004 | Feed B | VA-DC-001-RACK-B-PDU-B | 30 | L3
VA-DC-001-TN-005 | Feed A | VA-DC-001-RACK-B-PDU-A | 7 | L1
VA-DC-001-TN-005 | Feed B | VA-DC-001-RACK-B-PDU-B | 7 | L1
VA-DC-001-TN-006 | Feed A | VA-DC-001-RACK-C-PDU-A | 1 | L1
VA-DC-001-TN-006 | Feed B | VA-DC-001-RACK-C-PDU-B | 1 | L1
VA-DC-001-TN-007 | Feed A | VA-DC-001-RACK-C-PDU-A | 13 | L2
VA-DC-001-TN-007 | Feed B | VA-DC-001-RACK-C-PDU-B | 13 | L2
VA-DC-001-TN-008 | Feed A | VA-DC-001-RACK-C-PDU-A | 25 | L3
VA-DC-001-TN-008 | Feed B | VA-DC-001-RACK-C-PDU-B | 25 | L3
VA-DC-001-TN-009 | Feed A | VA-DC-001-RACK-C-PDU-A | 2 | L1
VA-DC-001-TN-009 | Feed B | VA-DC-001-RACK-C-PDU-B | 2 | L1
VA-DC-001-TN-010 | Feed A | VA-DC-001-RACK-C-PDU-A | 14 | L2
VA-DC-001-TN-010 | Feed B | VA-DC-001-RACK-C-PDU-B | 14 | L2
VA-DC-001-TN-011 | Feed A | VA-DC-001-RACK-D-PDU-A | 1 | L1
VA-DC-001-TN-011 | Feed B | VA-DC-001-RACK-D-PDU-B | 1 | L1
VA-DC-001-TN-012 | Feed A | VA-DC-001-RACK-D-PDU-A | 13 | L2
VA-DC-001-TN-012 | Feed B | VA-DC-001-RACK-D-PDU-B | 13 | L2
VA-DC-001-TN-013 | Feed A | VA-DC-001-RACK-D-PDU-A | 25 | L3
VA-DC-001-TN-013 | Feed B | VA-DC-001-RACK-D-PDU-B | 25 | L3
VA-DC-001-TN-014 | Feed A | VA-DC-001-RACK-D-PDU-A | 2 | L1
VA-DC-001-TN-014 | Feed B | VA-DC-001-RACK-D-PDU-B | 2 | L1
VA-DC-001-TN-015 | Feed A | VA-DC-001-RACK-D-PDU-A | 14 | L2
VA-DC-001-TN-015 | Feed B | VA-DC-001-RACK-D-PDU-B | 14 | L2
VA-DC-001-TN-016 | Feed A | VA-DC-001-RACK-D-PDU-A | 26 | L3
VA-DC-001-TN-016 | Feed B | VA-DC-001-RACK-D-PDU-B | 26 | L3
VA-DC-001-TN-017 | Feed A | VA-DC-001-RACK-D-PDU-A | 3 | L1
VA-DC-001-TN-017 | Feed B | VA-DC-001-RACK-D-PDU-B | 3 | L1
VA-DC-001-TN-018 | Feed A | VA-DC-001-RACK-E-PDU-A | 1 | L1
VA-DC-001-TN-018 | Feed B | VA-DC-001-RACK-E-PDU-B | 1 | L1
VA-DC-001-TN-019 | Feed A | VA-DC-001-RACK-E-PDU-A | 13 | L2
VA-DC-001-TN-019 | Feed B | VA-DC-001-RACK-E-PDU-B | 13 | L2
VA-DC-001-TN-020 | Feed A | VA-DC-001-RACK-E-PDU-A | 25 | L3
VA-DC-001-TN-020 | Feed B | VA-DC-001-RACK-E-PDU-B | 25 | L3
VA-DC-001-TN-021 | Feed A | VA-DC-001-RACK-E-PDU-A | 2 | L1
VA-DC-001-TN-021 | Feed B | VA-DC-001-RACK-E-PDU-B | 2 | L1
VA-DC-001-TN-022 | Feed A | VA-DC-001-RACK-F-PDU-A | 1 | L1
VA-DC-001-TN-022 | Feed B | VA-DC-001-RACK-F-PDU-B | 1 | L1
VA-DC-001-TN-023 | Feed A | VA-DC-001-RACK-F-PDU-A | 13 | L2
VA-DC-001-TN-023 | Feed B | VA-DC-001-RACK-F-PDU-B | 13 | L2
VA-DC-001-TN-024 | Feed A | VA-DC-001-RACK-F-PDU-A | 25 | L3
VA-DC-001-TN-024 | Feed B | VA-DC-001-RACK-F-PDU-B | 25 | L3
VA-DC-001-TN-025 | Feed A | VA-DC-001-RACK-F-PDU-A | 2 | L1
VA-DC-001-TN-025 | Feed B | VA-DC-001-RACK-F-PDU-B | 2 | L1
VA-DC-001-TN-026 | Feed A | VA-DC-001-RACK-G-PDU-A | 1 | L1
VA-DC-001-TN-026 | Feed B | VA-DC-001-RACK-G-PDU-B | 1 | L1
VA-DC-001-TN-027 | Feed A | VA-DC-001-RACK-G-PDU-A | 13 | L2
VA-DC-001-TN-027 | Feed B | VA-DC-001-RACK-G-PDU-B | 13 | L2
VA-DC-001-TN-028 | Feed A | VA-DC-001-RACK-G-PDU-A | 25 | L3
VA-DC-001-TN-028 | Feed B | VA-DC-001-RACK-G-PDU-B | 25 | L3
VA-DC-001-TN-029 | Feed A | VA-DC-001-RACK-G-PDU-A | 2 | L1
VA-DC-001-TN-029 | Feed B | VA-DC-001-RACK-G-PDU-B | 2 | L1
VA-DC-001-TN-030 | Feed A | VA-DC-001-RACK-G-PDU-A | 14 | L2
VA-DC-001-TN-030 | Feed B | VA-DC-001-RACK-G-PDU-B | 14 | L2
VA-DC-001-TN-031 | Feed A | VA-DC-001-RACK-H-PDU-A | 1 | L1
VA-DC-001-TN-031 | Feed B | VA-DC-001-RACK-H-PDU-B | 1 | L1
VA-DC-001-TN-032 | Feed A | VA-DC-001-RACK-H-PDU-A | 13 | L2
VA-DC-001-TN-032 | Feed B | VA-DC-001-RACK-H-PDU-B | 13 | L2
VA-DC-001-TN-033 | Feed A | VA-DC-001-RACK-H-PDU-A | 25 | L3
VA-DC-001-TN-033 | Feed B | VA-DC-001-RACK-H-PDU-B | 25 | L3
VA-DC-001-TN-034 | Feed A | VA-DC-001-RACK-H-PDU-A | 2 | L1
VA-DC-001-TN-034 | Feed B | VA-DC-001-RACK-H-PDU-B | 2 | L1
VA-DC-001-TN-035 | Feed A | VA-DC-001-RACK-H-PDU-A | 14 | L2
VA-DC-001-TN-035 | Feed B | VA-DC-001-RACK-H-PDU-B | 14 | L2
VA-DC-001-TN-036 | Feed A | VA-DC-001-RACK-I-PDU-A | 1 | L1
VA-DC-001-TN-036 | Feed B | VA-DC-001-RACK-I-PDU-B | 1 | L1
VA-DC-001-TN-037 | Feed A | VA-DC-001-RACK-I-PDU-A | 13 | L2
VA-DC-001-TN-037 | Feed B | VA-DC-001-RACK-I-PDU-B | 13 | L2
VA-DC-001-TN-039 | Feed A | VA-DC-001-RACK-I-PDU-A | 25 | L3
VA-DC-001-TN-039 | Feed B | VA-DC-001-RACK-I-PDU-B | 25 | L3
VA-DC-001-TN-040 | Feed A | VA-DC-001-RACK-I-PDU-A | 2 | L1
VA-DC-001-TN-040 | Feed B | VA-DC-001-RACK-I-PDU-B | 2 | L1
VA-DC-001-TN-041 | Feed A | VA-DC-001-RACK-I-PDU-A | 14 | L2
VA-DC-001-TN-041 | Feed B | VA-DC-001-RACK-I-PDU-B | 14 | L2
VA-DC-001-TN-042 | Feed A | VA-DC-001-RACK-I-PDU-A | 26 | L3
VA-DC-001-TN-042 | Feed B | VA-DC-001-RACK-I-PDU-B | 26 | L3
VA-DC-001-TN-043 | Feed A | VA-DC-001-RACK-J-PDU-A | 1 | L1
VA-DC-001-TN-043 | Feed B | VA-DC-001-RACK-J-PDU-B | 1 | L1
VA-DC-001-TN-045 | Feed A | VA-DC-001-RACK-J-PDU-A | 13 | L2
VA-DC-001-TN-045 | Feed B | VA-DC-001-RACK-J-PDU-B | 13 | L2
VA-DC-001-TN-047 | Feed A | VA-DC-001-RACK-J-PDU-A | 25 | L3
VA-DC-001-TN-047 | Feed B | VA-DC-001-RACK-J-PDU-B | 25 | L3
VA-DC-001-TN-048 | Feed A | VA-DC-001-RACK-J-PDU-A | 2 | L1
VA-DC-001-TN-048 | Feed B | VA-DC-001-RACK-J-PDU-B | 2 | L1
VA-DC-001-TN-053 | Feed A | VA-DC-001-RACK-L-PDU-A | 1 | L1
VA-DC-001-TN-053 | Feed B | VA-DC-001-RACK-L-PDU-B | 1 | L1
VA-DC-001-TN-055 | Feed A | VA-DC-001-RACK-L-PDU-A | 9 | L2
VA-DC-001-TN-055 | Feed B | VA-DC-001-RACK-L-PDU-B | 9 | L2
VA-DC-001-TN-056 | Feed A | VA-DC-001-RACK-L-PDU-A | 17 | L3
VA-DC-001-TN-056 | Feed B | VA-DC-001-RACK-L-PDU-B | 17 | L3
VA-DC-001-TN-062 | Feed A | VA-DC-001-RACK-N-PDU-A | 1 | L1
VA-DC-001-TN-062 | Feed B | VA-DC-001-RACK-N-PDU-B | 1 | L1
VA-DC-001-TN-063 | Feed A | VA-DC-001-RACK-N-PDU-A | 13 | L2
VA-DC-001-TN-063 | Feed B | VA-DC-001-RACK-N-PDU-B | 13 | L2
VA-DC-001-TN-064 | Feed A | VA-DC-001-RACK-N-PDU-A | 25 | L3
VA-DC-001-TN-064 | Feed B | VA-DC-001-RACK-N-PDU-B | 25 | L3
VA-DC-001-TN-065 | Feed A | VA-DC-001-RACK-N-PDU-A | 2 | L1
VA-DC-001-TN-065 | Feed B | VA-DC-001-RACK-N-PDU-B | 2 | L1
VA-DC-001-TN-066 | Feed A | VA-DC-001-RACK-O-PDU-A | 1 | L1
VA-DC-001-TN-066 | Feed B | VA-DC-001-RACK-O-PDU-B | 1 | L1
VA-DC-001-TN-069 | Feed A | VA-DC-001-RACK-O-PDU-A | 13 | L2
VA-DC-001-TN-069 | Feed B | VA-DC-001-RACK-O-PDU-B | 13 | L2
VA-DC-001-TN-071 | Feed A | VA-DC-001-RACK-O-PDU-A | 25 | L3
VA-DC-001-TN-071 | Feed B | VA-DC-001-RACK-O-PDU-B | 25 | L3
VA-DC-001-TN-072 | Feed A | VA-DC-001-RACK-P-PDU-A | 1 | L1
VA-DC-001-TN-072 | Feed B | VA-DC-001-RACK-P-PDU-B | 1 | L1
VA-DC-001-TN-073 | Feed A | VA-DC-001-RACK-P-PDU-A | 13 | L2
VA-DC-001-TN-073 | Feed B | VA-DC-001-RACK-P-PDU-B | 13 | L2
VA-DC-001-TN-075 | Feed A | VA-DC-001-RACK-P-PDU-A | 25 | L3
VA-DC-001-TN-075 | Feed B | VA-DC-001-RACK-P-PDU-B | 25 | L3
VA-DC-001-TN-076 | Feed A | VA-DC-001-RACK-P-PDU-A | 2 | L1
VA-DC-001-TN-076 | Feed B | VA-DC-001-RACK-P-PDU-B | 2 | L1
VA-DC-001-TN-077 | Feed A | VA-DC-001-RACK-P-PDU-A | 14 | L2
VA-DC-001-TN-077 | Feed B | VA-DC-001-RACK-P-PDU-B | 14 | L2
VA-DC-001-TN-079 | Feed A | VA-DC-001-RACK-Q-PDU-A | 1 | L1
VA-DC-001-TN-079 | Feed B | VA-DC-001-RACK-Q-PDU-B | 1 | L1
VA-DC-002-PE-T4-01 | PEM0 | VA-DC-002-RACK-A-PDU-A | 1 | L1
VA-DC-002-PE-T4-01 | PEM1 | VA-DC-002-RACK-A-PDU-B | 1 | L1
VA-DC-002-PE-T4-02 | PEM0 | VA-DC-002-RACK-A-PDU-A | 13 | L2
VA-DC-002-PE-T4-02 | PEM1 | VA-DC-002-RACK-A-PDU-B | 13 | L2
VA-DC-002-PE-T4-03 | PEM0 | VA-DC-002-RACK-A-PDU-A | 25 | L3
VA-DC-002-PE-T4-03 | PEM1 | VA-DC-002-RACK-A-PDU-B | 25 | L3
VA-DC-002-PE-T4-04 | PEM0 | VA-DC-002-RACK-A-PDU-A | 2 | L1
VA-DC-002-PE-T4-04 | PEM1 | VA-DC-002-RACK-A-PDU-B | 2 | L1
VA-DC-002-FW-01 | PSU1 | VA-DC-002-RACK-A-PDU-A | 14 | L2
VA-DC-002-FW-01 | PSU2 | VA-DC-002-RACK-A-PDU-B | 14 | L2
VA-DC-002-OLA-01 | PSU1 | VA-DC-002-RACK-A-PDU-A | 26 | L3
VA-DC-002-OLA-01 | PSU2 | VA-DC-002-RACK-A-PDU-B | 26 | L3
VA-DC-002-AGG-R01 | PEM0 | VA-DC-002-RACK-A-PDU-A | 3 | L1
VA-DC-002-AGG-R01 | PEM1 | VA-DC-002-RACK-A-PDU-A | 15 | L2
VA-DC-002-AGG-R02 | PEM0 | VA-DC-002-RACK-A-PDU-A | 27 | L3
VA-DC-002-AGG-R02 | PEM1 | VA-DC-002-RACK-A-PDU-B | 3 | L1
VA-DC-002-MMR-SW-01 | PSU1 | VA-DC-002-RACK-A-PDU-A | 4 | L1
VA-DC-002-MMR-SW-01 | PSU2 | VA-DC-002-RACK-A-PDU-B | 15 | L2
VA-DC-002-MMR-SW-02 | PSU1 | VA-DC-002-RACK-A-PDU-A | 16 | L2
VA-DC-002-MMR-SW-02 | PSU2 | VA-DC-002-RACK-A-PDU-B | 27 | L3
VA-DC-002-MMR-SW-03 | PSU1 | VA-DC-002-RACK-A-PDU-A | 28 | L3
VA-DC-002-MMR-SW-03 | PSU2 | VA-DC-002-RACK-A-PDU-B | 4 | L1
VA-DC-002-MMR-SW-04 | PSU1 | VA-DC-002-RACK-A-PDU-A | 5 | L1
VA-DC-002-MMR-SW-04 | PSU2 | VA-DC-002-RACK-A-PDU-B | 16 | L2
VA-DC-002-TOR-001 | PSU1 | VA-DC-002-RACK-A-PDU-A | 17 | L2
VA-DC-002-TOR-001 | PSU2 | VA-DC-002-RACK-A-PDU-B | 28 | L3
VA-DC-002-TOR-002 | PSU1 | VA-DC-002-RACK-A-PDU-A | 29 | L3
VA-DC-002-TOR-002 | PSU2 | VA-DC-002-RACK-A-PDU-B | 5 | L1
VA-DC-002-TOR-003 | PSU1 | VA-DC-002-RACK-A-PDU-A | 6 | L1
VA-DC-002-TOR-003 | PSU2 | VA-DC-002-RACK-A-PDU-B | 17 | L2
VA-DC-002-TN-001 | Feed A | VA-DC-002-RACK-B-PDU-A | 1 | L1
VA-DC-002-TN-001 | Feed B | VA-DC-002-RACK-B-PDU-B | 1 | L1
VA-DC-002-TN-002 | Feed A | VA-DC-002-RACK-B-PDU-A | 17 | L2
VA-DC-002-TN-002 | Feed B | VA-DC-002-RACK-B-PDU-B | 17 | L2
VA-DC-002-TN-003 | Feed A | VA-DC-002-RACK-B-PDU-A | 33 | L3
VA-DC-002-TN-003 | Feed B | VA-DC-002-RACK-B-PDU-B | 33 | L3
VA-DC-002-TN-004 | Feed A | VA-DC-002-RACK-B-PDU-A | 2 | L1
VA-DC-002-TN-004 | Feed B | VA-DC-002-RACK-B-PDU-B | 2 | L1
VA-DC-002-TN-005 | Feed A | VA-DC-002-RACK-B-PDU-A | 18 | L2
VA-DC-002-TN-005 | Feed B | VA-DC-002-RACK-B-PDU-B | 18 | L2
VA-DC-002-TN-006 | Feed A | VA-DC-002-RACK-B-PDU-A | 34 | L3
VA-DC-002-TN-006 | Feed B | VA-DC-002-RACK-B-PDU-B | 34 | L3
VA-DC-002-TN-007 | Feed A | VA-DC-002-RACK-C-PDU-A | 1 | L1
VA-DC-002-TN-007 | Feed B | VA-DC-002-RACK-C-PDU-B | 1 | L1
VA-DC-002-TN-008 | Feed A | VA-DC-002-RACK-C-PDU-A | 17 | L2
VA-DC-002-TN-008 | Feed B | VA-DC-002-RACK-C-PDU-B | 17 | L2
VA-DC-002-TN-009 | Feed A | VA-DC-002-RACK-C-PDU-A | 33 | L3
VA-DC-002-TN-009 | Feed B | VA-DC-002-RACK-C-PDU-B | 33 | L3
VA-DC-002-TN-010 | Feed A | VA-DC-002-RACK-C-PDU-A | 2 | L1
VA-DC-002-TN-010 | Feed B | VA-DC-002-RACK-C-PDU-B | 2 | L1
VA-DC-002-TN-011 | Feed A | VA-DC-002-RACK-C-PDU-A | 18 | L2
VA-DC-002-TN-011 | Feed B | VA-DC-002-RACK-C-PDU-B | 18 | L2
VA-DC-002-TN-012 | Feed A | VA-DC-002-RACK-C-PDU-A | 34 | L3
VA-DC-002-TN-012 | Feed B | VA-DC-002-RACK-C-PDU-B | 34 | L3
VA-DC-002-TN-013 | Feed A | VA-DC-002-RACK-D-PDU-A | 1 | L1
VA-DC-002-TN-013 | Feed B | VA-DC-002-RACK-D-PDU-B | 1 | L1
VA-DC-002-TN-014 | Feed A | VA-DC-002-RACK-D-PDU-A | 17 | L2
VA-DC-002-TN-014 | Feed B | VA-DC-002-RACK-D-PDU-B | 17 | L2
VA-DC-002-TN-015 | Feed A | VA-DC-002-RACK-D-PDU-A | 33 | L3
VA-DC-002-TN-015 | Feed B | VA-DC-002-RACK-D-PDU-B | 33 | L3
VA-DC-002-TN-016 | Feed A | VA-DC-002-RACK-D-PDU-A | 2 | L1
VA-DC-002-TN-016 | Feed B | VA-DC-002-RACK-D-PDU-B | 2 | L1
VA-DC-002-TN-017 | Feed A | VA-DC-002-RACK-E-PDU-A | 1 | L1
VA-DC-002-TN-017 | Feed B | VA-DC-002-RACK-E-PDU-B | 1 | L1
VA-DC-002-TN-018 | Feed A | VA-DC-002-RACK-E-PDU-A | 13 | L2
VA-DC-002-TN-018 | Feed B | VA-DC-002-RACK-E-PDU-B | 13 | L2
VA-DC-002-TN-019 | Feed A | VA-DC-002-RACK-E-PDU-A | 25 | L3
VA-DC-002-TN-019 | Feed B | VA-DC-002-RACK-E-PDU-B | 25 | L3
VA-DC-002-TN-020 | Feed A | VA-DC-002-RACK-E-PDU-A | 2 | L1
VA-DC-002-TN-020 | Feed B | VA-DC-002-RACK-E-PDU-B | 2 | L1
VA-DC-002-TN-021 | Feed A | VA-DC-002-RACK-E-PDU-A | 14 | L2
VA-DC-002-TN-021 | Feed B | VA-DC-002-RACK-E-PDU-B | 14 | L2
VA-DC-002-TN-022 | Feed A | VA-DC-002-RACK-E-PDU-A | 26 | L3
VA-DC-002-TN-022 | Feed B | VA-DC-002-RACK-E-PDU-B | 26 | L3
VA-DC-002-TN-023 | Feed A | VA-DC-002-RACK-F-PDU-A | 1 | L1
VA-DC-002-TN-023 | Feed B | VA-DC-002-RACK-F-PDU-B | 1 | L1
VA-DC-002-TN-024 | Feed A | VA-DC-002-RACK-F-PDU-A | 13 | L2
VA-DC-002-TN-024 | Feed B | VA-DC-002-RACK-F-PDU-B | 13 | L2
VA-DC-002-TN-025 | Feed A | VA-DC-002-RACK-F-PDU-A | 25 | L3
VA-DC-002-TN-025 | Feed B | VA-DC-002-RACK-F-PDU-B | 25 | L3
VA-DC-002-TN-026 | Feed A | VA-DC-002-RACK-F-PDU-A | 2 | L1
VA-DC-002-TN-026 | Feed B | VA-DC-002-RACK-F-PDU-B | 2 | L1
VA-DC-002-TN-027 | Feed A | VA-DC-002-RACK-F-PDU-A | 14 | L2
VA-DC-002-TN-027 | Feed B | VA-DC-002-RACK-F-PDU-B | 14 | L2
VA-DC-002-TN-028 | Feed A | VA-DC-002-RACK-G-PDU-A | 1 | L1
VA-DC-002-TN-028 | Feed B | VA-DC-002-RACK-G-PDU-B | 1 | L1
VA-DC-002-TN-029 | Feed A | VA-DC-002-RACK-G-PDU-A | 13 | L2
VA-DC-002-TN-029 | Feed B | VA-DC-002-RACK-G-PDU-B | 13 | L2
VA-DC-002-TN-030 | Feed A | VA-DC-002-RACK-G-PDU-A | 25 | L3
VA-DC-002-TN-030 | Feed B | VA-DC-002-RACK-G-PDU-B | 25 | L3
VA-DC-002-TN-031 | Feed A | VA-DC-002-RACK-G-PDU-A | 2 | L1
VA-DC-002-TN-031 | Feed B | VA-DC-002-RACK-G-PDU-B | 2 | L1
VA-DC-002-TN-032 | Feed A | VA-DC-002-RACK-G-PDU-A | 14 | L2
VA-DC-002-TN-032 | Feed B | VA-DC-002-RACK-G-PDU-B | 14 | L2
VA-DC-002-TN-033 | Feed A | VA-DC-002-RACK-H-PDU-A | 1 | L1
VA-DC-002-TN-033 | Feed B | VA-DC-002-RACK-H-PDU-B | 1 | L1
VA-DC-002-TN-034 | Feed A | VA-DC-002-RACK-H-PDU-A | 13 | L2
VA-DC-002-TN-034 | Feed B | VA-DC-002-RACK-H-PDU-B | 13 | L2
VA-DC-002-TN-035 | Feed A | VA-DC-002-RACK-H-PDU-A | 25 | L3
VA-DC-002-TN-035 | Feed B | VA-DC-002-RACK-H-PDU-B | 25 | L3
VA-DC-002-TN-036 | Feed A | VA-DC-002-RACK-H-PDU-A | 2 | L1
VA-DC-002-TN-036 | Feed B | VA-DC-002-RACK-H-PDU-B | 2 | L1
VA-DC-002-TN-037 | Feed A | VA-DC-002-RACK-I-PDU-A | 1 | L1
VA-DC-002-TN-037 | Feed B | VA-DC-002-RACK-I-PDU-B | 1 | L1
VA-DC-002-TN-038 | Feed A | VA-DC-002-RACK-I-PDU-A | 9 | L2
VA-DC-002-TN-038 | Feed B | VA-DC-002-RACK-I-PDU-B | 9 | L2
VA-DC-002-TN-039 | Feed A | VA-DC-002-RACK-I-PDU-A | 17 | L3
VA-DC-002-TN-039 | Feed B | VA-DC-002-RACK-I-PDU-B | 17 | L3
VA-DC-003-PE-T4-01 | PEM0 | VA-DC-003-RACK-A-PDU-A | 1 | L1
VA-DC-003-PE-T4-01 | PEM1 | VA-DC-003-RACK-A-PDU-B | 1 | L1
VA-DC-003-PE-T4-02 | PEM0 | VA-DC-003-RACK-A-PDU-A | 13 | L2
VA-DC-003-PE-T4-02 | PEM1 | VA-DC-003-RACK-A-PDU-B | 13 | L2
VA-DC-003-PE-T4-03 | PEM0 | VA-DC-003-RACK-A-PDU-A | 25 | L3
VA-DC-003-PE-T4-03 | PEM1 | VA-DC-003-RACK-A-PDU-B | 25 | L3
VA-DC-003-PE-T4-04 | PEM0 | VA-DC-003-RACK-A-PDU-A | 2 | L1
VA-DC-003-PE-T4-04 | PEM1 | VA-DC-003-RACK-A-PDU-B | 2 | L1
VA-DC-003-FW-01 | PSU1 | VA-DC-003-RACK-A-PDU-A | 14 | L2
VA-DC-003-FW-01 | PSU2 | VA-DC-003-RACK-A-PDU-B | 14 | L2
VA-DC-003-OLA-01 | PSU1 | VA-DC-003-RACK-A-PDU-A | 26 | L3
VA-DC-003-OLA-01 | PSU2 | VA-DC-003-RACK-A-PDU-B | 26 | L3
VA-DC-003-OLA-02 | PSU1 | VA-DC-003-RACK-A-PDU-A | 3 | L1
VA-DC-003-OLA-02 | PSU2 | VA-DC-003-RACK-A-PDU-B | 3 | L1
VA-DC-003-AGG-R01 | PEM0 | VA-DC-003-RACK-A-PDU-A | 15 | L2
VA-DC-003-AGG-R01 | PEM1 | VA-DC-003-RACK-A-PDU-B | 15 | L2
VA-DC-003-AGG-R02 | PEM0 | VA-DC-003-RACK-A-PDU-A | 27 | L3
VA-DC-003-AGG-R02 | PEM1 | VA-DC-003-RACK-A-PDU-B | 27 | L3
VA-DC-003-MMR-SW-01 | PSU1 | VA-DC-003-RACK-A-PDU-A | 4 | L1
VA-DC-003-MMR-SW-01 | PSU2 | VA-DC-003-RACK-A-PDU-B | 4 | L1
VA-DC-003-MMR-SW-02 | PSU1 | VA-DC-003-RACK-A-PDU-A | 16 | L2
VA-DC-003-MMR-SW-02 | PSU2 | VA-DC-003-RACK-A-PDU-B | 16 | L2
VA-DC-003-MMR-SW-03 | PSU1 | VA-DC-003-RACK-A-PDU-A | 28 | L3
VA-DC-003-MMR-SW-03 | PSU2 | VA-DC-003-RACK-A-PDU-B | 28 | L3
VA-DC-003-MMR-SW-04 | PSU1 | VA-DC-003-RACK-A-PDU-A | 5 | L1
VA-DC-003-MMR-SW-04 | PSU2 | VA-DC-003-RACK-A-PDU-B | 5 | L1
VA-DC-003-MMR-SW-05 | PSU1 | VA-DC-003-RACK-A-PDU-A | 17 | L2
VA-DC-003-MMR-SW-05 | PSU2 | VA-DC-003-RACK-A-PDU-B | 17 | L2
VA-DC-003-TOR-001 | PSU1 | VA-DC-003-RACK-A-PDU-A | 29 | L3
VA-DC-003-TOR-001 | PSU2 | VA-DC-003-RACK-A-PDU-B | 29 | L3
VA-DC-003-TOR-002 | PSU1 | VA-DC-003-RACK-A-PDU-A | 6 | L1
VA-DC-003-TOR-002 | PSU2 | VA-DC-003-RACK-A-PDU-B | 6 | L1
VA-DC-003-TOR-003 | PSU1 | VA-DC-003-RACK-A-PDU-A | 18 | L2
VA-DC-003-TOR-003 | PSU2 | VA-DC-003-RACK-A-PDU-B | 18 | L2
VA-DC-003-TOR-004 | PSU1 | VA-DC-003-RACK-B-PDU-A | 1 | L1
VA-DC-003-TOR-004 | PSU2 | VA-DC-003-RACK-B-PDU-B | 1 | L1
VA-DC-003-TN-001 | Feed A | VA-DC-003-RACK-B-PDU-A | 13 | L2
VA-DC-003-TN-001 | Feed B | VA-DC-003-RACK-B-PDU-B | 13 | L2
VA-DC-003-TN-002 | Feed A | VA-DC-003-RACK-B-PDU-A | 25 | L3
VA-DC-003-TN-002 | Feed B | VA-DC-003-RACK-B-PDU-B | 25 | L3
VA-DC-003-TN-003 | Feed A | VA-DC-003-RACK-B-PDU-A | 2 | L1
VA-DC-003-TN-003 | Feed B | VA-DC-003-RACK-B-PDU-B | 2 | L1
VA-DC-003-TN-004 | Feed A | VA-DC-003-RACK-B-PDU-A | 14 | L2
VA-DC-003-TN-004 | Feed B | VA-DC-003-RACK-B-PDU-B | 14 | L2
VA-DC-003-TN-005 | Feed A | VA-DC-003-RACK-B-PDU-A | 26 | L3
VA-DC-003-TN-005 | Feed B | VA-DC-003-RACK-B-PDU-B | 26 | L3
VA-DC-003-TN-006 | Feed A | VA-DC-003-RACK-C-PDU-A | 1 | L1
VA-DC-003-TN-006 | Feed B | VA-DC-003-RACK-C-PDU-B | 1 | L1
VA-DC-003-TN-007 | Feed A | VA-DC-003-RACK-C-PDU-A | 13 | L2
VA-DC-003-TN-007 | Feed B | VA-DC-003-RACK-C-PDU-B | 13 | L2
VA-DC-003-TN-008 | Feed A | VA-DC-003-RACK-C-PDU-A | 25 | L3
VA-DC-003-TN-008 | Feed B | VA-DC-003-RACK-C-PDU-B | 25 | L3
VA-DC-003-TN-009 | Feed A | VA-DC-003-RACK-C-PDU-A | 2 | L1
VA-DC-003-TN-009 | Feed B | VA-DC-003-RACK-C-PDU-B | 2 | L1
VA-DC-003-TN-010 | Feed A | VA-DC-003-RACK-C-PDU-A | 14 | L2
VA-DC-003-TN-010 | Feed B | VA-DC-003-RACK-C-PDU-B | 14 | L2
VA-DC-003-TN-011 | Feed A | VA-DC-003-RACK-D-PDU-A | 1 | L1
VA-DC-003-TN-011 | Feed B | VA-DC-003-RACK-D-PDU-B | 1 | L1
VA-DC-003-TN-012 | Feed A | VA-DC-003-RACK-D-PDU-A | 13 | L2
VA-DC-003-TN-012 | Feed B | VA-DC-003-RACK-D-PDU-B | 13 | L2
VA-DC-003-TN-013 | Feed A | VA-DC-003-RACK-D-PDU-A | 25 | L3
VA-DC-003-TN-013 | Feed B | VA-DC-003-RACK-D-PDU-B | 25 | L3
VA-DC-003-TN-014 | Feed A | VA-DC-003-RACK-D-PDU-A | 2 | L1
VA-DC-003-TN-014 | Feed B | VA-DC-003-RACK-D-PDU-B | 2 | L1
VA-DC-003-TN-015 | Feed A | VA-DC-003-RACK-D-PDU-A | 14 | L2
VA-DC-003-TN-015 | Feed B | VA-DC-003-RACK-D-PDU-B | 14 | L2
VA-DC-003-TN-016 | Feed A | VA-DC-003-RACK-D-PDU-A | 26 | L3
VA-DC-003-TN-016 | Feed B | VA-DC-003-RACK-D-PDU-B | 26 | L3
VA-DC-003-TN-017 | Feed A | VA-DC-003-RACK-E-PDU-A | 1 | L1
VA-DC-003-TN-017 | Feed B | VA-DC-003-RACK-E-PDU-B | 1 | L1
VA-DC-003-TN-018 | Feed A | VA-DC-003-RACK-E-PDU-A | 13 | L2
VA-DC-003-TN-018 | Feed B | VA-DC-003-RACK-E-PDU-B | 13 | L2
VA-DC-003-TN-019 | Feed A | VA-DC-003-RACK-E-PDU-A | 25 | L3
VA-DC-003-TN-019 | Feed B | VA-DC-003-RACK-E-PDU-B | 25 | L3
VA-DC-003-TN-020 | Feed A | VA-DC-003-RACK-E-PDU-A | 2 | L1
VA-DC-003-TN-020 | Feed B | VA-DC-003-RACK-E-PDU-B | 2 | L1
VA-DC-003-TN-021 | Feed A | VA-DC-003-RACK-E-PDU-A | 14 | L2
VA-DC-003-TN-021 | Feed B | VA-DC-003-RACK-E-PDU-B | 14 | L2
VA-DC-003-TN-022 | Feed A | VA-DC-003-RACK-E-PDU-A | 26 | L3
VA-DC-003-TN-022 | Feed B | VA-DC-003-RACK-E-PDU-B | 26 | L3
VA-DC-003-TN-023 | Feed A | VA-DC-003-RACK-F-PDU-A | 1 | L1
VA-DC-003-TN-023 | Feed B | VA-DC-003-RACK-F-PDU-B | 1 | L1
VA-DC-003-TN-024 | Feed A | VA-DC-003-RACK-F-PDU-A | 13 | L2
VA-DC-003-TN-024 | Feed B | VA-DC-003-RACK-F-PDU-B | 13 | L2
VA-DC-003-TN-025 | Feed A | VA-DC-003-RACK-F-PDU-A | 25 | L3
VA-DC-003-TN-025 | Feed B | VA-DC-003-RACK-F-PDU-B | 25 | L3
VA-DC-003-TN-026 | Feed A | VA-DC-003-RACK-F-PDU-A | 2 | L1
VA-DC-003-TN-026 | Feed B | VA-DC-003-RACK-F-PDU-B | 2 | L1
VA-DC-003-TN-027 | Feed A | VA-DC-003-RACK-G-PDU-A | 1 | L1
VA-DC-003-TN-027 | Feed B | VA-DC-003-RACK-G-PDU-B | 1 | L1
VA-DC-003-TN-028 | Feed A | VA-DC-003-RACK-G-PDU-A | 13 | L2
VA-DC-003-TN-028 | Feed B | VA-DC-003-RACK-G-PDU-B | 13 | L2
VA-DC-003-TN-029 | Feed A | VA-DC-003-RACK-G-PDU-A | 25 | L3
VA-DC-003-TN-029 | Feed B | VA-DC-003-RACK-G-PDU-B | 25 | L3
VA-DC-003-TN-030 | Feed A | VA-DC-003-RACK-G-PDU-A | 2 | L1
VA-DC-003-TN-030 | Feed B | VA-DC-003-RACK-G-PDU-B | 2 | L1
VA-DC-003-TN-031 | Feed A | VA-DC-003-RACK-G-PDU-A | 14 | L2
VA-DC-003-TN-031 | Feed B | VA-DC-003-RACK-G-PDU-B | 14 | L2
VA-DC-003-TN-032 | Feed A | VA-DC-003-RACK-H-PDU-A | 1 | L1
VA-DC-003-TN-032 | Feed B | VA-DC-003-RACK-H-PDU-B | 1 | L1
VA-DC-003-TN-033 | Feed A | VA-DC-003-RACK-H-PDU-A | 13 | L2
VA-DC-003-TN-033 | Feed B | VA-DC-003-RACK-H-PDU-B | 13 | L2
VA-DC-003-TN-034 | Feed A | VA-DC-003-RACK-H-PDU-A | 25 | L3
VA-DC-003-TN-034 | Feed B | VA-DC-003-RACK-H-PDU-B | 25 | L3
VA-DC-003-TN-035 | Feed A | VA-DC-003-RACK-H-PDU-A | 2 | L1
VA-DC-003-TN-035 | Feed B | VA-DC-003-RACK-H-PDU-B | 2 | L1
VA-DC-003-TN-036 | Feed A | VA-DC-003-RACK-H-PDU-A | 14 | L2
VA-DC-003-TN-036 | Feed B | VA-DC-003-RACK-H-PDU-B | 14 | L2
VA-DC-003-TN-037 | Feed A | VA-DC-003-RACK-H-PDU-A | 26 | L3
VA-DC-003-TN-037 | Feed B | VA-DC-003-RACK-H-PDU-B | 26 | L3
VA-DC-003-TN-038 | Feed A | VA-DC-003-RACK-H-PDU-A | 3 | L1
VA-DC-003-TN-038 | Feed B | VA-DC-003-RACK-H-PDU-B | 3 | L1
VA-DC-003-TN-039 | Feed A | VA-DC-003-RACK-I-PDU-A | 1 | L1
VA-DC-003-TN-039 | Feed B | VA-DC-003-RACK-I-PDU-B | 1 | L1
VA-DC-003-TN-040 | Feed A | VA-DC-003-RACK-I-PDU-A | 13 | L2
VA-DC-003-TN-040 | Feed B | VA-DC-003-RACK-I-PDU-B | 13 | L2
VA-DC-003-TN-041 | Feed A | VA-DC-003-RACK-I-PDU-A | 25 | L3
VA-DC-003-TN-041 | Feed B | VA-DC-003-RACK-I-PDU-B | 25 | L3
VA-DC-003-TN-042 | Feed A | VA-DC-003-RACK-I-PDU-A | 2 | L1
VA-DC-003-TN-042 | Feed B | VA-DC-003-RACK-I-PDU-B | 2 | L1
VA-DC-003-TN-043 | Feed A | VA-DC-003-RACK-I-PDU-A | 14 | L2
VA-DC-003-TN-043 | Feed B | VA-DC-003-RACK-I-PDU-B | 14 | L2
VA-DC-003-TN-044 | Feed A | VA-DC-003-RACK-I-PDU-A | 26 | L3
VA-DC-003-TN-044 | Feed B | VA-DC-003-RACK-I-PDU-B | 26 | L3
VA-DC-003-TN-045 | Feed A | VA-DC-003-RACK-J-PDU-A | 1 | L1
VA-DC-003-TN-045 | Feed B | VA-DC-003-RACK-J-PDU-B | 1 | L1
VA-DC-003-TN-046 | Feed A | VA-DC-003-RACK-J-PDU-A | 13 | L2
VA-DC-003-TN-046 | Feed B | VA-DC-003-RACK-J-PDU-B | 13 | L2
VA-DC-003-TN-047 | Feed A | VA-DC-003-RACK-J-PDU-A | 25 | L3
VA-DC-003-TN-047 | Feed B | VA-DC-003-RACK-J-PDU-B | 25 | L3
VA-DC-003-TN-048 | Feed A | VA-DC-003-RACK-J-PDU-A | 2 | L1
VA-DC-003-TN-048 | Feed B | VA-DC-003-RACK-J-PDU-B | 2 | L1
VA-DC-003-TN-049 | Feed A | VA-DC-003-RACK-J-PDU-A | 14 | L2
VA-DC-003-TN-049 | Feed B | VA-DC-003-RACK-J-PDU-B | 14 | L2
VA-DC-003-TN-050 | Feed A | VA-DC-003-RACK-K-PDU-A | 1 | L1
VA-DC-003-TN-050 | Feed B | VA-DC-003-RACK-K-PDU-B | 1 | L1
VA-DC-004-PE-T4-01 | PEM0 | VA-DC-004-RACK-A-PDU-A | 1 | L1
VA-DC-004-PE-T4-01 | PEM1 | VA-DC-004-RACK-A-PDU-B | 1 | L1
VA-DC-004-PE-T4-02 | PEM0 | VA-DC-004-RACK-A-PDU-A | 13 | L2
VA-DC-004-PE-T4-02 | PEM1 | VA-DC-004-RACK-A-PDU-B | 13 | L2
VA-DC-004-PE-T4-03 | PEM0 | VA-DC-004-RACK-A-PDU-A | 25 | L3
VA-DC-004-PE-T4-03 | PEM1 | VA-DC-004-RACK-A-PDU-B | 25 | L3
VA-DC-004-PE-T4-04 | PEM0 | VA-DC-004-RACK-A-PDU-A | 2 | L1
VA-DC-004-PE-T4-04 | PEM1 | VA-DC-004-RACK-A-PDU-B | 2 | L1
VA-DC-004-FW-01 | PSU1 | VA-DC-004-RACK-A-PDU-A | 14 | L2
VA-DC-004-FW-01 | PSU2 | VA-DC-004-RACK-A-PDU-B | 14 | L2
VA-DC-004-OLA-01 | PSU1 | VA-DC-004-RACK-A-PDU-A | 26 | L3
VA-DC-004-OLA-01 | PSU2 | VA-DC-004-RACK-A-PDU-B | 26 | L3
VA-DC-004-AGG-R01 | PEM0 | VA-DC-004-RACK-A-PDU-A | 3 | L1
VA-DC-004-AGG-R01 | PEM1 | VA-DC-004-RACK-A-PDU-B | 3 | L1
VA-DC-004-AGG-R02 | PEM0 | VA-DC-004-RACK-A-PDU-A | 15 | L2
VA-DC-004-AGG-R02 | PEM1 | VA-DC-004-RACK-A-PDU-B | 15 | L2
VA-DC-004-MMR-SW-01 | PSU1 | VA-DC-004-RACK-A-PDU-A | 27 | L3
VA-DC-004-MMR-SW-01 | PSU2 | VA-DC-004-RACK-A-PDU-B | 27 | L3
VA-DC-004-MMR-SW-02 | PSU1 | VA-DC-004-RACK-A-PDU-A | 4 | L1
VA-DC-004-MMR-SW-02 | PSU2 | VA-DC-004-RACK-A-PDU-B | 4 | L1
VA-DC-004-MMR-SW-03 | PSU1 | VA-DC-004-RACK-A-PDU-A | 16 | L2
VA-DC-004-MMR-SW-03 | PSU2 | VA-DC-004-RACK-A-PDU-B | 16 | L2
VA-DC-004-MMR-SW-04 | PSU1 | VA-DC-004-RACK-A-PDU-A | 28 | L3
VA-DC-004-MMR-SW-04 | PSU2 | VA-DC-004-RACK-A-PDU-B | 28 | L3
VA-DC-004-TOR-001 | PSU1 | VA-DC-004-RACK-A-PDU-A | 5 | L1
VA-DC-004-TOR-001 | PSU2 | VA-DC-004-RACK-A-PDU-B | 5 | L1
VA-DC-004-TOR-002 | PSU1 | VA-DC-004-RACK-A-PDU-A | 17 | L2
VA-DC-004-TOR-002 | PSU2 | VA-DC-004-RACK-A-PDU-B | 17 | L2
VA-DC-004-TN-001 | Feed A | VA-DC-004-RACK-A-PDU-A | 29 | L3
VA-DC-004-TN-001 | Feed B | VA-DC-004-RACK-A-PDU-B | 29 | L3
VA-DC-004-TN-002 | Feed A | VA-DC-004-RACK-B-PDU-A | 1 | L1
VA-DC-004-TN-002 | Feed B | VA-DC-004-RACK-B-PDU-B | 1 | L1
VA-DC-004-TN-003 | Feed A | VA-DC-004-RACK-B-PDU-A | 13 | L2
VA-DC-004-TN-003 | Feed B | VA-DC-004-RACK-B-PDU-B | 13 | L2
VA-DC-004-TN-004 | Feed A | VA-DC-004-RACK-B-PDU-A | 25 | L3
VA-DC-004-TN-004 | Feed B | VA-DC-004-RACK-B-PDU-B | 25 | L3
VA-DC-004-TN-005 | Feed A | VA-DC-004-RACK-B-PDU-A | 2 | L1
VA-DC-004-TN-005 | Feed B | VA-DC-004-RACK-B-PDU-B | 2 | L1
VA-DC-004-TN-006 | Feed A | VA-DC-004-RACK-B-PDU-A | 14 | L2
VA-DC-004-TN-006 | Feed B | VA-DC-004-RACK-B-PDU-B | 14 | L2
VA-DC-004-TN-007 | Feed A | VA-DC-004-RACK-B-PDU-A | 26 | L3
VA-DC-004-TN-007 | Feed B | VA-DC-004-RACK-B-PDU-B | 26 | L3
VA-DC-004-TN-008 | Feed A | VA-DC-004-RACK-B-PDU-A | 3 | L1
VA-DC-004-TN-008 | Feed B | VA-DC-004-RACK-B-PDU-B | 3 | L1
VA-DC-004-TN-009 | Feed A | VA-DC-004-RACK-C-PDU-A | 1 | L1
VA-DC-004-TN-009 | Feed B | VA-DC-004-RACK-C-PDU-B | 1 | L1
VA-DC-004-TN-010 | Feed A | VA-DC-004-RACK-C-PDU-A | 13 | L2
VA-DC-004-TN-010 | Feed B | VA-DC-004-RACK-C-PDU-B | 13 | L2
VA-DC-004-TN-011 | Feed A | VA-DC-004-RACK-C-PDU-A | 25 | L3
VA-DC-004-TN-011 | Feed B | VA-DC-004-RACK-C-PDU-B | 25 | L3
VA-DC-004-TN-012 | Feed A | VA-DC-004-RACK-C-PDU-A | 2 | L1
VA-DC-004-TN-012 | Feed B | VA-DC-004-RACK-C-PDU-B | 2 | L1
VA-DC-004-TN-013 | Feed A | VA-DC-004-RACK-C-PDU-A | 14 | L2
VA-DC-004-TN-013 | Feed B | VA-DC-004-RACK-C-PDU-B | 14 | L2
VA-DC-004-TN-014 | Feed A | VA-DC-004-RACK-D-PDU-A | 1 | L1
VA-DC-004-TN-014 | Feed B | VA-DC-004-RACK-D-PDU-B | 1 | L1
VA-DC-004-TN-015 | Feed A | VA-DC-004-RACK-D-PDU-A | 13 | L2
VA-DC-004-TN-015 | Feed B | VA-DC-004-RACK-D-PDU-B | 13 | L2
VA-DC-004-TN-016 | Feed A | VA-DC-004-RACK-D-PDU-A | 25 | L3
VA-DC-004-TN-016 | Feed B | VA-DC-004-RACK-D-PDU-B | 25 | L3
VA-DC-004-TN-017 | Feed A | VA-DC-004-RACK-D-PDU-A | 2 | L1
VA-DC-004-TN-017 | Feed B | VA-DC-004-RACK-D-PDU-B | 2 | L1
VA-DC-004-TN-018 | Feed A | VA-DC-004-RACK-D-PDU-A | 14 | L2
VA-DC-004-TN-018 | Feed B | VA-DC-004-RACK-D-PDU-B | 14 | L2
VA-DC-004-TN-019 | Feed A | VA-DC-004-RACK-D-PDU-A | 26 | L3
VA-DC-004-TN-019 | Feed B | VA-DC-004-RACK-D-PDU-B | 26 | L3
VA-DC-004-TN-020 | Feed A | VA-DC-004-RACK-E-PDU-A | 1 | L1
VA-DC-004-TN-020 | Feed B | VA-DC-004-RACK-E-PDU-B | 1 | L1
VA-DC-004-TN-021 | Feed A | VA-DC-004-RACK-E-PDU-A | 13 | L2
VA-DC-004-TN-021 | Feed B | VA-DC-004-RACK-E-PDU-B | 13 | L2
VA-DC-004-TN-022 | Feed A | VA-DC-004-RACK-E-PDU-A | 25 | L3
VA-DC-004-TN-022 | Feed B | VA-DC-004-RACK-E-PDU-B | 25 | L3
VA-DC-004-TN-023 | Feed A | VA-DC-004-RACK-E-PDU-A | 2 | L1
VA-DC-004-TN-023 | Feed B | VA-DC-004-RACK-E-PDU-B | 2 | L1
VA-DC-004-TN-024 | Feed A | VA-DC-004-RACK-F-PDU-A | 1 | L1
VA-DC-004-TN-024 | Feed B | VA-DC-004-RACK-F-PDU-B | 1 | L1
VA-DC-004-TN-025 | Feed A | VA-DC-004-RACK-F-PDU-A | 13 | L2
VA-DC-004-TN-025 | Feed B | VA-DC-004-RACK-F-PDU-B | 13 | L2
VA-DC-004-TN-026 | Feed A | VA-DC-004-RACK-F-PDU-A | 25 | L3
VA-DC-004-TN-026 | Feed B | VA-DC-004-RACK-F-PDU-B | 25 | L3
TX-DC-005-PE-T4-01 | PEM0 | TX-DC-005-RACK-A-PDU-A | 1 | L1
TX-DC-005-PE-T4-01 | PEM1 | TX-DC-005-RACK-A-PDU-B | 1 | L1
TX-DC-005-PE-T4-02 | PEM0 | TX-DC-005-RACK-A-PDU-A | 13 | L2
TX-DC-005-PE-T4-02 | PEM1 | TX-DC-005-RACK-A-PDU-B | 13 | L2
TX-DC-005-PE-T4-03 | PEM0 | TX-DC-005-RACK-A-PDU-A | 25 | L3
TX-DC-005-PE-T4-03 | PEM1 | TX-DC-005-RACK-A-PDU-B | 25 | L3
TX-DC-005-PE-T4-04 | PEM0 | TX-DC-005-RACK-A-PDU-A | 2 | L1
TX-DC-005-PE-T4-04 | PEM1 | TX-DC-005-RACK-A-PDU-B | 2 | L1
TX-DC-005-FW-01 | PSU1 | TX-DC-005-RACK-A-PDU-A | 14 | L2
TX-DC-005-FW-01 | PSU2 | TX-DC-005-RACK-A-PDU-B | 14 | L2
TX-DC-005-OLA-01 | PSU1 | TX-DC-005-RACK-A-PDU-A | 26 | L3
TX-DC-005-OLA-01 | PSU2 | TX-DC-005-RACK-A-PDU-B | 26 | L3
TX-DC-005-OLA-02 | PSU1 | TX-DC-005-RACK-A-PDU-A | 3 | L1
TX-DC-005-OLA-02 | PSU2 | TX-DC-005-RACK-A-PDU-B | 3 | L1
TX-DC-005-AGG-R01 | PEM0 | TX-DC-005-RACK-A-PDU-A | 15 | L2
TX-DC-005-AGG-R01 | PEM1 | TX-DC-005-RACK-A-PDU-B | 15 | L2
TX-DC-005-AGG-R02 | PEM0 | TX-DC-005-RACK-A-PDU-A | 27 | L3
TX-DC-005-AGG-R02 | PEM1 | TX-DC-005-RACK-A-PDU-B | 27 | L3
TX-DC-005-AGG-R03 | PEM0 | TX-DC-005-RACK-A-PDU-A | 4 | L1
TX-DC-005-AGG-R03 | PEM1 | TX-DC-005-RACK-A-PDU-B | 4 | L1
TX-DC-005-MMR-SW-01 | PSU1 | TX-DC-005-RACK-A-PDU-A | 16 | L2
TX-DC-005-MMR-SW-01 | PSU2 | TX-DC-005-RACK-A-PDU-B | 16 | L2
TX-DC-005-MMR-SW-02 | PSU1 | TX-DC-005-RACK-A-PDU-A | 28 | L3
TX-DC-005-MMR-SW-02 | PSU2 | TX-DC-005-RACK-A-PDU-B | 28 | L3
TX-DC-005-MMR-SW-03 | PSU1 | TX-DC-005-RACK-A-PDU-A | 5 | L1
TX-DC-005-MMR-SW-03 | PSU2 | TX-DC-005-RACK-A-PDU-B | 5 | L1
TX-DC-005-MMR-SW-04 | PSU1 | TX-DC-005-RACK-A-PDU-A | 17 | L2
TX-DC-005-MMR-SW-04 | PSU2 | TX-DC-005-RACK-A-PDU-B | 17 | L2
TX-DC-005-MMR-SW-05 | PSU1 | TX-DC-005-RACK-B-PDU-A | 1 | L1
TX-DC-005-MMR-SW-05 | PSU2 | TX-DC-005-RACK-B-PDU-B | 1 | L1
TX-DC-005-MMR-SW-06 | PSU1 | TX-DC-005-RACK-B-PDU-A | 13 | L2
TX-DC-005-MMR-SW-06 | PSU2 | TX-DC-005-RACK-B-PDU-B | 13 | L2
TX-DC-005-MMR-SW-07 | PSU1 | TX-DC-005-RACK-B-PDU-A | 25 | L3
TX-DC-005-MMR-SW-07 | PSU2 | TX-DC-005-RACK-B-PDU-B | 25 | L3
TX-DC-005-TOR-001 | PSU1 | TX-DC-005-RACK-B-PDU-A | 2 | L1
TX-DC-005-TOR-001 | PSU2 | TX-DC-005-RACK-B-PDU-B | 2 | L1
TX-DC-005-TOR-002 | PSU1 | TX-DC-005-RACK-B-PDU-A | 14 | L2
TX-DC-005-TOR-002 | PSU2 | TX-DC-005-RACK-B-PDU-B | 14 | L2
TX-DC-005-TOR-003 | PSU1 | TX-DC-005-RACK-B-PDU-A | 26 | L3
TX-DC-005-TOR-003 | PSU2 | TX-DC-005-RACK-B-PDU-B | 26 | L3
TX-DC-005-TOR-004 | PSU1 | TX-DC-005-RACK-B-PDU-A | 3 | L1
TX-DC-005-TOR-004 | PSU2 | TX-DC-005-RACK-B-PDU-B | 3 | L1
TX-DC-005-TOR-005 | PSU1 | TX-DC-005-RACK-B-PDU-A | 15 | L2
TX-DC-005-TOR-005 | PSU2 | TX-DC-005-RACK-B-PDU-B | 15 | L2
TX-DC-005-TN-001 | Feed A | TX-DC-005-RACK-B-PDU-A | 27 | L3
TX-DC-005-TN-001 | Feed B | TX-DC-005-RACK-B-PDU-B | 27 | L3
TX-DC-005-TN-002 | Feed A | TX-DC-005-RACK-B-PDU-A | 4 | L1
TX-DC-005-TN-002 | Feed B | TX-DC-005-RACK-B-PDU-B | 4 | L1
TX-DC-005-TN-003 | Feed A | TX-DC-005-RACK-B-PDU-A | 16 | L2
TX-DC-005-TN-003 | Feed B | TX-DC-005-RACK-B-PDU-B | 16 | L2
TX-DC-005-TN-004 | Feed A | TX-DC-005-RACK-B-PDU-A | 28 | L3
TX-DC-005-TN-004 | Feed B | TX-DC-005-RACK-B-PDU-B | 28 | L3
TX-DC-005-TN-005 | Feed A | TX-DC-005-RACK-B-PDU-A | 5 | L1
TX-DC-005-TN-005 | Feed B | TX-DC-005-RACK-B-PDU-B | 5 | L1
TX-DC-005-TN-006 | Feed A | TX-DC-005-RACK-C-PDU-A | 1 | L1
TX-DC-005-TN-006 | Feed B | TX-DC-005-RACK-C-PDU-B | 1 | L1
TX-DC-005-TN-007 | Feed A | TX-DC-005-RACK-C-PDU-A | 13 | L2
TX-DC-005-TN-007 | Feed B | TX-DC-005-RACK-C-PDU-B | 13 | L2
TX-DC-005-TN-008 | Feed A | TX-DC-005-RACK-C-PDU-A | 25 | L3
TX-DC-005-TN-008 | Feed B | TX-DC-005-RACK-C-PDU-B | 25 | L3
TX-DC-005-TN-009 | Feed A | TX-DC-005-RACK-C-PDU-A | 2 | L1
TX-DC-005-TN-009 | Feed B | TX-DC-005-RACK-C-PDU-B | 2 | L1
TX-DC-005-TN-010 | Feed A | TX-DC-005-RACK-C-PDU-A | 14 | L2
TX-DC-005-TN-010 | Feed B | TX-DC-005-RACK-C-PDU-B | 14 | L2
TX-DC-005-TN-011 | Feed A | TX-DC-005-RACK-D-PDU-A | 1 | L1
TX-DC-005-TN-011 | Feed B | TX-DC-005-RACK-D-PDU-B | 1 | L1
TX-DC-005-TN-012 | Feed A | TX-DC-005-RACK-D-PDU-A | 13 | L2
TX-DC-005-TN-012 | Feed B | TX-DC-005-RACK-D-PDU-B | 13 | L2
TX-DC-005-TN-013 | Feed A | TX-DC-005-RACK-D-PDU-A | 25 | L3
TX-DC-005-TN-013 | Feed B | TX-DC-005-RACK-D-PDU-B | 25 | L3
TX-DC-005-TN-014 | Feed A | TX-DC-005-RACK-D-PDU-A | 2 | L1
TX-DC-005-TN-014 | Feed B | TX-DC-005-RACK-D-PDU-B | 2 | L1
TX-DC-005-TN-015 | Feed A | TX-DC-005-RACK-D-PDU-A | 14 | L2
TX-DC-005-TN-015 | Feed B | TX-DC-005-RACK-D-PDU-B | 14 | L2
TX-DC-005-TN-016 | Feed A | TX-DC-005-RACK-D-PDU-A | 26 | L3
TX-DC-005-TN-016 | Feed B | TX-DC-005-RACK-D-PDU-B | 26 | L3
TX-DC-005-TN-017 | Feed A | TX-DC-005-RACK-D-PDU-A | 3 | L1
TX-DC-005-TN-017 | Feed B | TX-DC-005-RACK-D-PDU-B | 3 | L1
TX-DC-005-TN-018 | Feed A | TX-DC-005-RACK-E-PDU-A | 1 | L1
TX-DC-005-TN-018 | Feed B | TX-DC-005-RACK-E-PDU-B | 1 | L1
TX-DC-005-TN-019 | Feed A | TX-DC-005-RACK-E-PDU-A | 13 | L2
TX-DC-005-TN-019 | Feed B | TX-DC-005-RACK-E-PDU-B | 13 | L2
TX-DC-005-TN-020 | Feed A | TX-DC-005-RACK-E-PDU-A | 25 | L3
TX-DC-005-TN-020 | Feed B | TX-DC-005-RACK-E-PDU-B | 25 | L3
TX-DC-005-TN-021 | Feed A | TX-DC-005-RACK-E-PDU-A | 2 | L1
TX-DC-005-TN-021 | Feed B | TX-DC-005-RACK-E-PDU-B | 2 | L1
TX-DC-005-TN-022 | Feed A | TX-DC-005-RACK-F-PDU-A | 1 | L1
TX-DC-005-TN-022 | Feed B | TX-DC-005-RACK-F-PDU-B | 1 | L1
TX-DC-005-TN-023 | Feed A | TX-DC-005-RACK-F-PDU-A | 13 | L2
TX-DC-005-TN-023 | Feed B | TX-DC-005-RACK-F-PDU-B | 13 | L2
TX-DC-005-TN-024 | Feed A | TX-DC-005-RACK-F-PDU-A | 25 | L3
TX-DC-005-TN-024 | Feed B | TX-DC-005-RACK-F-PDU-B | 25 | L3
TX-DC-005-TN-025 | Feed A | TX-DC-005-RACK-F-PDU-A | 2 | L1
TX-DC-005-TN-025 | Feed B | TX-DC-005-RACK-F-PDU-B | 2 | L1
TX-DC-005-TN-026 | Feed A | TX-DC-005-RACK-F-PDU-A | 14 | L2
TX-DC-005-TN-026 | Feed B | TX-DC-005-RACK-F-PDU-B | 14 | L2
TX-DC-005-TN-027 | Feed A | TX-DC-005-RACK-G-PDU-A | 1 | L1
TX-DC-005-TN-027 | Feed B | TX-DC-005-RACK-G-PDU-B | 1 | L1
TX-DC-005-TN-028 | Feed A | TX-DC-005-RACK-G-PDU-A | 13 | L2
TX-DC-005-TN-028 | Feed B | TX-DC-005-RACK-G-PDU-B | 13 | L2
TX-DC-005-TN-029 | Feed A | TX-DC-005-RACK-G-PDU-A | 25 | L3
TX-DC-005-TN-029 | Feed B | TX-DC-005-RACK-G-PDU-B | 25 | L3
TX-DC-005-TN-030 | Feed A | TX-DC-005-RACK-H-PDU-A | 1 | L1
TX-DC-005-TN-030 | Feed B | TX-DC-005-RACK-H-PDU-B | 1 | L1
TX-DC-005-TN-031 | Feed A | TX-DC-005-RACK-H-PDU-A | 13 | L2
TX-DC-005-TN-031 | Feed B | TX-DC-005-RACK-H-PDU-B | 13 | L2
TX-DC-005-TN-032 | Feed A | TX-DC-005-RACK-H-PDU-A | 25 | L3
TX-DC-005-TN-032 | Feed B | TX-DC-005-RACK-H-PDU-B | 25 | L3
TX-DC-005-TN-033 | Feed A | TX-DC-005-RACK-H-PDU-A | 2 | L1
TX-DC-005-TN-033 | Feed B | TX-DC-005-RACK-H-PDU-B | 2 | L1
TX-DC-005-TN-034 | Feed A | TX-DC-005-RACK-H-PDU-A | 14 | L2
TX-DC-005-TN-034 | Feed B | TX-DC-005-RACK-H-PDU-B | 14 | L2
TX-DC-005-TN-035 | Feed A | TX-DC-005-RACK-I-PDU-A | 1 | L1
TX-DC-005-TN-035 | Feed B | TX-DC-005-RACK-I-PDU-B | 1 | L1
TX-DC-005-TN-036 | Feed A | TX-DC-005-RACK-I-PDU-A | 13 | L2
TX-DC-005-TN-036 | Feed B | TX-DC-005-RACK-I-PDU-B | 13 | L2
TX-DC-005-TN-037 | Feed A | TX-DC-005-RACK-I-PDU-A | 25 | L3
TX-DC-005-TN-037 | Feed B | TX-DC-005-RACK-I-PDU-B | 25 | L3
TX-DC-005-TN-038 | Feed A | TX-DC-005-RACK-I-PDU-A | 2 | L1
TX-DC-005-TN-038 | Feed B | TX-DC-005-RACK-I-PDU-B | 2 | L1
TX-DC-005-TN-039 | Feed A | TX-DC-005-RACK-I-PDU-A | 14 | L2
TX-DC-005-TN-039 | Feed B | TX-DC-005-RACK-I-PDU-B | 14 | L2
TX-DC-005-TN-040 | Feed A | TX-DC-005-RACK-J-PDU-A | 1 | L1
TX-DC-005-TN-040 | Feed B | TX-DC-005-RACK-J-PDU-B | 1 | L1
TX-DC-005-TN-041 | Feed A | TX-DC-005-RACK-J-PDU-A | 13 | L2
TX-DC-005-TN-041 | Feed B | TX-DC-005-RACK-J-PDU-B | 13 | L2
TX-DC-005-TN-042 | Feed A | TX-DC-005-RACK-J-PDU-A | 25 | L3
TX-DC-005-TN-042 | Feed B | TX-DC-005-RACK-J-PDU-B | 25 | L3
TX-DC-005-TN-043 | Feed A | TX-DC-005-RACK-J-PDU-A | 2 | L1
TX-DC-005-TN-043 | Feed B | TX-DC-005-RACK-J-PDU-B | 2 | L1
TX-DC-005-TN-044 | Feed A | TX-DC-005-RACK-J-PDU-A | 14 | L2
TX-DC-005-TN-044 | Feed B | TX-DC-005-RACK-J-PDU-B | 14 | L2
TX-DC-005-TN-045 | Feed A | TX-DC-005-RACK-J-PDU-A | 26 | L3
TX-DC-005-TN-045 | Feed B | TX-DC-005-RACK-J-PDU-B | 26 | L3
TX-DC-005-TN-046 | Feed A | TX-DC-005-RACK-K-PDU-A | 1 | L1
TX-DC-005-TN-046 | Feed B | TX-DC-005-RACK-K-PDU-B | 1 | L1
TX-DC-005-TN-047 | Feed A | TX-DC-005-RACK-K-PDU-A | 13 | L2
TX-DC-005-TN-047 | Feed B | TX-DC-005-RACK-K-PDU-B | 13 | L2
TX-DC-005-TN-048 | Feed A | TX-DC-005-RACK-K-PDU-A | 25 | L3
TX-DC-005-TN-048 | Feed B | TX-DC-005-RACK-K-PDU-B | 25 | L3
TX-DC-005-TN-049 | Feed A | TX-DC-005-RACK-K-PDU-A | 2 | L1
TX-DC-005-TN-049 | Feed B | TX-DC-005-RACK-K-PDU-B | 2 | L1
TX-DC-005-TN-050 | Feed A | TX-DC-005-RACK-L-PDU-A | 1 | L1
TX-DC-005-TN-050 | Feed B | TX-DC-005-RACK-L-PDU-B | 1 | L1
TX-DC-005-TN-051 | Feed A | TX-DC-005-RACK-L-PDU-A | 13 | L2
TX-DC-005-TN-051 | Feed B | TX-DC-005-RACK-L-PDU-B | 13 | L2
TX-DC-005-TN-052 | Feed A | TX-DC-005-RACK-L-PDU-A | 25 | L3
TX-DC-005-TN-052 | Feed B | TX-DC-005-RACK-L-PDU-B | 25 | L3
TX-DC-005-TN-053 | Feed A | TX-DC-005-RACK-L-PDU-A | 2 | L1
TX-DC-005-TN-053 | Feed B | TX-DC-005-RACK-L-PDU-B | 2 | L1
TX-DC-005-TN-054 | Feed A | TX-DC-005-RACK-M-PDU-A | 1 | L1
TX-DC-005-TN-054 | Feed B | TX-DC-005-RACK-M-PDU-B | 1 | L1
TX-DC-005-TN-055 | Feed A | TX-DC-005-RACK-M-PDU-A | 13 | L2
TX-DC-005-TN-055 | Feed B | TX-DC-005-RACK-M-PDU-B | 13 | L2
TX-DC-005-TN-056 | Feed A | TX-DC-005-RACK-M-PDU-A | 25 | L3
TX-DC-005-TN-056 | Feed B | TX-DC-005-RACK-M-PDU-B | 25 | L3
TX-DC-005-TN-057 | Feed A | TX-DC-005-RACK-M-PDU-A | 2 | L1
TX-DC-005-TN-057 | Feed B | TX-DC-005-RACK-M-PDU-B | 2 | L1
TX-DC-005-TN-058 | Feed A | TX-DC-005-RACK-M-PDU-A | 14 | L2
TX-DC-005-TN-058 | Feed B | TX-DC-005-RACK-M-PDU-B | 14 | L2
TX-DC-005-TN-059 | Feed A | TX-DC-005-RACK-N-PDU-A | 1 | L1
TX-DC-005-TN-059 | Feed B | TX-DC-005-RACK-N-PDU-B | 1 | L1
TX-DC-005-TN-060 | Feed A | TX-DC-005-RACK-N-PDU-A | 13 | L2
TX-DC-005-TN-060 | Feed B | TX-DC-005-RACK-N-PDU-B | 13 | L2
TX-DC-005-TN-061 | Feed A | TX-DC-005-RACK-N-PDU-A | 25 | L3
TX-DC-005-TN-061 | Feed B | TX-DC-005-RACK-N-PDU-B | 25 | L3
TX-DC-005-TN-062 | Feed A | TX-DC-005-RACK-N-PDU-A | 2 | L1
TX-DC-005-TN-062 | Feed B | TX-DC-005-RACK-N-PDU-B | 2 | L1
TX-DC-006-PE-T4-01 | PEM0 | TX-DC-006-RACK-A-PDU-A | 1 | L1
TX-DC-006-PE-T4-01 | PEM1 | TX-DC-006-RACK-A-PDU-B | 1 | L1
TX-DC-006-PE-T4-02 | PEM0 | TX-DC-006-RACK-A-PDU-A | 13 | L2
TX-DC-006-PE-T4-02 | PEM1 | TX-DC-006-RACK-A-PDU-B | 13 | L2
TX-DC-006-PE-T4-03 | PEM0 | TX-DC-006-RACK-A-PDU-A | 25 | L3
TX-DC-006-PE-T4-03 | PEM1 | TX-DC-006-RACK-A-PDU-B | 25 | L3
TX-DC-006-PE-T4-04 | PEM0 | TX-DC-006-RACK-A-PDU-A | 2 | L1
TX-DC-006-PE-T4-04 | PEM1 | TX-DC-006-RACK-A-PDU-B | 2 | L1
TX-DC-006-FW-01 | PSU1 | TX-DC-006-RACK-A-PDU-A | 14 | L2
TX-DC-006-FW-01 | PSU2 | TX-DC-006-RACK-A-PDU-B | 14 | L2
TX-DC-006-OLA-01 | PSU1 | TX-DC-006-RACK-A-PDU-A | 26 | L3
TX-DC-006-OLA-01 | PSU2 | TX-DC-006-RACK-A-PDU-B | 26 | L3
TX-DC-006-OLA-02 | PSU1 | TX-DC-006-RACK-A-PDU-A | 3 | L1
TX-DC-006-OLA-02 | PSU2 | TX-DC-006-RACK-A-PDU-B | 3 | L1
TX-DC-006-AGG-R01 | PEM0 | TX-DC-006-RACK-A-PDU-A | 15 | L2
TX-DC-006-AGG-R01 | PEM1 | TX-DC-006-RACK-A-PDU-B | 15 | L2
TX-DC-006-AGG-R02 | PEM0 | TX-DC-006-RACK-A-PDU-A | 27 | L3
TX-DC-006-AGG-R02 | PEM1 | TX-DC-006-RACK-A-PDU-B | 27 | L3
TX-DC-006-MMR-SW-01 | PSU1 | TX-DC-006-RACK-A-PDU-A | 4 | L1
TX-DC-006-MMR-SW-01 | PSU2 | TX-DC-006-RACK-A-PDU-B | 4 | L1
TX-DC-006-MMR-SW-02 | PSU1 | TX-DC-006-RACK-A-PDU-A | 16 | L2
TX-DC-006-MMR-SW-02 | PSU2 | TX-DC-006-RACK-A-PDU-B | 16 | L2
TX-DC-006-MMR-SW-03 | PSU1 | TX-DC-006-RACK-A-PDU-A | 28 | L3
TX-DC-006-MMR-SW-03 | PSU2 | TX-DC-006-RACK-A-PDU-B | 28 | L3
TX-DC-006-MMR-SW-04 | PSU1 | TX-DC-006-RACK-A-PDU-A | 5 | L1
TX-DC-006-MMR-SW-04 | PSU2 | TX-DC-006-RACK-A-PDU-B | 5 | L1
TX-DC-006-MMR-SW-05 | PSU1 | TX-DC-006-RACK-A-PDU-A | 17 | L2
TX-DC-006-MMR-SW-05 | PSU2 | TX-DC-006-RACK-A-PDU-B | 17 | L2
TX-DC-006-TOR-001 | PSU1 | TX-DC-006-RACK-A-PDU-A | 29 | L3
TX-DC-006-TOR-001 | PSU2 | TX-DC-006-RACK-A-PDU-B | 29 | L3
TX-DC-006-TOR-002 | PSU1 | TX-DC-006-RACK-A-PDU-A | 6 | L1
TX-DC-006-TOR-002 | PSU2 | TX-DC-006-RACK-A-PDU-B | 6 | L1
TX-DC-006-TOR-003 | PSU1 | TX-DC-006-RACK-A-PDU-A | 18 | L2
TX-DC-006-TOR-003 | PSU2 | TX-DC-006-RACK-A-PDU-B | 18 | L2
TX-DC-006-TOR-004 | PSU1 | TX-DC-006-RACK-B-PDU-A | 1 | L1
TX-DC-006-TOR-004 | PSU2 | TX-DC-006-RACK-B-PDU-B | 1 | L1
TX-DC-006-TN-001 | Feed A | TX-DC-006-RACK-B-PDU-A | 13 | L2
TX-DC-006-TN-001 | Feed B | TX-DC-006-RACK-B-PDU-B | 13 | L2
TX-DC-006-TN-002 | Feed A | TX-DC-006-RACK-B-PDU-A | 25 | L3
TX-DC-006-TN-002 | Feed B | TX-DC-006-RACK-B-PDU-B | 25 | L3
TX-DC-006-TN-003 | Feed A | TX-DC-006-RACK-B-PDU-A | 2 | L1
TX-DC-006-TN-003 | Feed B | TX-DC-006-RACK-B-PDU-B | 2 | L1
TX-DC-006-TN-004 | Feed A | TX-DC-006-RACK-B-PDU-A | 14 | L2
TX-DC-006-TN-004 | Feed B | TX-DC-006-RACK-B-PDU-B | 14 | L2
TX-DC-006-TN-005 | Feed A | TX-DC-006-RACK-C-PDU-A | 1 | L1
TX-DC-006-TN-005 | Feed B | TX-DC-006-RACK-C-PDU-B | 1 | L1
TX-DC-006-TN-006 | Feed A | TX-DC-006-RACK-C-PDU-A | 13 | L2
TX-DC-006-TN-006 | Feed B | TX-DC-006-RACK-C-PDU-B | 13 | L2
TX-DC-006-TN-007 | Feed A | TX-DC-006-RACK-C-PDU-A | 25 | L3
TX-DC-006-TN-007 | Feed B | TX-DC-006-RACK-C-PDU-B | 25 | L3
TX-DC-006-TN-008 | Feed A | TX-DC-006-RACK-C-PDU-A | 2 | L1
TX-DC-006-TN-008 | Feed B | TX-DC-006-RACK-C-PDU-B | 2 | L1
TX-DC-006-TN-009 | Feed A | TX-DC-006-RACK-C-PDU-A | 14 | L2
TX-DC-006-TN-009 | Feed B | TX-DC-006-RACK-C-PDU-B | 14 | L2
TX-DC-006-TN-010 | Feed A | TX-DC-006-RACK-C-PDU-A | 26 | L3
TX-DC-006-TN-010 | Feed B | TX-DC-006-RACK-C-PDU-B | 26 | L3
TX-DC-006-TN-011 | Feed A | TX-DC-006-RACK-D-PDU-A | 1 | L1
TX-DC-006-TN-011 | Feed B | TX-DC-006-RACK-D-PDU-B | 1 | L1
TX-DC-006-TN-012 | Feed A | TX-DC-006-RACK-D-PDU-A | 13 | L2
TX-DC-006-TN-012 | Feed B | TX-DC-006-RACK-D-PDU-B | 13 | L2
TX-DC-006-TN-013 | Feed A | TX-DC-006-RACK-D-PDU-A | 25 | L3
TX-DC-006-TN-013 | Feed B | TX-DC-006-RACK-D-PDU-B | 25 | L3
TX-DC-006-TN-014 | Feed A | TX-DC-006-RACK-D-PDU-A | 2 | L1
TX-DC-006-TN-014 | Feed B | TX-DC-006-RACK-D-PDU-B | 2 | L1
TX-DC-006-TN-015 | Feed A | TX-DC-006-RACK-D-PDU-A | 14 | L2
TX-DC-006-TN-015 | Feed B | TX-DC-006-RACK-D-PDU-B | 14 | L2
TX-DC-006-TN-016 | Feed A | TX-DC-006-RACK-D-PDU-A | 26 | L3
TX-DC-006-TN-016 | Feed B | TX-DC-006-RACK-D-PDU-B | 26 | L3
TX-DC-006-TN-017 | Feed A | TX-DC-006-RACK-E-PDU-A | 1 | L1
TX-DC-006-TN-017 | Feed B | TX-DC-006-RACK-E-PDU-B | 1 | L1
TX-DC-006-TN-018 | Feed A | TX-DC-006-RACK-E-PDU-A | 13 | L2
TX-DC-006-TN-018 | Feed B | TX-DC-006-RACK-E-PDU-B | 13 | L2
TX-DC-006-TN-019 | Feed A | TX-DC-006-RACK-E-PDU-A | 25 | L3
TX-DC-006-TN-019 | Feed B | TX-DC-006-RACK-E-PDU-B | 25 | L3
TX-DC-006-TN-020 | Feed A | TX-DC-006-RACK-E-PDU-A | 2 | L1
TX-DC-006-TN-020 | Feed B | TX-DC-006-RACK-E-PDU-B | 2 | L1
TX-DC-006-TN-021 | Feed A | TX-DC-006-RACK-E-PDU-A | 14 | L2
TX-DC-006-TN-021 | Feed B | TX-DC-006-RACK-E-PDU-B | 14 | L2
TX-DC-006-TN-022 | Feed A | TX-DC-006-RACK-E-PDU-A | 26 | L3
TX-DC-006-TN-022 | Feed B | TX-DC-006-RACK-E-PDU-B | 26 | L3
TX-DC-006-TN-023 | Feed A | TX-DC-006-RACK-E-PDU-A | 3 | L1
TX-DC-006-TN-023 | Feed B | TX-DC-006-RACK-E-PDU-B | 3 | L1
TX-DC-006-TN-024 | Feed A | TX-DC-006-RACK-F-PDU-A | 1 | L1
TX-DC-006-TN-024 | Feed B | TX-DC-006-RACK-F-PDU-B | 1 | L1
TX-DC-006-TN-025 | Feed A | TX-DC-006-RACK-F-PDU-A | 13 | L2
TX-DC-006-TN-025 | Feed B | TX-DC-006-RACK-F-PDU-B | 13 | L2
TX-DC-006-TN-026 | Feed A | TX-DC-006-RACK-F-PDU-A | 25 | L3
TX-DC-006-TN-026 | Feed B | TX-DC-006-RACK-F-PDU-B | 25 | L3
TX-DC-006-TN-027 | Feed A | TX-DC-006-RACK-G-PDU-A | 1 | L1
TX-DC-006-TN-027 | Feed B | TX-DC-006-RACK-G-PDU-B | 1 | L1
TX-DC-006-TN-028 | Feed A | TX-DC-006-RACK-G-PDU-A | 13 | L2
TX-DC-006-TN-028 | Feed B | TX-DC-006-RACK-G-PDU-B | 13 | L2
TX-DC-006-TN-029 | Feed A | TX-DC-006-RACK-G-PDU-A | 25 | L3
TX-DC-006-TN-029 | Feed B | TX-DC-006-RACK-G-PDU-B | 25 | L3
TX-DC-006-TN-030 | Feed A | TX-DC-006-RACK-G-PDU-A | 2 | L1
TX-DC-006-TN-030 | Feed B | TX-DC-006-RACK-G-PDU-B | 2 | L1
TX-DC-006-TN-031 | Feed A | TX-DC-006-RACK-G-PDU-A | 14 | L2
TX-DC-006-TN-031 | Feed B | TX-DC-006-RACK-G-PDU-B | 14 | L2
TX-DC-006-TN-032 | Feed A | TX-DC-006-RACK-H-PDU-A | 1 | L1
TX-DC-006-TN-032 | Feed B | TX-DC-006-RACK-H-PDU-B | 1 | L1
TX-DC-006-TN-033 | Feed A | TX-DC-006-RACK-H-PDU-A | 13 | L2
TX-DC-006-TN-033 | Feed B | TX-DC-006-RACK-H-PDU-B | 13 | L2
TX-DC-006-TN-034 | Feed A | TX-DC-006-RACK-H-PDU-A | 25 | L3
TX-DC-006-TN-034 | Feed B | TX-DC-006-RACK-H-PDU-B | 25 | L3
TX-DC-006-TN-035 | Feed A | TX-DC-006-RACK-H-PDU-A | 2 | L1
TX-DC-006-TN-035 | Feed B | TX-DC-006-RACK-H-PDU-B | 2 | L1
TX-DC-006-TN-036 | Feed A | TX-DC-006-RACK-H-PDU-A | 14 | L2
TX-DC-006-TN-036 | Feed B | TX-DC-006-RACK-H-PDU-B | 14 | L2
TX-DC-006-TN-037 | Feed A | TX-DC-006-RACK-I-PDU-A | 1 | L1
TX-DC-006-TN-037 | Feed B | TX-DC-006-RACK-I-PDU-B | 1 | L1
TX-DC-006-TN-038 | Feed A | TX-DC-006-RACK-I-PDU-A | 13 | L2
TX-DC-006-TN-038 | Feed B | TX-DC-006-RACK-I-PDU-B | 13 | L2
TX-DC-006-TN-039 | Feed A | TX-DC-006-RACK-I-PDU-A | 25 | L3
TX-DC-006-TN-039 | Feed B | TX-DC-006-RACK-I-PDU-B | 25 | L3
TX-DC-006-TN-040 | Feed A | TX-DC-006-RACK-J-PDU-A | 1 | L1
TX-DC-006-TN-040 | Feed B | TX-DC-006-RACK-J-PDU-B | 1 | L1
TX-DC-006-TN-041 | Feed A | TX-DC-006-RACK-J-PDU-A | 13 | L2
TX-DC-006-TN-041 | Feed B | TX-DC-006-RACK-J-PDU-B | 13 | L2
TX-DC-006-TN-042 | Feed A | TX-DC-006-RACK-J-PDU-A | 25 | L3
TX-DC-006-TN-042 | Feed B | TX-DC-006-RACK-J-PDU-B | 25 | L3
TX-DC-006-TN-043 | Feed A | TX-DC-006-RACK-J-PDU-A | 2 | L1
TX-DC-006-TN-043 | Feed B | TX-DC-006-RACK-J-PDU-B | 2 | L1
TX-DC-006-TN-044 | Feed A | TX-DC-006-RACK-J-PDU-A | 14 | L2
TX-DC-006-TN-044 | Feed B | TX-DC-006-RACK-J-PDU-B | 14 | L2
TX-DC-006-TN-045 | Feed A | TX-DC-006-RACK-K-PDU-A | 1 | L1
TX-DC-006-TN-045 | Feed B | TX-DC-006-RACK-K-PDU-B | 1 | L1
TX-DC-006-TN-046 | Feed A | TX-DC-006-RACK-K-PDU-A | 13 | L2
TX-DC-006-TN-046 | Feed B | TX-DC-006-RACK-K-PDU-B | 13 | L2
TX-DC-006-TN-047 | Feed A | TX-DC-006-RACK-K-PDU-A | 25 | L3
TX-DC-006-TN-047 | Feed B | TX-DC-006-RACK-K-PDU-B | 25 | L3
TX-DC-006-TN-048 | Feed A | TX-DC-006-RACK-K-PDU-A | 2 | L1
TX-DC-006-TN-048 | Feed B | TX-DC-006-RACK-K-PDU-B | 2 | L1
TX-DC-007-PE-T4-01 | PEM0 | TX-DC-007-RACK-A-PDU-A | 1 | L1
TX-DC-007-PE-T4-01 | PEM1 | TX-DC-007-RACK-A-PDU-B | 1 | L1
TX-DC-007-PE-T4-02 | PEM0 | TX-DC-007-RACK-A-PDU-A | 13 | L2
TX-DC-007-PE-T4-02 | PEM1 | TX-DC-007-RACK-A-PDU-B | 13 | L2
TX-DC-007-PE-T4-03 | PEM0 | TX-DC-007-RACK-A-PDU-A | 25 | L3
TX-DC-007-PE-T4-03 | PEM1 | TX-DC-007-RACK-A-PDU-B | 25 | L3
TX-DC-007-PE-T4-04 | PEM0 | TX-DC-007-RACK-A-PDU-A | 2 | L1
TX-DC-007-PE-T4-04 | PEM1 | TX-DC-007-RACK-A-PDU-B | 2 | L1
TX-DC-007-FW-01 | PSU1 | TX-DC-007-RACK-A-PDU-A | 14 | L2
TX-DC-007-FW-01 | PSU2 | TX-DC-007-RACK-A-PDU-B | 14 | L2
TX-DC-007-OLA-01 | PSU1 | TX-DC-007-RACK-A-PDU-A | 26 | L3
TX-DC-007-OLA-01 | PSU2 | TX-DC-007-RACK-A-PDU-B | 26 | L3
TX-DC-007-AGG-R01 | PEM0 | TX-DC-007-RACK-A-PDU-A | 3 | L1
TX-DC-007-AGG-R01 | PEM1 | TX-DC-007-RACK-A-PDU-B | 3 | L1
TX-DC-007-AGG-R02 | PEM0 | TX-DC-007-RACK-A-PDU-A | 15 | L2
TX-DC-007-AGG-R02 | PEM1 | TX-DC-007-RACK-A-PDU-B | 15 | L2
TX-DC-007-MMR-SW-01 | PSU1 | TX-DC-007-RACK-A-PDU-A | 27 | L3
TX-DC-007-MMR-SW-01 | PSU2 | TX-DC-007-RACK-A-PDU-B | 27 | L3
TX-DC-007-MMR-SW-02 | PSU1 | TX-DC-007-RACK-A-PDU-A | 4 | L1
TX-DC-007-MMR-SW-02 | PSU2 | TX-DC-007-RACK-A-PDU-B | 4 | L1
TX-DC-007-MMR-SW-03 | PSU1 | TX-DC-007-RACK-A-PDU-A | 16 | L2
TX-DC-007-MMR-SW-03 | PSU2 | TX-DC-007-RACK-A-PDU-B | 16 | L2
TX-DC-007-MMR-SW-04 | PSU1 | TX-DC-007-RACK-A-PDU-A | 28 | L3
TX-DC-007-MMR-SW-04 | PSU2 | TX-DC-007-RACK-A-PDU-B | 28 | L3
TX-DC-007-TOR-001 | PSU1 | TX-DC-007-RACK-A-PDU-A | 5 | L1
TX-DC-007-TOR-001 | PSU2 | TX-DC-007-RACK-A-PDU-A | 17 | L2
TX-DC-007-TOR-002 | PSU1 | TX-DC-007-RACK-A-PDU-A | 29 | L3
TX-DC-007-TOR-002 | PSU2 | TX-DC-007-RACK-A-PDU-B | 5 | L1
TX-DC-007-TOR-003 | PSU1 | TX-DC-007-RACK-A-PDU-A | 6 | L1
TX-DC-007-TOR-003 | PSU2 | TX-DC-007-RACK-A-PDU-B | 17 | L2
TX-DC-007-TN-001 | Feed A | TX-DC-007-RACK-A-PDU-A | 18 | L2
TX-DC-007-TN-001 | Feed B | TX-DC-007-RACK-A-PDU-B | 29 | L3
TX-DC-007-TN-002 | Feed A | TX-DC-007-RACK-B-PDU-A | 1 | L1
TX-DC-007-TN-002 | Feed B | TX-DC-007-RACK-B-PDU-B | 1 | L1
TX-DC-007-TN-003 | Feed A | TX-DC-007-RACK-B-PDU-A | 13 | L2
TX-DC-007-TN-003 | Feed B | TX-DC-007-RACK-B-PDU-B | 13 | L2
TX-DC-007-TN-004 | Feed A | TX-DC-007-RACK-B-PDU-A | 25 | L3
TX-DC-007-TN-004 | Feed B | TX-DC-007-RACK-B-PDU-B | 25 | L3
TX-DC-007-TN-005 | Feed A | TX-DC-007-RACK-B-PDU-A | 2 | L1
TX-DC-007-TN-005 | Feed B | TX-DC-007-RACK-B-PDU-B | 2 | L1
TX-DC-007-TN-006 | Feed A | TX-DC-007-RACK-B-PDU-A | 14 | L2
TX-DC-007-TN-006 | Feed B | TX-DC-007-RACK-B-PDU-B | 14 | L2
TX-DC-007-TN-007 | Feed A | TX-DC-007-RACK-B-PDU-A | 26 | L3
TX-DC-007-TN-007 | Feed B | TX-DC-007-RACK-B-PDU-B | 26 | L3
TX-DC-007-TN-008 | Feed A | TX-DC-007-RACK-C-PDU-A | 1 | L1
TX-DC-007-TN-008 | Feed B | TX-DC-007-RACK-C-PDU-B | 1 | L1
TX-DC-007-TN-009 | Feed A | TX-DC-007-RACK-C-PDU-A | 13 | L2
TX-DC-007-TN-009 | Feed B | TX-DC-007-RACK-C-PDU-B | 13 | L2
TX-DC-007-TN-010 | Feed A | TX-DC-007-RACK-C-PDU-A | 25 | L3
TX-DC-007-TN-010 | Feed B | TX-DC-007-RACK-C-PDU-B | 25 | L3
TX-DC-007-TN-011 | Feed A | TX-DC-007-RACK-C-PDU-A | 2 | L1
TX-DC-007-TN-011 | Feed B | TX-DC-007-RACK-C-PDU-B | 2 | L1
TX-DC-007-TN-012 | Feed A | TX-DC-007-RACK-C-PDU-A | 14 | L2
TX-DC-007-TN-012 | Feed B | TX-DC-007-RACK-C-PDU-B | 14 | L2
TX-DC-007-TN-013 | Feed A | TX-DC-007-RACK-C-PDU-A | 26 | L3
TX-DC-007-TN-013 | Feed B | TX-DC-007-RACK-C-PDU-B | 26 | L3
TX-DC-007-TN-014 | Feed A | TX-DC-007-RACK-C-PDU-A | 3 | L1
TX-DC-007-TN-014 | Feed B | TX-DC-007-RACK-C-PDU-B | 3 | L1
TX-DC-007-TN-015 | Feed A | TX-DC-007-RACK-D-PDU-A | 1 | L1
TX-DC-007-TN-015 | Feed B | TX-DC-007-RACK-D-PDU-B | 1 | L1
TX-DC-007-TN-016 | Feed A | TX-DC-007-RACK-D-PDU-A | 13 | L2
TX-DC-007-TN-016 | Feed B | TX-DC-007-RACK-D-PDU-B | 13 | L2
TX-DC-007-TN-017 | Feed A | TX-DC-007-RACK-D-PDU-A | 25 | L3
TX-DC-007-TN-017 | Feed B | TX-DC-007-RACK-D-PDU-B | 25 | L3
TX-DC-007-TN-018 | Feed A | TX-DC-007-RACK-D-PDU-A | 2 | L1
TX-DC-007-TN-018 | Feed B | TX-DC-007-RACK-D-PDU-B | 2 | L1
TX-DC-007-TN-019 | Feed A | TX-DC-007-RACK-D-PDU-A | 14 | L2
TX-DC-007-TN-019 | Feed B | TX-DC-007-RACK-D-PDU-B | 14 | L2
TX-DC-007-TN-020 | Feed A | TX-DC-007-RACK-D-PDU-A | 26 | L3
TX-DC-007-TN-020 | Feed B | TX-DC-007-RACK-D-PDU-B | 26 | L3
TX-DC-007-TN-021 | Feed A | TX-DC-007-RACK-E-PDU-A | 1 | L1
TX-DC-007-TN-021 | Feed B | TX-DC-007-RACK-E-PDU-B | 1 | L1
TX-DC-007-TN-022 | Feed A | TX-DC-007-RACK-E-PDU-A | 9 | L2
TX-DC-007-TN-022 | Feed B | TX-DC-007-RACK-E-PDU-B | 9 | L2
TX-DC-007-TN-023 | Feed A | TX-DC-007-RACK-E-PDU-A | 17 | L3
TX-DC-007-TN-023 | Feed B | TX-DC-007-RACK-E-PDU-B | 17 | L3
TX-DC-007-TN-024 | Feed A | TX-DC-007-RACK-F-PDU-A | 1 | L1
TX-DC-007-TN-024 | Feed B | TX-DC-007-RACK-F-PDU-B | 1 | L1
TX-DC-007-TN-025 | Feed A | TX-DC-007-RACK-F-PDU-A | 13 | L2
TX-DC-007-TN-025 | Feed B | TX-DC-007-RACK-F-PDU-B | 13 | L2
TX-DC-007-TN-026 | Feed A | TX-DC-007-RACK-F-PDU-A | 25 | L3
TX-DC-007-TN-026 | Feed B | TX-DC-007-RACK-F-PDU-B | 25 | L3
TX-DC-007-TN-027 | Feed A | TX-DC-007-RACK-F-PDU-A | 2 | L1
TX-DC-007-TN-027 | Feed B | TX-DC-007-RACK-F-PDU-B | 2 | L1
TX-DC-007-TN-028 | Feed A | TX-DC-007-RACK-F-PDU-A | 14 | L2
TX-DC-007-TN-028 | Feed B | TX-DC-007-RACK-F-PDU-B | 14 | L2
TX-DC-007-TN-029 | Feed A | TX-DC-007-RACK-F-PDU-A | 26 | L3
TX-DC-007-TN-029 | Feed B | TX-DC-007-RACK-F-PDU-B | 26 | L3
TX-DC-007-TN-030 | Feed A | TX-DC-007-RACK-F-PDU-A | 3 | L1
TX-DC-007-TN-030 | Feed B | TX-DC-007-RACK-F-PDU-B | 3 | L1
TX-DC-007-TN-031 | Feed A | TX-DC-007-RACK-G-PDU-A | 1 | L1
TX-DC-007-TN-031 | Feed B | TX-DC-007-RACK-G-PDU-B | 1 | L1
TX-DC-007-TN-032 | Feed A | TX-DC-007-RACK-G-PDU-A | 13 | L2
TX-DC-007-TN-032 | Feed B | TX-DC-007-RACK-G-PDU-B | 13 | L2
TX-DC-007-TN-033 | Feed A | TX-DC-007-RACK-G-PDU-A | 25 | L3
TX-DC-007-TN-033 | Feed B | TX-DC-007-RACK-G-PDU-B | 25 | L3
TX-DC-007-TN-034 | Feed A | TX-DC-007-RACK-G-PDU-A | 2 | L1
TX-DC-007-TN-034 | Feed B | TX-DC-007-RACK-G-PDU-B | 2 | L1
TX-DC-007-TN-035 | Feed A | TX-DC-007-RACK-G-PDU-A | 14 | L2
TX-DC-007-TN-035 | Feed B | TX-DC-007-RACK-G-PDU-B | 14 | L2
CA-DC-008-PE-T4-01 | PEM0 | CA-DC-008-RACK-A-PDU-A | 1 | L1
CA-DC-008-PE-T4-01 | PEM1 | CA-DC-008-RACK-A-PDU-B | 1 | L1
CA-DC-008-PE-T4-02 | PEM0 | CA-DC-008-RACK-A-PDU-A | 13 | L2
CA-DC-008-PE-T4-02 | PEM1 | CA-DC-008-RACK-A-PDU-B | 13 | L2
CA-DC-008-PE-T4-03 | PEM0 | CA-DC-008-RACK-A-PDU-A | 25 | L3
CA-DC-008-PE-T4-03 | PEM1 | CA-DC-008-RACK-A-PDU-B | 25 | L3
CA-DC-008-PE-T4-04 | PEM0 | CA-DC-008-RACK-A-PDU-A | 2 | L1
CA-DC-008-PE-T4-04 | PEM1 | CA-DC-008-RACK-A-PDU-B | 2 | L1
CA-DC-008-FW-01 | PSU1 | CA-DC-008-RACK-A-PDU-A | 14 | L2
CA-DC-008-FW-01 | PSU2 | CA-DC-008-RACK-A-PDU-B | 14 | L2
CA-DC-008-OLA-01 | PSU1 | CA-DC-008-RACK-A-PDU-A | 26 | L3
CA-DC-008-OLA-01 | PSU2 | CA-DC-008-RACK-A-PDU-B | 26 | L3
CA-DC-008-OLA-02 | PSU1 | CA-DC-008-RACK-A-PDU-A | 3 | L1
CA-DC-008-OLA-02 | PSU2 | CA-DC-008-RACK-A-PDU-B | 3 | L1
CA-DC-008-AGG-R01 | PEM0 | CA-DC-008-RACK-A-PDU-A | 15 | L2
CA-DC-008-AGG-R01 | PEM1 | CA-DC-008-RACK-A-PDU-B | 15 | L2
CA-DC-008-AGG-R02 | PEM0 | CA-DC-008-RACK-A-PDU-A | 27 | L3
CA-DC-008-AGG-R02 | PEM1 | CA-DC-008-RACK-A-PDU-B | 27 | L3
CA-DC-008-AGG-R03 | PEM0 | CA-DC-008-RACK-A-PDU-A | 4 | L1
CA-DC-008-AGG-R03 | PEM1 | CA-DC-008-RACK-A-PDU-B | 4 | L1
CA-DC-008-MMR-SW-01 | PSU1 | CA-DC-008-RACK-A-PDU-A | 16 | L2
CA-DC-008-MMR-SW-01 | PSU2 | CA-DC-008-RACK-A-PDU-B | 16 | L2
CA-DC-008-MMR-SW-02 | PSU1 | CA-DC-008-RACK-A-PDU-A | 28 | L3
CA-DC-008-MMR-SW-02 | PSU2 | CA-DC-008-RACK-A-PDU-B | 28 | L3
CA-DC-008-MMR-SW-03 | PSU1 | CA-DC-008-RACK-A-PDU-A | 5 | L1
CA-DC-008-MMR-SW-03 | PSU2 | CA-DC-008-RACK-A-PDU-B | 5 | L1
CA-DC-008-MMR-SW-04 | PSU1 | CA-DC-008-RACK-A-PDU-A | 17 | L2
CA-DC-008-MMR-SW-04 | PSU2 | CA-DC-008-RACK-A-PDU-B | 17 | L2
CA-DC-008-MMR-SW-05 | PSU1 | CA-DC-008-RACK-B-PDU-A | 1 | L1
CA-DC-008-MMR-SW-05 | PSU2 | CA-DC-008-RACK-B-PDU-B | 1 | L1
CA-DC-008-MMR-SW-06 | PSU1 | CA-DC-008-RACK-B-PDU-A | 13 | L2
CA-DC-008-MMR-SW-06 | PSU2 | CA-DC-008-RACK-B-PDU-B | 13 | L2
CA-DC-008-MMR-SW-07 | PSU1 | CA-DC-008-RACK-B-PDU-A | 25 | L3
CA-DC-008-MMR-SW-07 | PSU2 | CA-DC-008-RACK-B-PDU-B | 25 | L3
CA-DC-008-TOR-001 | PSU1 | CA-DC-008-RACK-B-PDU-A | 2 | L1
CA-DC-008-TOR-001 | PSU2 | CA-DC-008-RACK-B-PDU-A | 14 | L2
CA-DC-008-TOR-002 | PSU1 | CA-DC-008-RACK-B-PDU-A | 26 | L3
CA-DC-008-TOR-002 | PSU2 | CA-DC-008-RACK-B-PDU-B | 2 | L1
CA-DC-008-TOR-003 | PSU1 | CA-DC-008-RACK-B-PDU-A | 3 | L1
CA-DC-008-TOR-003 | PSU2 | CA-DC-008-RACK-B-PDU-B | 14 | L2
CA-DC-008-TOR-004 | PSU1 | CA-DC-008-RACK-B-PDU-A | 15 | L2
CA-DC-008-TOR-004 | PSU2 | CA-DC-008-RACK-B-PDU-B | 26 | L3
CA-DC-008-TOR-005 | PSU1 | CA-DC-008-RACK-B-PDU-A | 27 | L3
CA-DC-008-TOR-005 | PSU2 | CA-DC-008-RACK-B-PDU-B | 3 | L1
CA-DC-008-TN-001 | Feed A | CA-DC-008-RACK-B-PDU-A | 4 | L1
CA-DC-008-TN-001 | Feed B | CA-DC-008-RACK-B-PDU-B | 15 | L2
CA-DC-008-TN-002 | Feed A | CA-DC-008-RACK-B-PDU-A | 16 | L2
CA-DC-008-TN-002 | Feed B | CA-DC-008-RACK-B-PDU-B | 27 | L3
CA-DC-008-TN-003 | Feed A | CA-DC-008-RACK-B-PDU-A | 28 | L3
CA-DC-008-TN-003 | Feed B | CA-DC-008-RACK-B-PDU-B | 4 | L1
CA-DC-008-TN-004 | Feed A | CA-DC-008-RACK-B-PDU-A | 5 | L1
CA-DC-008-TN-004 | Feed B | CA-DC-008-RACK-B-PDU-B | 16 | L2
CA-DC-008-TN-005 | Feed A | CA-DC-008-RACK-C-PDU-A | 1 | L1
CA-DC-008-TN-005 | Feed B | CA-DC-008-RACK-C-PDU-B | 1 | L1
CA-DC-008-TN-006 | Feed A | CA-DC-008-RACK-C-PDU-A | 13 | L2
CA-DC-008-TN-006 | Feed B | CA-DC-008-RACK-C-PDU-B | 13 | L2
CA-DC-008-TN-007 | Feed A | CA-DC-008-RACK-C-PDU-A | 25 | L3
CA-DC-008-TN-007 | Feed B | CA-DC-008-RACK-C-PDU-B | 25 | L3
CA-DC-008-TN-008 | Feed A | CA-DC-008-RACK-C-PDU-A | 2 | L1
CA-DC-008-TN-008 | Feed B | CA-DC-008-RACK-C-PDU-B | 2 | L1
CA-DC-008-TN-009 | Feed A | CA-DC-008-RACK-C-PDU-A | 14 | L2
CA-DC-008-TN-009 | Feed B | CA-DC-008-RACK-C-PDU-B | 14 | L2
CA-DC-008-TN-010 | Feed A | CA-DC-008-RACK-C-PDU-A | 26 | L3
CA-DC-008-TN-010 | Feed B | CA-DC-008-RACK-C-PDU-B | 26 | L3
CA-DC-008-TN-011 | Feed A | CA-DC-008-RACK-D-PDU-A | 1 | L1
CA-DC-008-TN-011 | Feed B | CA-DC-008-RACK-D-PDU-B | 1 | L1
CA-DC-008-TN-012 | Feed A | CA-DC-008-RACK-D-PDU-A | 13 | L2
CA-DC-008-TN-012 | Feed B | CA-DC-008-RACK-D-PDU-B | 13 | L2
CA-DC-008-TN-013 | Feed A | CA-DC-008-RACK-D-PDU-A | 25 | L3
CA-DC-008-TN-013 | Feed B | CA-DC-008-RACK-D-PDU-B | 25 | L3
CA-DC-008-TN-014 | Feed A | CA-DC-008-RACK-D-PDU-A | 2 | L1
CA-DC-008-TN-014 | Feed B | CA-DC-008-RACK-D-PDU-B | 2 | L1
CA-DC-008-TN-015 | Feed A | CA-DC-008-RACK-D-PDU-A | 14 | L2
CA-DC-008-TN-015 | Feed B | CA-DC-008-RACK-D-PDU-B | 14 | L2
CA-DC-008-TN-016 | Feed A | CA-DC-008-RACK-D-PDU-A | 26 | L3
CA-DC-008-TN-016 | Feed B | CA-DC-008-RACK-D-PDU-B | 26 | L3
CA-DC-008-TN-017 | Feed A | CA-DC-008-RACK-E-PDU-A | 1 | L1
CA-DC-008-TN-017 | Feed B | CA-DC-008-RACK-E-PDU-B | 1 | L1
CA-DC-008-TN-018 | Feed A | CA-DC-008-RACK-E-PDU-A | 13 | L2
CA-DC-008-TN-018 | Feed B | CA-DC-008-RACK-E-PDU-B | 13 | L2
CA-DC-008-TN-019 | Feed A | CA-DC-008-RACK-E-PDU-A | 25 | L3
CA-DC-008-TN-019 | Feed B | CA-DC-008-RACK-E-PDU-B | 25 | L3
CA-DC-008-TN-020 | Feed A | CA-DC-008-RACK-E-PDU-A | 2 | L1
CA-DC-008-TN-020 | Feed B | CA-DC-008-RACK-E-PDU-B | 2 | L1
CA-DC-008-TN-021 | Feed A | CA-DC-008-RACK-E-PDU-A | 14 | L2
CA-DC-008-TN-021 | Feed B | CA-DC-008-RACK-E-PDU-B | 14 | L2
CA-DC-008-TN-022 | Feed A | CA-DC-008-RACK-E-PDU-A | 26 | L3
CA-DC-008-TN-022 | Feed B | CA-DC-008-RACK-E-PDU-B | 26 | L3
CA-DC-008-TN-023 | Feed A | CA-DC-008-RACK-F-PDU-A | 1 | L1
CA-DC-008-TN-023 | Feed B | CA-DC-008-RACK-F-PDU-B | 1 | L1
CA-DC-008-TN-024 | Feed A | CA-DC-008-RACK-F-PDU-A | 13 | L2
CA-DC-008-TN-024 | Feed B | CA-DC-008-RACK-F-PDU-B | 13 | L2
CA-DC-008-TN-025 | Feed A | CA-DC-008-RACK-F-PDU-A | 25 | L3
CA-DC-008-TN-025 | Feed B | CA-DC-008-RACK-F-PDU-B | 25 | L3
CA-DC-008-TN-026 | Feed A | CA-DC-008-RACK-F-PDU-A | 2 | L1
CA-DC-008-TN-026 | Feed B | CA-DC-008-RACK-F-PDU-B | 2 | L1
CA-DC-008-TN-027 | Feed A | CA-DC-008-RACK-G-PDU-A | 1 | L1
CA-DC-008-TN-027 | Feed B | CA-DC-008-RACK-G-PDU-B | 1 | L1
CA-DC-008-TN-028 | Feed A | CA-DC-008-RACK-G-PDU-A | 13 | L2
CA-DC-008-TN-028 | Feed B | CA-DC-008-RACK-G-PDU-B | 13 | L2
CA-DC-008-TN-029 | Feed A | CA-DC-008-RACK-G-PDU-A | 25 | L3
CA-DC-008-TN-029 | Feed B | CA-DC-008-RACK-G-PDU-B | 25 | L3
CA-DC-008-TN-030 | Feed A | CA-DC-008-RACK-G-PDU-A | 2 | L1
CA-DC-008-TN-030 | Feed B | CA-DC-008-RACK-G-PDU-B | 2 | L1
CA-DC-008-TN-031 | Feed A | CA-DC-008-RACK-G-PDU-A | 14 | L2
CA-DC-008-TN-031 | Feed B | CA-DC-008-RACK-G-PDU-B | 14 | L2
CA-DC-008-TN-032 | Feed A | CA-DC-008-RACK-G-PDU-A | 26 | L3
CA-DC-008-TN-032 | Feed B | CA-DC-008-RACK-G-PDU-B | 26 | L3
CA-DC-008-TN-033 | Feed A | CA-DC-008-RACK-H-PDU-A | 1 | L1
CA-DC-008-TN-033 | Feed B | CA-DC-008-RACK-H-PDU-B | 1 | L1
CA-DC-008-TN-034 | Feed A | CA-DC-008-RACK-H-PDU-A | 13 | L2
CA-DC-008-TN-034 | Feed B | CA-DC-008-RACK-H-PDU-B | 13 | L2
CA-DC-008-TN-035 | Feed A | CA-DC-008-RACK-H-PDU-A | 25 | L3
CA-DC-008-TN-035 | Feed B | CA-DC-008-RACK-H-PDU-B | 25 | L3
CA-DC-008-TN-036 | Feed A | CA-DC-008-RACK-H-PDU-A | 2 | L1
CA-DC-008-TN-036 | Feed B | CA-DC-008-RACK-H-PDU-B | 2 | L1
CA-DC-008-TN-037 | Feed A | CA-DC-008-RACK-H-PDU-A | 14 | L2
CA-DC-008-TN-037 | Feed B | CA-DC-008-RACK-H-PDU-B | 14 | L2
CA-DC-008-TN-038 | Feed A | CA-DC-008-RACK-I-PDU-A | 1 | L1
CA-DC-008-TN-038 | Feed B | CA-DC-008-RACK-I-PDU-B | 1 | L1
CA-DC-008-TN-039 | Feed A | CA-DC-008-RACK-I-PDU-A | 13 | L2
CA-DC-008-TN-039 | Feed B | CA-DC-008-RACK-I-PDU-B | 13 | L2
CA-DC-008-TN-040 | Feed A | CA-DC-008-RACK-I-PDU-A | 25 | L3
CA-DC-008-TN-040 | Feed B | CA-DC-008-RACK-I-PDU-B | 25 | L3
CA-DC-008-TN-041 | Feed A | CA-DC-008-RACK-I-PDU-A | 2 | L1
CA-DC-008-TN-041 | Feed B | CA-DC-008-RACK-I-PDU-B | 2 | L1
CA-DC-008-TN-042 | Feed A | CA-DC-008-RACK-I-PDU-A | 14 | L2
CA-DC-008-TN-042 | Feed B | CA-DC-008-RACK-I-PDU-B | 14 | L2
CA-DC-008-TN-043 | Feed A | CA-DC-008-RACK-I-PDU-A | 26 | L3
CA-DC-008-TN-043 | Feed B | CA-DC-008-RACK-I-PDU-B | 26 | L3
CA-DC-008-TN-044 | Feed A | CA-DC-008-RACK-I-PDU-A | 3 | L1
CA-DC-008-TN-044 | Feed B | CA-DC-008-RACK-I-PDU-B | 3 | L1
CA-DC-008-TN-045 | Feed A | CA-DC-008-RACK-I-PDU-A | 15 | L2
CA-DC-008-TN-045 | Feed B | CA-DC-008-RACK-I-PDU-B | 15 | L2
CA-DC-008-TN-046 | Feed A | CA-DC-008-RACK-J-PDU-A | 1 | L1
CA-DC-008-TN-046 | Feed B | CA-DC-008-RACK-J-PDU-B | 1 | L1
CA-DC-008-TN-047 | Feed A | CA-DC-008-RACK-J-PDU-A | 13 | L2
CA-DC-008-TN-047 | Feed B | CA-DC-008-RACK-J-PDU-B | 13 | L2
CA-DC-008-TN-048 | Feed A | CA-DC-008-RACK-J-PDU-A | 25 | L3
CA-DC-008-TN-048 | Feed B | CA-DC-008-RACK-J-PDU-B | 25 | L3
CA-DC-008-TN-049 | Feed A | CA-DC-008-RACK-J-PDU-A | 2 | L1
CA-DC-008-TN-049 | Feed B | CA-DC-008-RACK-J-PDU-B | 2 | L1
CA-DC-008-TN-050 | Feed A | CA-DC-008-RACK-J-PDU-A | 14 | L2
CA-DC-008-TN-050 | Feed B | CA-DC-008-RACK-J-PDU-B | 14 | L2
CA-DC-008-TN-051 | Feed A | CA-DC-008-RACK-K-PDU-A | 1 | L1
CA-DC-008-TN-051 | Feed B | CA-DC-008-RACK-K-PDU-B | 1 | L1
CA-DC-008-TN-052 | Feed A | CA-DC-008-RACK-K-PDU-A | 13 | L2
CA-DC-008-TN-052 | Feed B | CA-DC-008-RACK-K-PDU-B | 13 | L2
CA-DC-008-TN-053 | Feed A | CA-DC-008-RACK-K-PDU-A | 25 | L3
CA-DC-008-TN-053 | Feed B | CA-DC-008-RACK-K-PDU-B | 25 | L3
CA-DC-008-TN-054 | Feed A | CA-DC-008-RACK-K-PDU-A | 2 | L1
CA-DC-008-TN-054 | Feed B | CA-DC-008-RACK-K-PDU-B | 2 | L1
CA-DC-008-TN-055 | Feed A | CA-DC-008-RACK-K-PDU-A | 14 | L2
CA-DC-008-TN-055 | Feed B | CA-DC-008-RACK-K-PDU-B | 14 | L2
CA-DC-008-TN-056 | Feed A | CA-DC-008-RACK-K-PDU-A | 26 | L3
CA-DC-008-TN-056 | Feed B | CA-DC-008-RACK-K-PDU-B | 26 | L3
CA-DC-008-TN-057 | Feed A | CA-DC-008-RACK-L-PDU-A | 1 | L1
CA-DC-008-TN-057 | Feed B | CA-DC-008-RACK-L-PDU-B | 1 | L1
CA-DC-008-TN-058 | Feed A | CA-DC-008-RACK-L-PDU-A | 13 | L2
CA-DC-008-TN-058 | Feed B | CA-DC-008-RACK-L-PDU-B | 13 | L2
CA-DC-008-TN-059 | Feed A | CA-DC-008-RACK-L-PDU-A | 25 | L3
CA-DC-008-TN-059 | Feed B | CA-DC-008-RACK-L-PDU-B | 25 | L3
CA-DC-008-TN-060 | Feed A | CA-DC-008-RACK-L-PDU-A | 2 | L1
CA-DC-008-TN-060 | Feed B | CA-DC-008-RACK-L-PDU-B | 2 | L1
CA-DC-008-TN-061 | Feed A | CA-DC-008-RACK-L-PDU-A | 14 | L2
CA-DC-008-TN-061 | Feed B | CA-DC-008-RACK-L-PDU-B | 14 | L2
CA-DC-008-TN-062 | Feed A | CA-DC-008-RACK-M-PDU-A | 1 | L1
CA-DC-008-TN-062 | Feed B | CA-DC-008-RACK-M-PDU-B | 1 | L1
CA-DC-008-TN-063 | Feed A | CA-DC-008-RACK-M-PDU-A | 13 | L2
CA-DC-008-TN-063 | Feed B | CA-DC-008-RACK-M-PDU-B | 13 | L2
CA-DC-008-TN-064 | Feed A | CA-DC-008-RACK-M-PDU-A | 25 | L3
CA-DC-008-TN-064 | Feed B | CA-DC-008-RACK-M-PDU-B | 25 | L3
IL-DC-009-PE-T4-01 | PEM0 | IL-DC-009-RACK-A-PDU-A | 1 | L1
IL-DC-009-PE-T4-01 | PEM1 | IL-DC-009-RACK-A-PDU-B | 1 | L1
IL-DC-009-PE-T4-02 | PEM0 | IL-DC-009-RACK-A-PDU-A | 13 | L2
IL-DC-009-PE-T4-02 | PEM1 | IL-DC-009-RACK-A-PDU-B | 13 | L2
IL-DC-009-PE-T4-03 | PEM0 | IL-DC-009-RACK-A-PDU-A | 25 | L3
IL-DC-009-PE-T4-03 | PEM1 | IL-DC-009-RACK-A-PDU-B | 25 | L3
IL-DC-009-PE-T4-04 | PEM0 | IL-DC-009-RACK-A-PDU-A | 2 | L1
IL-DC-009-PE-T4-04 | PEM1 | IL-DC-009-RACK-A-PDU-B | 2 | L1
IL-DC-009-FW-01 | PSU1 | IL-DC-009-RACK-A-PDU-A | 14 | L2
IL-DC-009-FW-01 | PSU2 | IL-DC-009-RACK-A-PDU-B | 14 | L2
IL-DC-009-FW-02 | PSU1 | IL-DC-009-RACK-A-PDU-A | 26 | L3
IL-DC-009-FW-02 | PSU2 | IL-DC-009-RACK-A-PDU-B | 26 | L3
IL-DC-009-OLA-01 | PSU1 | IL-DC-009-RACK-A-PDU-A | 3 | L1
IL-DC-009-OLA-01 | PSU2 | IL-DC-009-RACK-A-PDU-B | 3 | L1
IL-DC-009-OLA-02 | PSU1 | IL-DC-009-RACK-A-PDU-A | 15 | L2
IL-DC-009-OLA-02 | PSU2 | IL-DC-009-RACK-A-PDU-B | 15 | L2
IL-DC-009-AGG-R01 | PEM0 | IL-DC-009-RACK-A-PDU-A | 27 | L3
IL-DC-009-AGG-R01 | PEM1 | IL-DC-009-RACK-A-PDU-B | 27 | L3
IL-DC-009-AGG-R02 | PEM0 | IL-DC-009-RACK-A-PDU-A | 4 | L1
IL-DC-009-AGG-R02 | PEM1 | IL-DC-009-RACK-A-PDU-B | 4 | L1
IL-DC-009-AGG-R03 | PEM0 | IL-DC-009-RACK-A-PDU-A | 16 | L2
IL-DC-009-AGG-R03 | PEM1 | IL-DC-009-RACK-A-PDU-B | 16 | L2
IL-DC-009-MMR-SW-01 | PSU1 | IL-DC-009-RACK-A-PDU-A | 28 | L3
IL-DC-009-MMR-SW-01 | PSU2 | IL-DC-009-RACK-A-PDU-B | 28 | L3
IL-DC-009-MMR-SW-02 | PSU1 | IL-DC-009-RACK-B-PDU-A | 1 | L1
IL-DC-009-MMR-SW-02 | PSU2 | IL-DC-009-RACK-B-PDU-B | 1 | L1
IL-DC-009-MMR-SW-03 | PSU1 | IL-DC-009-RACK-B-PDU-A | 13 | L2
IL-DC-009-MMR-SW-03 | PSU2 | IL-DC-009-RACK-B-PDU-B | 13 | L2
IL-DC-009-MMR-SW-04 | PSU1 | IL-DC-009-RACK-B-PDU-A | 25 | L3
IL-DC-009-MMR-SW-04 | PSU2 | IL-DC-009-RACK-B-PDU-B | 25 | L3
IL-DC-009-MMR-SW-05 | PSU1 | IL-DC-009-RACK-B-PDU-A | 2 | L1
IL-DC-009-MMR-SW-05 | PSU2 | IL-DC-009-RACK-B-PDU-A | 14 | L2
IL-DC-009-MMR-SW-06 | PSU1 | IL-DC-009-RACK-B-PDU-A | 26 | L3
IL-DC-009-MMR-SW-06 | PSU2 | IL-DC-009-RACK-B-PDU-B | 2 | L1
IL-DC-009-MMR-SW-07 | PSU1 | IL-DC-009-RACK-B-PDU-A | 3 | L1
IL-DC-009-MMR-SW-07 | PSU2 | IL-DC-009-RACK-B-PDU-B | 14 | L2
IL-DC-009-MMR-SW-08 | PSU1 | IL-DC-009-RACK-B-PDU-A | 15 | L2
IL-DC-009-MMR-SW-08 | PSU2 | IL-DC-009-RACK-B-PDU-B | 26 | L3
IL-DC-009-TOR-001 | PSU1 | IL-DC-009-RACK-B-PDU-A | 27 | L3
IL-DC-009-TOR-001 | PSU2 | IL-DC-009-RACK-B-PDU-B | 3 | L1
IL-DC-009-TOR-002 | PSU1 | IL-DC-009-RACK-B-PDU-A | 4 | L1
IL-DC-009-TOR-002 | PSU2 | IL-DC-009-RACK-B-PDU-B | 15 | L2
IL-DC-009-TOR-003 | PSU1 | IL-DC-009-RACK-B-PDU-A | 16 | L2
IL-DC-009-TOR-003 | PSU2 | IL-DC-009-RACK-B-PDU-B | 27 | L3
IL-DC-009-TOR-004 | PSU1 | IL-DC-009-RACK-B-PDU-A | 28 | L3
IL-DC-009-TOR-004 | PSU2 | IL-DC-009-RACK-B-PDU-B | 4 | L1
IL-DC-009-TOR-005 | PSU1 | IL-DC-009-RACK-B-PDU-A | 5 | L1
IL-DC-009-TOR-005 | PSU2 | IL-DC-009-RACK-B-PDU-B | 16 | L2
IL-DC-009-TOR-006 | PSU1 | IL-DC-009-RACK-B-PDU-A | 17 | L2
IL-DC-009-TOR-006 | PSU2 | IL-DC-009-RACK-B-PDU-B | 28 | L3
IL-DC-009-TN-001 | Feed A | IL-DC-009-RACK-B-PDU-A | 29 | L3
IL-DC-009-TN-001 | Feed B | IL-DC-009-RACK-B-PDU-B | 5 | L1
IL-DC-009-TN-002 | Feed A | IL-DC-009-RACK-B-PDU-A | 6 | L1
IL-DC-009-TN-002 | Feed B | IL-DC-009-RACK-B-PDU-B | 17 | L2
IL-DC-009-TN-003 | Feed A | IL-DC-009-RACK-B-PDU-A | 18 | L2
IL-DC-009-TN-003 | Feed B | IL-DC-009-RACK-B-PDU-B | 29 | L3
IL-DC-009-TN-004 | Feed A | IL-DC-009-RACK-B-PDU-A | 30 | L3
IL-DC-009-TN-004 | Feed B | IL-DC-009-RACK-B-PDU-B | 6 | L1
IL-DC-009-TN-005 | Feed A | IL-DC-009-RACK-B-PDU-A | 7 | L1
IL-DC-009-TN-005 | Feed B | IL-DC-009-RACK-B-PDU-B | 18 | L2
IL-DC-009-TN-006 | Feed A | IL-DC-009-RACK-C-PDU-A | 1 | L1
IL-DC-009-TN-006 | Feed B | IL-DC-009-RACK-C-PDU-B | 1 | L1
IL-DC-009-TN-007 | Feed A | IL-DC-009-RACK-C-PDU-A | 13 | L2
IL-DC-009-TN-007 | Feed B | IL-DC-009-RACK-C-PDU-B | 13 | L2
IL-DC-009-TN-008 | Feed A | IL-DC-009-RACK-C-PDU-A | 25 | L3
IL-DC-009-TN-008 | Feed B | IL-DC-009-RACK-C-PDU-B | 25 | L3
IL-DC-009-TN-009 | Feed A | IL-DC-009-RACK-C-PDU-A | 2 | L1
IL-DC-009-TN-009 | Feed B | IL-DC-009-RACK-C-PDU-B | 2 | L1
IL-DC-009-TN-010 | Feed A | IL-DC-009-RACK-C-PDU-A | 14 | L2
IL-DC-009-TN-010 | Feed B | IL-DC-009-RACK-C-PDU-B | 14 | L2
IL-DC-009-TN-011 | Feed A | IL-DC-009-RACK-C-PDU-A | 26 | L3
IL-DC-009-TN-011 | Feed B | IL-DC-009-RACK-C-PDU-B | 26 | L3
IL-DC-009-TN-012 | Feed A | IL-DC-009-RACK-D-PDU-A | 1 | L1
IL-DC-009-TN-012 | Feed B | IL-DC-009-RACK-D-PDU-B | 1 | L1
IL-DC-009-TN-013 | Feed A | IL-DC-009-RACK-D-PDU-A | 13 | L2
IL-DC-009-TN-013 | Feed B | IL-DC-009-RACK-D-PDU-B | 13 | L2
IL-DC-009-TN-014 | Feed A | IL-DC-009-RACK-D-PDU-A | 25 | L3
IL-DC-009-TN-014 | Feed B | IL-DC-009-RACK-D-PDU-B | 25 | L3
IL-DC-009-TN-015 | Feed A | IL-DC-009-RACK-D-PDU-A | 2 | L1
IL-DC-009-TN-015 | Feed B | IL-DC-009-RACK-D-PDU-B | 2 | L1
IL-DC-009-TN-016 | Feed A | IL-DC-009-RACK-D-PDU-A | 14 | L2
IL-DC-009-TN-016 | Feed B | IL-DC-009-RACK-D-PDU-B | 14 | L2
IL-DC-009-TN-017 | Feed A | IL-DC-009-RACK-D-PDU-A | 26 | L3
IL-DC-009-TN-017 | Feed B | IL-DC-009-RACK-D-PDU-B | 26 | L3
IL-DC-009-TN-018 | Feed A | IL-DC-009-RACK-D-PDU-A | 3 | L1
IL-DC-009-TN-018 | Feed B | IL-DC-009-RACK-D-PDU-B | 3 | L1
IL-DC-009-TN-019 | Feed A | IL-DC-009-RACK-E-PDU-A | 1 | L1
IL-DC-009-TN-019 | Feed B | IL-DC-009-RACK-E-PDU-B | 1 | L1
IL-DC-009-TN-020 | Feed A | IL-DC-009-RACK-E-PDU-A | 13 | L2
IL-DC-009-TN-020 | Feed B | IL-DC-009-RACK-E-PDU-B | 13 | L2
IL-DC-009-TN-021 | Feed A | IL-DC-009-RACK-E-PDU-A | 25 | L3
IL-DC-009-TN-021 | Feed B | IL-DC-009-RACK-E-PDU-B | 25 | L3
IL-DC-009-TN-022 | Feed A | IL-DC-009-RACK-E-PDU-A | 2 | L1
IL-DC-009-TN-022 | Feed B | IL-DC-009-RACK-E-PDU-B | 2 | L1
IL-DC-009-TN-023 | Feed A | IL-DC-009-RACK-E-PDU-A | 14 | L2
IL-DC-009-TN-023 | Feed B | IL-DC-009-RACK-E-PDU-B | 14 | L2
IL-DC-009-TN-024 | Feed A | IL-DC-009-RACK-F-PDU-A | 1 | L1
IL-DC-009-TN-024 | Feed B | IL-DC-009-RACK-F-PDU-B | 1 | L1
IL-DC-009-TN-025 | Feed A | IL-DC-009-RACK-F-PDU-A | 13 | L2
IL-DC-009-TN-025 | Feed B | IL-DC-009-RACK-F-PDU-B | 13 | L2
IL-DC-009-TN-026 | Feed A | IL-DC-009-RACK-F-PDU-A | 25 | L3
IL-DC-009-TN-026 | Feed B | IL-DC-009-RACK-F-PDU-B | 25 | L3
IL-DC-009-TN-027 | Feed A | IL-DC-009-RACK-F-PDU-A | 2 | L1
IL-DC-009-TN-027 | Feed B | IL-DC-009-RACK-F-PDU-B | 2 | L1
IL-DC-009-TN-028 | Feed A | IL-DC-009-RACK-F-PDU-A | 14 | L2
IL-DC-009-TN-028 | Feed B | IL-DC-009-RACK-F-PDU-B | 14 | L2
IL-DC-009-TN-029 | Feed A | IL-DC-009-RACK-F-PDU-A | 26 | L3
IL-DC-009-TN-029 | Feed B | IL-DC-009-RACK-F-PDU-B | 26 | L3
IL-DC-009-TN-030 | Feed A | IL-DC-009-RACK-G-PDU-A | 1 | L1
IL-DC-009-TN-030 | Feed B | IL-DC-009-RACK-G-PDU-B | 1 | L1
IL-DC-009-TN-031 | Feed A | IL-DC-009-RACK-G-PDU-A | 13 | L2
IL-DC-009-TN-031 | Feed B | IL-DC-009-RACK-G-PDU-B | 13 | L2
IL-DC-009-TN-032 | Feed A | IL-DC-009-RACK-G-PDU-A | 25 | L3
IL-DC-009-TN-032 | Feed B | IL-DC-009-RACK-G-PDU-B | 25 | L3
IL-DC-009-TN-033 | Feed A | IL-DC-009-RACK-G-PDU-A | 2 | L1
IL-DC-009-TN-033 | Feed B | IL-DC-009-RACK-G-PDU-B | 2 | L1
IL-DC-009-TN-034 | Feed A | IL-DC-009-RACK-G-PDU-A | 14 | L2
IL-DC-009-TN-034 | Feed B | IL-DC-009-RACK-G-PDU-B | 14 | L2
IL-DC-009-TN-035 | Feed A | IL-DC-009-RACK-H-PDU-A | 1 | L1
IL-DC-009-TN-035 | Feed B | IL-DC-009-RACK-H-PDU-B | 1 | L1
IL-DC-009-TN-036 | Feed A | IL-DC-009-RACK-H-PDU-A | 13 | L2
IL-DC-009-TN-036 | Feed B | IL-DC-009-RACK-H-PDU-B | 13 | L2
IL-DC-009-TN-037 | Feed A | IL-DC-009-RACK-H-PDU-A | 25 | L3
IL-DC-009-TN-037 | Feed B | IL-DC-009-RACK-H-PDU-B | 25 | L3
IL-DC-009-TN-038 | Feed A | IL-DC-009-RACK-H-PDU-A | 2 | L1
IL-DC-009-TN-038 | Feed B | IL-DC-009-RACK-H-PDU-B | 2 | L1
IL-DC-009-TN-039 | Feed A | IL-DC-009-RACK-H-PDU-A | 14 | L2
IL-DC-009-TN-039 | Feed B | IL-DC-009-RACK-H-PDU-B | 14 | L2
IL-DC-009-TN-040 | Feed A | IL-DC-009-RACK-H-PDU-A | 26 | L3
IL-DC-009-TN-040 | Feed B | IL-DC-009-RACK-H-PDU-B | 26 | L3
IL-DC-009-TN-041 | Feed A | IL-DC-009-RACK-I-PDU-A | 1 | L1
IL-DC-009-TN-041 | Feed B | IL-DC-009-RACK-I-PDU-B | 1 | L1
IL-DC-009-TN-042 | Feed A | IL-DC-009-RACK-I-PDU-A | 13 | L2
IL-DC-009-TN-042 | Feed B | IL-DC-009-RACK-I-PDU-B | 13 | L2
IL-DC-009-TN-043 | Feed A | IL-DC-009-RACK-I-PDU-A | 25 | L3
IL-DC-009-TN-043 | Feed B | IL-DC-009-RACK-I-PDU-B | 25 | L3
IL-DC-009-TN-044 | Feed A | IL-DC-009-RACK-I-PDU-A | 2 | L1
IL-DC-009-TN-044 | Feed B | IL-DC-009-RACK-I-PDU-B | 2 | L1
IL-DC-009-TN-045 | Feed A | IL-DC-009-RACK-I-PDU-A | 14 | L2
IL-DC-009-TN-045 | Feed B | IL-DC-009-RACK-I-PDU-B | 14 | L2
IL-DC-009-TN-046 | Feed A | IL-DC-009-RACK-J-PDU-A | 1 | L1
IL-DC-009-TN-046 | Feed B | IL-DC-009-RACK-J-PDU-B | 1 | L1
IL-DC-009-TN-047 | Feed A | IL-DC-009-RACK-J-PDU-A | 13 | L2
IL-DC-009-TN-047 | Feed B | IL-DC-009-RACK-J-PDU-B | 13 | L2
IL-DC-009-TN-048 | Feed A | IL-DC-009-RACK-J-PDU-A | 25 | L3
IL-DC-009-TN-048 | Feed B | IL-DC-009-RACK-J-PDU-B | 25 | L3
IL-DC-009-TN-049 | Feed A | IL-DC-009-RACK-J-PDU-A | 2 | L1
IL-DC-009-TN-049 | Feed B | IL-DC-009-RACK-J-PDU-B | 2 | L1
IL-DC-009-TN-050 | Feed A | IL-DC-009-RACK-J-PDU-A | 14 | L2
IL-DC-009-TN-050 | Feed B | IL-DC-009-RACK-J-PDU-B | 14 | L2
IL-DC-009-TN-051 | Feed A | IL-DC-009-RACK-K-PDU-A | 1 | L1
IL-DC-009-TN-051 | Feed B | IL-DC-009-RACK-K-PDU-B | 1 | L1
IL-DC-009-TN-052 | Feed A | IL-DC-009-RACK-K-PDU-A | 13 | L2
IL-DC-009-TN-052 | Feed B | IL-DC-009-RACK-K-PDU-B | 13 | L2
IL-DC-009-TN-053 | Feed A | IL-DC-009-RACK-K-PDU-A | 25 | L3
IL-DC-009-TN-053 | Feed B | IL-DC-009-RACK-K-PDU-B | 25 | L3
IL-DC-009-TN-054 | Feed A | IL-DC-009-RACK-K-PDU-A | 2 | L1
IL-DC-009-TN-054 | Feed B | IL-DC-009-RACK-K-PDU-B | 2 | L1
IL-DC-009-TN-055 | Feed A | IL-DC-009-RACK-K-PDU-A | 14 | L2
IL-DC-009-TN-055 | Feed B | IL-DC-009-RACK-K-PDU-B | 14 | L2
IL-DC-009-TN-056 | Feed A | IL-DC-009-RACK-K-PDU-A | 26 | L3
IL-DC-009-TN-056 | Feed B | IL-DC-009-RACK-K-PDU-B | 26 | L3
IL-DC-009-TN-057 | Feed A | IL-DC-009-RACK-L-PDU-A | 1 | L1
IL-DC-009-TN-057 | Feed B | IL-DC-009-RACK-L-PDU-B | 1 | L1
IL-DC-009-TN-058 | Feed A | IL-DC-009-RACK-L-PDU-A | 13 | L2
IL-DC-009-TN-058 | Feed B | IL-DC-009-RACK-L-PDU-B | 13 | L2
IL-DC-009-TN-059 | Feed A | IL-DC-009-RACK-L-PDU-A | 25 | L3
IL-DC-009-TN-059 | Feed B | IL-DC-009-RACK-L-PDU-B | 25 | L3
IL-DC-009-TN-060 | Feed A | IL-DC-009-RACK-L-PDU-A | 2 | L1
IL-DC-009-TN-060 | Feed B | IL-DC-009-RACK-L-PDU-B | 2 | L1
IL-DC-009-TN-061 | Feed A | IL-DC-009-RACK-L-PDU-A | 14 | L2
IL-DC-009-TN-061 | Feed B | IL-DC-009-RACK-L-PDU-B | 14 | L2
IL-DC-009-TN-062 | Feed A | IL-DC-009-RACK-M-PDU-A | 1 | L1
IL-DC-009-TN-062 | Feed B | IL-DC-009-RACK-M-PDU-B | 1 | L1
IL-DC-009-TN-063 | Feed A | IL-DC-009-RACK-M-PDU-A | 13 | L2
IL-DC-009-TN-063 | Feed B | IL-DC-009-RACK-M-PDU-B | 13 | L2
IL-DC-009-TN-064 | Feed A | IL-DC-009-RACK-M-PDU-A | 25 | L3
IL-DC-009-TN-064 | Feed B | IL-DC-009-RACK-M-PDU-B | 25 | L3
IL-DC-009-TN-065 | Feed A | IL-DC-009-RACK-M-PDU-A | 2 | L1
IL-DC-009-TN-065 | Feed B | IL-DC-009-RACK-M-PDU-B | 2 | L1
IL-DC-009-TN-066 | Feed A | IL-DC-009-RACK-M-PDU-A | 14 | L2
IL-DC-009-TN-066 | Feed B | IL-DC-009-RACK-M-PDU-B | 14 | L2
IL-DC-009-TN-067 | Feed A | IL-DC-009-RACK-M-PDU-A | 26 | L3
IL-DC-009-TN-067 | Feed B | IL-DC-009-RACK-M-PDU-B | 26 | L3
IL-DC-009-TN-068 | Feed A | IL-DC-009-RACK-N-PDU-A | 1 | L1
IL-DC-009-TN-068 | Feed B | IL-DC-009-RACK-N-PDU-B | 1 | L1
IL-DC-009-TN-069 | Feed A | IL-DC-009-RACK-N-PDU-A | 13 | L2
IL-DC-009-TN-069 | Feed B | IL-DC-009-RACK-N-PDU-B | 13 | L2
IL-DC-009-TN-070 | Feed A | IL-DC-009-RACK-N-PDU-A | 25 | L3
IL-DC-009-TN-070 | Feed B | IL-DC-009-RACK-N-PDU-B | 25 | L3
IL-DC-009-TN-071 | Feed A | IL-DC-009-RACK-N-PDU-A | 2 | L1
IL-DC-009-TN-071 | Feed B | IL-DC-009-RACK-N-PDU-B | 2 | L1
IL-DC-009-TN-072 | Feed A | IL-DC-009-RACK-N-PDU-A | 14 | L2
IL-DC-009-TN-072 | Feed B | IL-DC-009-RACK-N-PDU-B | 14 | L2
IL-DC-009-TN-073 | Feed A | IL-DC-009-RACK-N-PDU-A | 26 | L3
IL-DC-009-TN-073 | Feed B | IL-DC-009-RACK-N-PDU-B | 26 | L3
IL-DC-009-TN-074 | Feed A | IL-DC-009-RACK-O-PDU-A | 1 | L1
IL-DC-009-TN-074 | Feed B | IL-DC-009-RACK-O-PDU-B | 1 | L1
IL-DC-009-TN-075 | Feed A | IL-DC-009-RACK-O-PDU-A | 9 | L2
IL-DC-009-TN-075 | Feed B | IL-DC-009-RACK-O-PDU-B | 9 | L2
IL-DC-009-TN-076 | Feed A | IL-DC-009-RACK-O-PDU-A | 17 | L3
IL-DC-009-TN-076 | Feed B | IL-DC-009-RACK-O-PDU-B | 17 | L3
AZ-DC-010-PE-T4-01 | PEM0 | AZ-DC-010-RACK-A-PDU-A | 1 | L1
AZ-DC-010-PE-T4-01 | PEM1 | AZ-DC-010-RACK-A-PDU-B | 1 | L1
AZ-DC-010-PE-T4-02 | PEM0 | AZ-DC-010-RACK-A-PDU-A | 13 | L2
AZ-DC-010-PE-T4-02 | PEM1 | AZ-DC-010-RACK-A-PDU-B | 13 | L2
AZ-DC-010-PE-T4-03 | PEM0 | AZ-DC-010-RACK-A-PDU-A | 25 | L3
AZ-DC-010-PE-T4-03 | PEM1 | AZ-DC-010-RACK-A-PDU-B | 25 | L3
AZ-DC-010-PE-T4-04 | PEM0 | AZ-DC-010-RACK-A-PDU-A | 2 | L1
AZ-DC-010-PE-T4-04 | PEM1 | AZ-DC-010-RACK-A-PDU-B | 2 | L1
AZ-DC-010-FW-01 | PSU1 | AZ-DC-010-RACK-A-PDU-A | 14 | L2
AZ-DC-010-FW-01 | PSU2 | AZ-DC-010-RACK-A-PDU-B | 14 | L2
AZ-DC-010-OLA-01 | PSU1 | AZ-DC-010-RACK-A-PDU-A | 26 | L3
AZ-DC-010-OLA-01 | PSU2 | AZ-DC-010-RACK-A-PDU-B | 26 | L3
AZ-DC-010-AGG-R01 | PEM0 | AZ-DC-010-RACK-A-PDU-A | 3 | L1
AZ-DC-010-AGG-R01 | PEM1 | AZ-DC-010-RACK-A-PDU-B | 3 | L1
AZ-DC-010-AGG-R02 | PEM0 | AZ-DC-010-RACK-A-PDU-A | 15 | L2
AZ-DC-010-AGG-R02 | PEM1 | AZ-DC-010-RACK-A-PDU-B | 15 | L2
AZ-DC-010-MMR-SW-01 | PSU1 | AZ-DC-010-RACK-A-PDU-A | 27 | L3
AZ-DC-010-MMR-SW-01 | PSU2 | AZ-DC-010-RACK-A-PDU-B | 27 | L3
AZ-DC-010-MMR-SW-02 | PSU1 | AZ-DC-010-RACK-A-PDU-A | 4 | L1
AZ-DC-010-MMR-SW-02 | PSU2 | AZ-DC-010-RACK-A-PDU-B | 4 | L1
AZ-DC-010-MMR-SW-03 | PSU1 | AZ-DC-010-RACK-A-PDU-A | 16 | L2
AZ-DC-010-MMR-SW-03 | PSU2 | AZ-DC-010-RACK-A-PDU-B | 16 | L2
AZ-DC-010-MMR-SW-04 | PSU1 | AZ-DC-010-RACK-A-PDU-A | 28 | L3
AZ-DC-010-MMR-SW-04 | PSU2 | AZ-DC-010-RACK-A-PDU-B | 28 | L3
AZ-DC-010-TOR-001 | PSU1 | AZ-DC-010-RACK-A-PDU-A | 5 | L1
AZ-DC-010-TOR-001 | PSU2 | AZ-DC-010-RACK-A-PDU-B | 5 | L1
AZ-DC-010-TOR-002 | PSU1 | AZ-DC-010-RACK-A-PDU-A | 17 | L2
AZ-DC-010-TOR-002 | PSU2 | AZ-DC-010-RACK-A-PDU-B | 17 | L2
AZ-DC-010-TOR-003 | PSU1 | AZ-DC-010-RACK-A-PDU-A | 29 | L3
AZ-DC-010-TOR-003 | PSU2 | AZ-DC-010-RACK-A-PDU-B | 29 | L3
AZ-DC-010-TN-001 | Feed A | AZ-DC-010-RACK-A-PDU-A | 6 | L1
AZ-DC-010-TN-001 | Feed B | AZ-DC-010-RACK-A-PDU-B | 6 | L1
AZ-DC-010-TN-002 | Feed A | AZ-DC-010-RACK-B-PDU-A | 1 | L1
AZ-DC-010-TN-002 | Feed B | AZ-DC-010-RACK-B-PDU-B | 1 | L1
AZ-DC-010-TN-003 | Feed A | AZ-DC-010-RACK-B-PDU-A | 13 | L2
AZ-DC-010-TN-003 | Feed B | AZ-DC-010-RACK-B-PDU-B | 13 | L2
AZ-DC-010-TN-004 | Feed A | AZ-DC-010-RACK-B-PDU-A | 25 | L3
AZ-DC-010-TN-004 | Feed B | AZ-DC-010-RACK-B-PDU-B | 25 | L3
AZ-DC-010-TN-005 | Feed A | AZ-DC-010-RACK-B-PDU-A | 2 | L1
AZ-DC-010-TN-005 | Feed B | AZ-DC-010-RACK-B-PDU-B | 2 | L1
AZ-DC-010-TN-006 | Feed A | AZ-DC-010-RACK-B-PDU-A | 14 | L2
AZ-DC-010-TN-006 | Feed B | AZ-DC-010-RACK-B-PDU-B | 14 | L2
AZ-DC-010-TN-007 | Feed A | AZ-DC-010-RACK-B-PDU-A | 26 | L3
AZ-DC-010-TN-007 | Feed B | AZ-DC-010-RACK-B-PDU-B | 26 | L3
AZ-DC-010-TN-008 | Feed A | AZ-DC-010-RACK-C-PDU-A | 1 | L1
AZ-DC-010-TN-008 | Feed B | AZ-DC-010-RACK-C-PDU-B | 1 | L1
AZ-DC-010-TN-009 | Feed A | AZ-DC-010-RACK-C-PDU-A | 13 | L2
AZ-DC-010-TN-009 | Feed B | AZ-DC-010-RACK-C-PDU-B | 13 | L2
AZ-DC-010-TN-010 | Feed A | AZ-DC-010-RACK-C-PDU-A | 25 | L3
AZ-DC-010-TN-010 | Feed B | AZ-DC-010-RACK-C-PDU-B | 25 | L3
AZ-DC-010-TN-011 | Feed A | AZ-DC-010-RACK-C-PDU-A | 2 | L1
AZ-DC-010-TN-011 | Feed B | AZ-DC-010-RACK-C-PDU-B | 2 | L1
AZ-DC-010-TN-012 | Feed A | AZ-DC-010-RACK-C-PDU-A | 14 | L2
AZ-DC-010-TN-012 | Feed B | AZ-DC-010-RACK-C-PDU-B | 14 | L2
AZ-DC-010-TN-013 | Feed A | AZ-DC-010-RACK-C-PDU-A | 26 | L3
AZ-DC-010-TN-013 | Feed B | AZ-DC-010-RACK-C-PDU-B | 26 | L3
AZ-DC-010-TN-014 | Feed A | AZ-DC-010-RACK-D-PDU-A | 1 | L1
AZ-DC-010-TN-014 | Feed B | AZ-DC-010-RACK-D-PDU-B | 1 | L1
AZ-DC-010-TN-015 | Feed A | AZ-DC-010-RACK-D-PDU-A | 13 | L2
AZ-DC-010-TN-015 | Feed B | AZ-DC-010-RACK-D-PDU-B | 13 | L2
AZ-DC-010-TN-016 | Feed A | AZ-DC-010-RACK-D-PDU-A | 25 | L3
AZ-DC-010-TN-016 | Feed B | AZ-DC-010-RACK-D-PDU-B | 25 | L3
AZ-DC-010-TN-017 | Feed A | AZ-DC-010-RACK-D-PDU-A | 2 | L1
AZ-DC-010-TN-017 | Feed B | AZ-DC-010-RACK-D-PDU-B | 2 | L1
AZ-DC-010-TN-018 | Feed A | AZ-DC-010-RACK-D-PDU-A | 14 | L2
AZ-DC-010-TN-018 | Feed B | AZ-DC-010-RACK-D-PDU-B | 14 | L2
AZ-DC-010-TN-019 | Feed A | AZ-DC-010-RACK-E-PDU-A | 1 | L1
AZ-DC-010-TN-019 | Feed B | AZ-DC-010-RACK-E-PDU-B | 1 | L1
AZ-DC-010-TN-020 | Feed A | AZ-DC-010-RACK-E-PDU-A | 13 | L2
AZ-DC-010-TN-020 | Feed B | AZ-DC-010-RACK-E-PDU-B | 13 | L2
AZ-DC-010-TN-021 | Feed A | AZ-DC-010-RACK-E-PDU-A | 25 | L3
AZ-DC-010-TN-021 | Feed B | AZ-DC-010-RACK-E-PDU-B | 25 | L3
AZ-DC-010-TN-022 | Feed A | AZ-DC-010-RACK-E-PDU-A | 2 | L1
AZ-DC-010-TN-022 | Feed B | AZ-DC-010-RACK-E-PDU-B | 2 | L1
AZ-DC-010-TN-023 | Feed A | AZ-DC-010-RACK-E-PDU-A | 14 | L2
AZ-DC-010-TN-023 | Feed B | AZ-DC-010-RACK-E-PDU-B | 14 | L2
AZ-DC-010-TN-024 | Feed A | AZ-DC-010-RACK-F-PDU-A | 1 | L1
AZ-DC-010-TN-024 | Feed B | AZ-DC-010-RACK-F-PDU-B | 1 | L1
AZ-DC-010-TN-025 | Feed A | AZ-DC-010-RACK-F-PDU-A | 13 | L2
AZ-DC-010-TN-025 | Feed B | AZ-DC-010-RACK-F-PDU-B | 13 | L2
AZ-DC-010-TN-026 | Feed A | AZ-DC-010-RACK-F-PDU-A | 25 | L3
AZ-DC-010-TN-026 | Feed B | AZ-DC-010-RACK-F-PDU-B | 25 | L3
AZ-DC-010-TN-027 | Feed A | AZ-DC-010-RACK-F-PDU-A | 2 | L1
AZ-DC-010-TN-027 | Feed B | AZ-DC-010-RACK-F-PDU-B | 2 | L1
AZ-DC-010-TN-028 | Feed A | AZ-DC-010-RACK-F-PDU-A | 14 | L2
AZ-DC-010-TN-028 | Feed B | AZ-DC-010-RACK-F-PDU-B | 14 | L2
GA-DC-011-PE-T4-01 | PEM0 | GA-DC-011-RACK-A-PDU-A | 1 | L1
GA-DC-011-PE-T4-01 | PEM1 | GA-DC-011-RACK-A-PDU-B | 1 | L1
GA-DC-011-PE-T4-02 | PEM0 | GA-DC-011-RACK-A-PDU-A | 13 | L2
GA-DC-011-PE-T4-02 | PEM1 | GA-DC-011-RACK-A-PDU-B | 13 | L2
GA-DC-011-PE-T4-03 | PEM0 | GA-DC-011-RACK-A-PDU-A | 25 | L3
GA-DC-011-PE-T4-03 | PEM1 | GA-DC-011-RACK-A-PDU-B | 25 | L3
GA-DC-011-PE-T4-04 | PEM0 | GA-DC-011-RACK-A-PDU-A | 2 | L1
GA-DC-011-PE-T4-04 | PEM1 | GA-DC-011-RACK-A-PDU-B | 2 | L1
GA-DC-011-FW-01 | PSU1 | GA-DC-011-RACK-A-PDU-A | 14 | L2
GA-DC-011-FW-01 | PSU2 | GA-DC-011-RACK-A-PDU-B | 14 | L2
GA-DC-011-OLA-01 | PSU1 | GA-DC-011-RACK-A-PDU-A | 26 | L3
GA-DC-011-OLA-01 | PSU2 | GA-DC-011-RACK-A-PDU-B | 26 | L3
GA-DC-011-OLA-02 | PSU1 | GA-DC-011-RACK-A-PDU-A | 3 | L1
GA-DC-011-OLA-02 | PSU2 | GA-DC-011-RACK-A-PDU-B | 3 | L1
GA-DC-011-AGG-R01 | PEM0 | GA-DC-011-RACK-A-PDU-A | 15 | L2
GA-DC-011-AGG-R01 | PEM1 | GA-DC-011-RACK-A-PDU-B | 15 | L2
GA-DC-011-AGG-R02 | PEM0 | GA-DC-011-RACK-A-PDU-A | 27 | L3
GA-DC-011-AGG-R02 | PEM1 | GA-DC-011-RACK-A-PDU-B | 27 | L3
GA-DC-011-MMR-SW-01 | PSU1 | GA-DC-011-RACK-A-PDU-A | 4 | L1
GA-DC-011-MMR-SW-01 | PSU2 | GA-DC-011-RACK-A-PDU-B | 4 | L1
GA-DC-011-MMR-SW-02 | PSU1 | GA-DC-011-RACK-A-PDU-A | 16 | L2
GA-DC-011-MMR-SW-02 | PSU2 | GA-DC-011-RACK-A-PDU-B | 16 | L2
GA-DC-011-MMR-SW-03 | PSU1 | GA-DC-011-RACK-A-PDU-A | 28 | L3
GA-DC-011-MMR-SW-03 | PSU2 | GA-DC-011-RACK-A-PDU-B | 28 | L3
GA-DC-011-MMR-SW-04 | PSU1 | GA-DC-011-RACK-A-PDU-A | 5 | L1
GA-DC-011-MMR-SW-04 | PSU2 | GA-DC-011-RACK-A-PDU-B | 5 | L1
GA-DC-011-MMR-SW-05 | PSU1 | GA-DC-011-RACK-A-PDU-A | 17 | L2
GA-DC-011-MMR-SW-05 | PSU2 | GA-DC-011-RACK-A-PDU-B | 17 | L2
GA-DC-011-MMR-SW-06 | PSU1 | GA-DC-011-RACK-A-PDU-A | 29 | L3
GA-DC-011-MMR-SW-06 | PSU2 | GA-DC-011-RACK-A-PDU-B | 29 | L3
GA-DC-011-TOR-001 | PSU1 | GA-DC-011-RACK-A-PDU-A | 6 | L1
GA-DC-011-TOR-001 | PSU2 | GA-DC-011-RACK-A-PDU-B | 6 | L1
GA-DC-011-TOR-002 | PSU1 | GA-DC-011-RACK-A-PDU-A | 18 | L2
GA-DC-011-TOR-002 | PSU2 | GA-DC-011-RACK-A-PDU-B | 18 | L2
GA-DC-011-TOR-003 | PSU1 | GA-DC-011-RACK-B-PDU-A | 1 | L1
GA-DC-011-TOR-003 | PSU2 | GA-DC-011-RACK-B-PDU-B | 1 | L1
GA-DC-011-TOR-004 | PSU1 | GA-DC-011-RACK-B-PDU-A | 13 | L2
GA-DC-011-TOR-004 | PSU2 | GA-DC-011-RACK-B-PDU-B | 13 | L2
GA-DC-011-TOR-005 | PSU1 | GA-DC-011-RACK-B-PDU-A | 25 | L3
GA-DC-011-TOR-005 | PSU2 | GA-DC-011-RACK-B-PDU-B | 25 | L3
GA-DC-011-TN-001 | Feed A | GA-DC-011-RACK-B-PDU-A | 2 | L1
GA-DC-011-TN-001 | Feed B | GA-DC-011-RACK-B-PDU-B | 2 | L1
GA-DC-011-TN-002 | Feed A | GA-DC-011-RACK-B-PDU-A | 14 | L2
GA-DC-011-TN-002 | Feed B | GA-DC-011-RACK-B-PDU-B | 14 | L2
GA-DC-011-TN-003 | Feed A | GA-DC-011-RACK-B-PDU-A | 26 | L3
GA-DC-011-TN-003 | Feed B | GA-DC-011-RACK-B-PDU-B | 26 | L3
GA-DC-011-TN-004 | Feed A | GA-DC-011-RACK-B-PDU-A | 3 | L1
GA-DC-011-TN-004 | Feed B | GA-DC-011-RACK-B-PDU-B | 3 | L1
GA-DC-011-TN-005 | Feed A | GA-DC-011-RACK-C-PDU-A | 1 | L1
GA-DC-011-TN-005 | Feed B | GA-DC-011-RACK-C-PDU-B | 1 | L1
GA-DC-011-TN-006 | Feed A | GA-DC-011-RACK-C-PDU-A | 13 | L2
GA-DC-011-TN-006 | Feed B | GA-DC-011-RACK-C-PDU-B | 13 | L2
GA-DC-011-TN-007 | Feed A | GA-DC-011-RACK-C-PDU-A | 25 | L3
GA-DC-011-TN-007 | Feed B | GA-DC-011-RACK-C-PDU-B | 25 | L3
GA-DC-011-TN-008 | Feed A | GA-DC-011-RACK-C-PDU-A | 2 | L1
GA-DC-011-TN-008 | Feed B | GA-DC-011-RACK-C-PDU-B | 2 | L1
GA-DC-011-TN-009 | Feed A | GA-DC-011-RACK-C-PDU-A | 14 | L2
GA-DC-011-TN-009 | Feed B | GA-DC-011-RACK-C-PDU-B | 14 | L2
GA-DC-011-TN-010 | Feed A | GA-DC-011-RACK-C-PDU-A | 26 | L3
GA-DC-011-TN-010 | Feed B | GA-DC-011-RACK-C-PDU-B | 26 | L3
GA-DC-011-TN-011 | Feed A | GA-DC-011-RACK-C-PDU-A | 3 | L1
GA-DC-011-TN-011 | Feed B | GA-DC-011-RACK-C-PDU-B | 3 | L1
GA-DC-011-TN-012 | Feed A | GA-DC-011-RACK-C-PDU-A | 15 | L2
GA-DC-011-TN-012 | Feed B | GA-DC-011-RACK-C-PDU-B | 15 | L2
GA-DC-011-TN-013 | Feed A | GA-DC-011-RACK-D-PDU-A | 1 | L1
GA-DC-011-TN-013 | Feed B | GA-DC-011-RACK-D-PDU-B | 1 | L1
GA-DC-011-TN-014 | Feed A | GA-DC-011-RACK-D-PDU-A | 13 | L2
GA-DC-011-TN-014 | Feed B | GA-DC-011-RACK-D-PDU-B | 13 | L2
GA-DC-011-TN-015 | Feed A | GA-DC-011-RACK-D-PDU-A | 25 | L3
GA-DC-011-TN-015 | Feed B | GA-DC-011-RACK-D-PDU-B | 25 | L3
GA-DC-011-TN-016 | Feed A | GA-DC-011-RACK-D-PDU-A | 2 | L1
GA-DC-011-TN-016 | Feed B | GA-DC-011-RACK-D-PDU-B | 2 | L1
GA-DC-011-TN-017 | Feed A | GA-DC-011-RACK-D-PDU-A | 14 | L2
GA-DC-011-TN-017 | Feed B | GA-DC-011-RACK-D-PDU-B | 14 | L2
GA-DC-011-TN-018 | Feed A | GA-DC-011-RACK-E-PDU-A | 1 | L1
GA-DC-011-TN-018 | Feed B | GA-DC-011-RACK-E-PDU-B | 1 | L1
GA-DC-011-TN-019 | Feed A | GA-DC-011-RACK-E-PDU-A | 17 | L2
GA-DC-011-TN-019 | Feed B | GA-DC-011-RACK-E-PDU-B | 17 | L2
GA-DC-011-TN-020 | Feed A | GA-DC-011-RACK-E-PDU-A | 33 | L3
GA-DC-011-TN-020 | Feed B | GA-DC-011-RACK-E-PDU-B | 33 | L3
GA-DC-011-TN-021 | Feed A | GA-DC-011-RACK-E-PDU-A | 2 | L1
GA-DC-011-TN-021 | Feed B | GA-DC-011-RACK-E-PDU-B | 2 | L1
GA-DC-011-TN-022 | Feed A | GA-DC-011-RACK-E-PDU-A | 18 | L2
GA-DC-011-TN-022 | Feed B | GA-DC-011-RACK-E-PDU-B | 18 | L2
GA-DC-011-TN-023 | Feed A | GA-DC-011-RACK-F-PDU-A | 1 | L1
GA-DC-011-TN-023 | Feed B | GA-DC-011-RACK-F-PDU-B | 1 | L1
GA-DC-011-TN-024 | Feed A | GA-DC-011-RACK-F-PDU-A | 13 | L2
GA-DC-011-TN-024 | Feed B | GA-DC-011-RACK-F-PDU-B | 13 | L2
GA-DC-011-TN-025 | Feed A | GA-DC-011-RACK-F-PDU-A | 25 | L3
GA-DC-011-TN-025 | Feed B | GA-DC-011-RACK-F-PDU-B | 25 | L3
GA-DC-011-TN-026 | Feed A | GA-DC-011-RACK-F-PDU-A | 2 | L1
GA-DC-011-TN-026 | Feed B | GA-DC-011-RACK-F-PDU-B | 2 | L1
GA-DC-011-TN-027 | Feed A | GA-DC-011-RACK-F-PDU-A | 14 | L2
GA-DC-011-TN-027 | Feed B | GA-DC-011-RACK-F-PDU-B | 14 | L2
GA-DC-011-TN-028 | Feed A | GA-DC-011-RACK-F-PDU-A | 26 | L3
GA-DC-011-TN-028 | Feed B | GA-DC-011-RACK-F-PDU-B | 26 | L3
GA-DC-011-TN-029 | Feed A | GA-DC-011-RACK-F-PDU-A | 3 | L1
GA-DC-011-TN-029 | Feed B | GA-DC-011-RACK-F-PDU-B | 3 | L1
GA-DC-011-TN-030 | Feed A | GA-DC-011-RACK-G-PDU-A | 1 | L1
GA-DC-011-TN-030 | Feed B | GA-DC-011-RACK-G-PDU-B | 1 | L1
GA-DC-011-TN-031 | Feed A | GA-DC-011-RACK-G-PDU-A | 13 | L2
GA-DC-011-TN-031 | Feed B | GA-DC-011-RACK-G-PDU-B | 13 | L2
GA-DC-011-TN-032 | Feed A | GA-DC-011-RACK-G-PDU-A | 25 | L3
GA-DC-011-TN-032 | Feed B | GA-DC-011-RACK-G-PDU-B | 25 | L3
GA-DC-011-TN-033 | Feed A | GA-DC-011-RACK-G-PDU-A | 2 | L1
GA-DC-011-TN-033 | Feed B | GA-DC-011-RACK-G-PDU-B | 2 | L1
GA-DC-011-TN-034 | Feed A | GA-DC-011-RACK-G-PDU-A | 14 | L2
GA-DC-011-TN-034 | Feed B | GA-DC-011-RACK-G-PDU-B | 14 | L2
GA-DC-011-TN-035 | Feed A | GA-DC-011-RACK-H-PDU-A | 1 | L1
GA-DC-011-TN-035 | Feed B | GA-DC-011-RACK-H-PDU-B | 1 | L1
GA-DC-011-TN-036 | Feed A | GA-DC-011-RACK-H-PDU-A | 13 | L2
GA-DC-011-TN-036 | Feed B | GA-DC-011-RACK-H-PDU-B | 13 | L2
GA-DC-011-TN-037 | Feed A | GA-DC-011-RACK-H-PDU-A | 25 | L3
GA-DC-011-TN-037 | Feed B | GA-DC-011-RACK-H-PDU-B | 25 | L3
GA-DC-011-TN-038 | Feed A | GA-DC-011-RACK-H-PDU-A | 2 | L1
GA-DC-011-TN-038 | Feed B | GA-DC-011-RACK-H-PDU-B | 2 | L1
GA-DC-011-TN-039 | Feed A | GA-DC-011-RACK-H-PDU-A | 14 | L2
GA-DC-011-TN-039 | Feed B | GA-DC-011-RACK-H-PDU-B | 14 | L2
GA-DC-011-TN-040 | Feed A | GA-DC-011-RACK-I-PDU-A | 1 | L1
GA-DC-011-TN-040 | Feed B | GA-DC-011-RACK-I-PDU-B | 1 | L1
GA-DC-011-TN-041 | Feed A | GA-DC-011-RACK-I-PDU-A | 13 | L2
GA-DC-011-TN-041 | Feed B | GA-DC-011-RACK-I-PDU-B | 13 | L2
GA-DC-011-TN-042 | Feed A | GA-DC-011-RACK-I-PDU-A | 25 | L3
GA-DC-011-TN-042 | Feed B | GA-DC-011-RACK-I-PDU-B | 25 | L3
GA-DC-011-TN-043 | Feed A | GA-DC-011-RACK-I-PDU-A | 2 | L1
GA-DC-011-TN-043 | Feed B | GA-DC-011-RACK-I-PDU-B | 2 | L1
GA-DC-011-TN-044 | Feed A | GA-DC-011-RACK-I-PDU-A | 14 | L2
GA-DC-011-TN-044 | Feed B | GA-DC-011-RACK-I-PDU-B | 14 | L2
GA-DC-011-TN-045 | Feed A | GA-DC-011-RACK-I-PDU-A | 26 | L3
GA-DC-011-TN-045 | Feed B | GA-DC-011-RACK-I-PDU-B | 26 | L3
GA-DC-011-TN-046 | Feed A | GA-DC-011-RACK-J-PDU-A | 1 | L1
GA-DC-011-TN-046 | Feed B | GA-DC-011-RACK-J-PDU-B | 1 | L1
GA-DC-011-TN-047 | Feed A | GA-DC-011-RACK-J-PDU-A | 13 | L2
GA-DC-011-TN-047 | Feed B | GA-DC-011-RACK-J-PDU-B | 13 | L2
GA-DC-011-TN-048 | Feed A | GA-DC-011-RACK-J-PDU-A | 25 | L3
GA-DC-011-TN-048 | Feed B | GA-DC-011-RACK-J-PDU-B | 25 | L3
GA-DC-011-TN-049 | Feed A | GA-DC-011-RACK-J-PDU-A | 2 | L1
GA-DC-011-TN-049 | Feed B | GA-DC-011-RACK-J-PDU-B | 2 | L1
GA-DC-011-TN-050 | Feed A | GA-DC-011-RACK-J-PDU-A | 14 | L2
GA-DC-011-TN-050 | Feed B | GA-DC-011-RACK-J-PDU-B | 14 | L2
GA-DC-011-TN-051 | Feed A | GA-DC-011-RACK-K-PDU-A | 1 | L1
GA-DC-011-TN-051 | Feed B | GA-DC-011-RACK-K-PDU-B | 1 | L1
GA-DC-011-TN-052 | Feed A | GA-DC-011-RACK-K-PDU-A | 13 | L2
GA-DC-011-TN-052 | Feed B | GA-DC-011-RACK-K-PDU-B | 13 | L2
GA-DC-011-TN-053 | Feed A | GA-DC-011-RACK-K-PDU-A | 25 | L3
GA-DC-011-TN-053 | Feed B | GA-DC-011-RACK-K-PDU-B | 25 | L3
GA-DC-011-TN-054 | Feed A | GA-DC-011-RACK-K-PDU-A | 2 | L1
GA-DC-011-TN-054 | Feed B | GA-DC-011-RACK-K-PDU-B | 2 | L1
GA-DC-011-TN-055 | Feed A | GA-DC-011-RACK-L-PDU-A | 1 | L1
GA-DC-011-TN-055 | Feed B | GA-DC-011-RACK-L-PDU-B | 1 | L1
GA-DC-011-TN-056 | Feed A | GA-DC-011-RACK-L-PDU-A | 13 | L2
GA-DC-011-TN-056 | Feed B | GA-DC-011-RACK-L-PDU-B | 13 | L2
NJ-DC-012-PE-T4-01 | PEM0 | NJ-DC-012-RACK-A-PDU-A | 1 | L1
NJ-DC-012-PE-T4-01 | PEM1 | NJ-DC-012-RACK-A-PDU-B | 1 | L1
NJ-DC-012-PE-T4-02 | PEM0 | NJ-DC-012-RACK-A-PDU-A | 13 | L2
NJ-DC-012-PE-T4-02 | PEM1 | NJ-DC-012-RACK-A-PDU-B | 13 | L2
NJ-DC-012-PE-T4-03 | PEM0 | NJ-DC-012-RACK-A-PDU-A | 25 | L3
NJ-DC-012-PE-T4-03 | PEM1 | NJ-DC-012-RACK-A-PDU-B | 25 | L3
NJ-DC-012-PE-T4-04 | PEM0 | NJ-DC-012-RACK-A-PDU-A | 2 | L1
NJ-DC-012-PE-T4-04 | PEM1 | NJ-DC-012-RACK-A-PDU-B | 2 | L1
NJ-DC-012-FW-01 | PSU1 | NJ-DC-012-RACK-A-PDU-A | 14 | L2
NJ-DC-012-FW-01 | PSU2 | NJ-DC-012-RACK-A-PDU-B | 14 | L2
NJ-DC-012-OLA-01 | PSU1 | NJ-DC-012-RACK-A-PDU-A | 26 | L3
NJ-DC-012-OLA-01 | PSU2 | NJ-DC-012-RACK-A-PDU-B | 26 | L3
NJ-DC-012-AGG-R01 | PEM0 | NJ-DC-012-RACK-A-PDU-A | 3 | L1
NJ-DC-012-AGG-R01 | PEM1 | NJ-DC-012-RACK-A-PDU-B | 3 | L1
NJ-DC-012-AGG-R02 | PEM0 | NJ-DC-012-RACK-A-PDU-A | 15 | L2
NJ-DC-012-AGG-R02 | PEM1 | NJ-DC-012-RACK-A-PDU-B | 15 | L2
NJ-DC-012-MMR-SW-01 | PSU1 | NJ-DC-012-RACK-A-PDU-A | 27 | L3
NJ-DC-012-MMR-SW-01 | PSU2 | NJ-DC-012-RACK-A-PDU-B | 27 | L3
NJ-DC-012-MMR-SW-02 | PSU1 | NJ-DC-012-RACK-A-PDU-A | 4 | L1
NJ-DC-012-MMR-SW-02 | PSU2 | NJ-DC-012-RACK-A-PDU-B | 4 | L1
NJ-DC-012-MMR-SW-03 | PSU1 | NJ-DC-012-RACK-A-PDU-A | 16 | L2
NJ-DC-012-MMR-SW-03 | PSU2 | NJ-DC-012-RACK-A-PDU-B | 16 | L2
NJ-DC-012-MMR-SW-04 | PSU1 | NJ-DC-012-RACK-A-PDU-A | 28 | L3
NJ-DC-012-MMR-SW-04 | PSU2 | NJ-DC-012-RACK-A-PDU-B | 28 | L3
NJ-DC-012-TOR-001 | PSU1 | NJ-DC-012-RACK-A-PDU-A | 5 | L1
NJ-DC-012-TOR-001 | PSU2 | NJ-DC-012-RACK-A-PDU-B | 5 | L1
NJ-DC-012-TOR-002 | PSU1 | NJ-DC-012-RACK-A-PDU-A | 17 | L2
NJ-DC-012-TOR-002 | PSU2 | NJ-DC-012-RACK-A-PDU-B | 17 | L2
NJ-DC-012-TN-001 | Feed A | NJ-DC-012-RACK-A-PDU-A | 29 | L3
NJ-DC-012-TN-001 | Feed B | NJ-DC-012-RACK-A-PDU-B | 29 | L3
NJ-DC-012-TN-002 | Feed A | NJ-DC-012-RACK-A-PDU-A | 6 | L1
NJ-DC-012-TN-002 | Feed B | NJ-DC-012-RACK-A-PDU-B | 6 | L1
NJ-DC-012-TN-003 | Feed A | NJ-DC-012-RACK-B-PDU-A | 1 | L1
NJ-DC-012-TN-003 | Feed B | NJ-DC-012-RACK-B-PDU-B | 1 | L1
NJ-DC-012-TN-004 | Feed A | NJ-DC-012-RACK-B-PDU-A | 13 | L2
NJ-DC-012-TN-004 | Feed B | NJ-DC-012-RACK-B-PDU-B | 13 | L2
NJ-DC-012-TN-005 | Feed A | NJ-DC-012-RACK-B-PDU-A | 25 | L3
NJ-DC-012-TN-005 | Feed B | NJ-DC-012-RACK-B-PDU-B | 25 | L3
NJ-DC-012-TN-006 | Feed A | NJ-DC-012-RACK-B-PDU-A | 2 | L1
NJ-DC-012-TN-006 | Feed B | NJ-DC-012-RACK-B-PDU-B | 2 | L1
NJ-DC-012-TN-007 | Feed A | NJ-DC-012-RACK-B-PDU-A | 14 | L2
NJ-DC-012-TN-007 | Feed B | NJ-DC-012-RACK-B-PDU-B | 14 | L2
NJ-DC-012-TN-008 | Feed A | NJ-DC-012-RACK-B-PDU-A | 26 | L3
NJ-DC-012-TN-008 | Feed B | NJ-DC-012-RACK-B-PDU-B | 26 | L3
NJ-DC-012-TN-009 | Feed A | NJ-DC-012-RACK-B-PDU-A | 3 | L1
NJ-DC-012-TN-009 | Feed B | NJ-DC-012-RACK-B-PDU-B | 3 | L1
NJ-DC-012-TN-010 | Feed A | NJ-DC-012-RACK-B-PDU-A | 15 | L2
NJ-DC-012-TN-010 | Feed B | NJ-DC-012-RACK-B-PDU-B | 15 | L2
NJ-DC-012-TN-011 | Feed A | NJ-DC-012-RACK-C-PDU-A | 1 | L1
NJ-DC-012-TN-011 | Feed B | NJ-DC-012-RACK-C-PDU-B | 1 | L1
NJ-DC-012-TN-012 | Feed A | NJ-DC-012-RACK-C-PDU-A | 13 | L2
NJ-DC-012-TN-012 | Feed B | NJ-DC-012-RACK-C-PDU-B | 13 | L2
NJ-DC-012-TN-013 | Feed A | NJ-DC-012-RACK-C-PDU-A | 25 | L3
NJ-DC-012-TN-013 | Feed B | NJ-DC-012-RACK-C-PDU-B | 25 | L3
NJ-DC-012-TN-014 | Feed A | NJ-DC-012-RACK-C-PDU-A | 2 | L1
NJ-DC-012-TN-014 | Feed B | NJ-DC-012-RACK-C-PDU-B | 2 | L1
NJ-DC-012-TN-015 | Feed A | NJ-DC-012-RACK-C-PDU-A | 14 | L2
NJ-DC-012-TN-015 | Feed B | NJ-DC-012-RACK-C-PDU-B | 14 | L2
NJ-DC-012-TN-016 | Feed A | NJ-DC-012-RACK-D-PDU-A | 1 | L1
NJ-DC-012-TN-016 | Feed B | NJ-DC-012-RACK-D-PDU-B | 1 | L1
NJ-DC-012-TN-017 | Feed A | NJ-DC-012-RACK-D-PDU-A | 13 | L2
NJ-DC-012-TN-017 | Feed B | NJ-DC-012-RACK-D-PDU-B | 13 | L2
NJ-DC-012-TN-018 | Feed A | NJ-DC-012-RACK-D-PDU-A | 25 | L3
NJ-DC-012-TN-018 | Feed B | NJ-DC-012-RACK-D-PDU-B | 25 | L3
NJ-DC-012-TN-019 | Feed A | NJ-DC-012-RACK-D-PDU-A | 2 | L1
NJ-DC-012-TN-019 | Feed B | NJ-DC-012-RACK-D-PDU-B | 2 | L1
NJ-DC-012-TN-020 | Feed A | NJ-DC-012-RACK-D-PDU-A | 14 | L2
NJ-DC-012-TN-020 | Feed B | NJ-DC-012-RACK-D-PDU-B | 14 | L2
NJ-DC-012-TN-021 | Feed A | NJ-DC-012-RACK-E-PDU-A | 1 | L1
NJ-DC-012-TN-021 | Feed B | NJ-DC-012-RACK-E-PDU-B | 1 | L1
NJ-DC-012-TN-022 | Feed A | NJ-DC-012-RACK-E-PDU-A | 13 | L2
NJ-DC-012-TN-022 | Feed B | NJ-DC-012-RACK-E-PDU-B | 13 | L2
NJ-DC-012-TN-023 | Feed A | NJ-DC-012-RACK-E-PDU-A | 25 | L3
NJ-DC-012-TN-023 | Feed B | NJ-DC-012-RACK-E-PDU-B | 25 | L3
NJ-DC-012-TN-024 | Feed A | NJ-DC-012-RACK-E-PDU-A | 2 | L1
NJ-DC-012-TN-024 | Feed B | NJ-DC-012-RACK-E-PDU-B | 2 | L1
OR-DC-014-PE-T4-01 | PEM0 | OR-DC-014-RACK-A-PDU-A | 1 | L1
OR-DC-014-PE-T4-01 | PEM1 | OR-DC-014-RACK-A-PDU-B | 1 | L1
OR-DC-014-PE-T4-02 | PEM0 | OR-DC-014-RACK-A-PDU-A | 13 | L2
OR-DC-014-PE-T4-02 | PEM1 | OR-DC-014-RACK-A-PDU-B | 13 | L2
OR-DC-014-PE-T4-03 | PEM0 | OR-DC-014-RACK-A-PDU-A | 25 | L3
OR-DC-014-PE-T4-03 | PEM1 | OR-DC-014-RACK-A-PDU-B | 25 | L3
OR-DC-014-PE-T4-04 | PEM0 | OR-DC-014-RACK-A-PDU-A | 2 | L1
OR-DC-014-PE-T4-04 | PEM1 | OR-DC-014-RACK-A-PDU-B | 2 | L1
OR-DC-014-FW-01 | PSU1 | OR-DC-014-RACK-A-PDU-A | 14 | L2
OR-DC-014-FW-01 | PSU2 | OR-DC-014-RACK-A-PDU-B | 14 | L2
OR-DC-014-OLA-01 | PSU1 | OR-DC-014-RACK-A-PDU-A | 26 | L3
OR-DC-014-OLA-01 | PSU2 | OR-DC-014-RACK-A-PDU-B | 26 | L3
OR-DC-014-AGG-R01 | PEM0 | OR-DC-014-RACK-A-PDU-A | 3 | L1
OR-DC-014-AGG-R01 | PEM1 | OR-DC-014-RACK-A-PDU-B | 3 | L1
OR-DC-014-AGG-R02 | PEM0 | OR-DC-014-RACK-A-PDU-A | 15 | L2
OR-DC-014-AGG-R02 | PEM1 | OR-DC-014-RACK-A-PDU-B | 15 | L2
OR-DC-014-MMR-SW-01 | PSU1 | OR-DC-014-RACK-A-PDU-A | 27 | L3
OR-DC-014-MMR-SW-01 | PSU2 | OR-DC-014-RACK-A-PDU-B | 27 | L3
OR-DC-014-MMR-SW-02 | PSU1 | OR-DC-014-RACK-A-PDU-A | 4 | L1
OR-DC-014-MMR-SW-02 | PSU2 | OR-DC-014-RACK-A-PDU-B | 4 | L1
OR-DC-014-MMR-SW-03 | PSU1 | OR-DC-014-RACK-A-PDU-A | 16 | L2
OR-DC-014-MMR-SW-03 | PSU2 | OR-DC-014-RACK-A-PDU-B | 16 | L2
OR-DC-014-MMR-SW-04 | PSU1 | OR-DC-014-RACK-A-PDU-A | 28 | L3
OR-DC-014-MMR-SW-04 | PSU2 | OR-DC-014-RACK-A-PDU-B | 28 | L3
OR-DC-014-MMR-SW-05 | PSU1 | OR-DC-014-RACK-A-PDU-A | 5 | L1
OR-DC-014-MMR-SW-05 | PSU2 | OR-DC-014-RACK-A-PDU-B | 5 | L1
OR-DC-014-TOR-001 | PSU1 | OR-DC-014-RACK-A-PDU-A | 17 | L2
OR-DC-014-TOR-001 | PSU2 | OR-DC-014-RACK-A-PDU-B | 17 | L2
OR-DC-014-TOR-002 | PSU1 | OR-DC-014-RACK-A-PDU-A | 29 | L3
OR-DC-014-TOR-002 | PSU2 | OR-DC-014-RACK-A-PDU-B | 29 | L3
OR-DC-014-TOR-003 | PSU1 | OR-DC-014-RACK-A-PDU-A | 6 | L1
OR-DC-014-TOR-003 | PSU2 | OR-DC-014-RACK-A-PDU-B | 6 | L1
OR-DC-014-TN-001 | Feed A | OR-DC-014-RACK-B-PDU-A | 1 | L1
OR-DC-014-TN-001 | Feed B | OR-DC-014-RACK-B-PDU-B | 1 | L1
OR-DC-014-TN-002 | Feed A | OR-DC-014-RACK-B-PDU-A | 13 | L2
OR-DC-014-TN-002 | Feed B | OR-DC-014-RACK-B-PDU-B | 13 | L2
OR-DC-014-TN-003 | Feed A | OR-DC-014-RACK-B-PDU-A | 25 | L3
OR-DC-014-TN-003 | Feed B | OR-DC-014-RACK-B-PDU-B | 25 | L3
OR-DC-014-TN-004 | Feed A | OR-DC-014-RACK-B-PDU-A | 2 | L1
OR-DC-014-TN-004 | Feed B | OR-DC-014-RACK-B-PDU-B | 2 | L1
OR-DC-014-TN-005 | Feed A | OR-DC-014-RACK-C-PDU-A | 1 | L1
OR-DC-014-TN-005 | Feed B | OR-DC-014-RACK-C-PDU-B | 1 | L1
OR-DC-014-TN-006 | Feed A | OR-DC-014-RACK-C-PDU-A | 13 | L2
OR-DC-014-TN-006 | Feed B | OR-DC-014-RACK-C-PDU-B | 13 | L2
OR-DC-014-TN-007 | Feed A | OR-DC-014-RACK-C-PDU-A | 25 | L3
OR-DC-014-TN-007 | Feed B | OR-DC-014-RACK-C-PDU-B | 25 | L3
OR-DC-014-TN-008 | Feed A | OR-DC-014-RACK-C-PDU-A | 2 | L1
OR-DC-014-TN-008 | Feed B | OR-DC-014-RACK-C-PDU-B | 2 | L1
OR-DC-014-TN-009 | Feed A | OR-DC-014-RACK-C-PDU-A | 14 | L2
OR-DC-014-TN-009 | Feed B | OR-DC-014-RACK-C-PDU-B | 14 | L2
OR-DC-014-TN-010 | Feed A | OR-DC-014-RACK-D-PDU-A | 1 | L1
OR-DC-014-TN-010 | Feed B | OR-DC-014-RACK-D-PDU-B | 1 | L1
OR-DC-014-TN-011 | Feed A | OR-DC-014-RACK-D-PDU-A | 13 | L2
OR-DC-014-TN-011 | Feed B | OR-DC-014-RACK-D-PDU-B | 13 | L2
OR-DC-014-TN-012 | Feed A | OR-DC-014-RACK-D-PDU-A | 25 | L3
OR-DC-014-TN-012 | Feed B | OR-DC-014-RACK-D-PDU-B | 25 | L3
OR-DC-014-TN-013 | Feed A | OR-DC-014-RACK-D-PDU-A | 2 | L1
OR-DC-014-TN-013 | Feed B | OR-DC-014-RACK-D-PDU-B | 2 | L1
OR-DC-014-TN-014 | Feed A | OR-DC-014-RACK-D-PDU-A | 14 | L2
OR-DC-014-TN-014 | Feed B | OR-DC-014-RACK-D-PDU-B | 14 | L2
OR-DC-014-TN-015 | Feed A | OR-DC-014-RACK-D-PDU-A | 26 | L3
OR-DC-014-TN-015 | Feed B | OR-DC-014-RACK-D-PDU-B | 26 | L3
OR-DC-014-TN-016 | Feed A | OR-DC-014-RACK-D-PDU-A | 3 | L1
OR-DC-014-TN-016 | Feed B | OR-DC-014-RACK-D-PDU-B | 3 | L1
OR-DC-014-TN-017 | Feed A | OR-DC-014-RACK-E-PDU-A | 1 | L1
OR-DC-014-TN-017 | Feed B | OR-DC-014-RACK-E-PDU-B | 1 | L1
OR-DC-014-TN-018 | Feed A | OR-DC-014-RACK-E-PDU-A | 13 | L2
OR-DC-014-TN-018 | Feed B | OR-DC-014-RACK-E-PDU-B | 13 | L2
OR-DC-014-TN-019 | Feed A | OR-DC-014-RACK-E-PDU-A | 25 | L3
OR-DC-014-TN-019 | Feed B | OR-DC-014-RACK-E-PDU-B | 25 | L3
OR-DC-014-TN-020 | Feed A | OR-DC-014-RACK-E-PDU-A | 2 | L1
OR-DC-014-TN-020 | Feed B | OR-DC-014-RACK-E-PDU-B | 2 | L1
OR-DC-014-TN-021 | Feed A | OR-DC-014-RACK-E-PDU-A | 14 | L2
OR-DC-014-TN-021 | Feed B | OR-DC-014-RACK-E-PDU-B | 14 | L2
OR-DC-014-TN-022 | Feed A | OR-DC-014-RACK-F-PDU-A | 1 | L1
OR-DC-014-TN-022 | Feed B | OR-DC-014-RACK-F-PDU-B | 1 | L1
OR-DC-014-TN-023 | Feed A | OR-DC-014-RACK-F-PDU-A | 13 | L2
OR-DC-014-TN-023 | Feed B | OR-DC-014-RACK-F-PDU-B | 13 | L2
OR-DC-014-TN-024 | Feed A | OR-DC-014-RACK-F-PDU-A | 25 | L3
OR-DC-014-TN-024 | Feed B | OR-DC-014-RACK-F-PDU-B | 25 | L3
OR-DC-014-TN-025 | Feed A | OR-DC-014-RACK-F-PDU-A | 2 | L1
OR-DC-014-TN-025 | Feed B | OR-DC-014-RACK-F-PDU-B | 2 | L1
OR-DC-014-TN-026 | Feed A | OR-DC-014-RACK-F-PDU-A | 14 | L2
OR-DC-014-TN-026 | Feed B | OR-DC-014-RACK-F-PDU-B | 14 | L2
OR-DC-014-TN-027 | Feed A | OR-DC-014-RACK-F-PDU-A | 26 | L3
OR-DC-014-TN-027 | Feed B | OR-DC-014-RACK-F-PDU-B | 26 | L3
OR-DC-014-TN-028 | Feed A | OR-DC-014-RACK-G-PDU-A | 1 | L1
OR-DC-014-TN-028 | Feed B | OR-DC-014-RACK-G-PDU-B | 1 | L1
OR-DC-014-TN-029 | Feed A | OR-DC-014-RACK-G-PDU-A | 13 | L2
OR-DC-014-TN-029 | Feed B | OR-DC-014-RACK-G-PDU-B | 13 | L2
OR-DC-014-TN-030 | Feed A | OR-DC-014-RACK-G-PDU-A | 25 | L3
OR-DC-014-TN-030 | Feed B | OR-DC-014-RACK-G-PDU-B | 25 | L3
OR-DC-014-TN-031 | Feed A | OR-DC-014-RACK-G-PDU-A | 2 | L1
OR-DC-014-TN-031 | Feed B | OR-DC-014-RACK-G-PDU-B | 2 | L1
OR-DC-014-TN-032 | Feed A | OR-DC-014-RACK-G-PDU-A | 14 | L2
OR-DC-014-TN-032 | Feed B | OR-DC-014-RACK-G-PDU-B | 14 | L2
OR-DC-014-TN-033 | Feed A | OR-DC-014-RACK-G-PDU-A | 26 | L3
OR-DC-014-TN-033 | Feed B | OR-DC-014-RACK-G-PDU-B | 26 | L3
OR-DC-014-TN-034 | Feed A | OR-DC-014-RACK-G-PDU-A | 3 | L1
OR-DC-014-TN-034 | Feed B | OR-DC-014-RACK-G-PDU-B | 3 | L1
OR-DC-014-TN-035 | Feed A | OR-DC-014-RACK-H-PDU-A | 1 | L1
OR-DC-014-TN-035 | Feed B | OR-DC-014-RACK-H-PDU-B | 1 | L1
OR-DC-014-TN-036 | Feed A | OR-DC-014-RACK-H-PDU-A | 13 | L2
OR-DC-014-TN-036 | Feed B | OR-DC-014-RACK-H-PDU-B | 13 | L2
OR-DC-014-TN-037 | Feed A | OR-DC-014-RACK-H-PDU-A | 25 | L3
OR-DC-014-TN-037 | Feed B | OR-DC-014-RACK-H-PDU-B | 25 | L3
OR-DC-014-TN-038 | Feed A | OR-DC-014-RACK-H-PDU-A | 2 | L1
OR-DC-014-TN-038 | Feed B | OR-DC-014-RACK-H-PDU-B | 2 | L1
OR-DC-014-TN-039 | Feed A | OR-DC-014-RACK-H-PDU-A | 14 | L2
OR-DC-014-TN-039 | Feed B | OR-DC-014-RACK-H-PDU-B | 14 | L2
OR-DC-014-TN-040 | Feed A | OR-DC-014-RACK-I-PDU-A | 1 | L1
OR-DC-014-TN-040 | Feed B | OR-DC-014-RACK-I-PDU-B | 1 | L1
OR-DC-014-TN-041 | Feed A | OR-DC-014-RACK-I-PDU-A | 9 | L2
OR-DC-014-TN-041 | Feed B | OR-DC-014-RACK-I-PDU-B | 9 | L2
OR-DC-014-TN-042 | Feed A | OR-DC-014-RACK-I-PDU-A | 17 | L3
OR-DC-014-TN-042 | Feed B | OR-DC-014-RACK-I-PDU-B | 17 | L3
CO-DC-015-PE-T4-01 | PEM0 | CO-DC-015-RACK-A-PDU-A | 1 | L1
CO-DC-015-PE-T4-01 | PEM1 | CO-DC-015-RACK-A-PDU-B | 1 | L1
CO-DC-015-PE-T4-02 | PEM0 | CO-DC-015-RACK-A-PDU-A | 13 | L2
CO-DC-015-PE-T4-02 | PEM1 | CO-DC-015-RACK-A-PDU-B | 13 | L2
CO-DC-015-PE-T4-03 | PEM0 | CO-DC-015-RACK-A-PDU-A | 25 | L3
CO-DC-015-PE-T4-03 | PEM1 | CO-DC-015-RACK-A-PDU-B | 25 | L3
CO-DC-015-PE-T4-04 | PEM0 | CO-DC-015-RACK-A-PDU-A | 2 | L1
CO-DC-015-PE-T4-04 | PEM1 | CO-DC-015-RACK-A-PDU-B | 2 | L1
CO-DC-015-FW-01 | PSU1 | CO-DC-015-RACK-A-PDU-A | 14 | L2
CO-DC-015-FW-01 | PSU2 | CO-DC-015-RACK-A-PDU-B | 14 | L2
CO-DC-015-OLA-01 | PSU1 | CO-DC-015-RACK-A-PDU-A | 26 | L3
CO-DC-015-OLA-01 | PSU2 | CO-DC-015-RACK-A-PDU-B | 26 | L3
CO-DC-015-AGG-R01 | PEM0 | CO-DC-015-RACK-A-PDU-A | 3 | L1
CO-DC-015-AGG-R01 | PEM1 | CO-DC-015-RACK-A-PDU-B | 3 | L1
CO-DC-015-AGG-R02 | PEM0 | CO-DC-015-RACK-A-PDU-A | 15 | L2
CO-DC-015-AGG-R02 | PEM1 | CO-DC-015-RACK-A-PDU-B | 15 | L2
CO-DC-015-MMR-SW-01 | PSU1 | CO-DC-015-RACK-A-PDU-A | 27 | L3
CO-DC-015-MMR-SW-01 | PSU2 | CO-DC-015-RACK-A-PDU-B | 27 | L3
CO-DC-015-MMR-SW-02 | PSU1 | CO-DC-015-RACK-A-PDU-A | 4 | L1
CO-DC-015-MMR-SW-02 | PSU2 | CO-DC-015-RACK-A-PDU-B | 4 | L1
CO-DC-015-MMR-SW-03 | PSU1 | CO-DC-015-RACK-A-PDU-A | 16 | L2
CO-DC-015-MMR-SW-03 | PSU2 | CO-DC-015-RACK-A-PDU-B | 16 | L2
CO-DC-015-MMR-SW-04 | PSU1 | CO-DC-015-RACK-A-PDU-A | 28 | L3
CO-DC-015-MMR-SW-04 | PSU2 | CO-DC-015-RACK-A-PDU-B | 28 | L3
CO-DC-015-TOR-001 | PSU1 | CO-DC-015-RACK-A-PDU-A | 5 | L1
CO-DC-015-TOR-001 | PSU2 | CO-DC-015-RACK-A-PDU-B | 5 | L1
CO-DC-015-TOR-002 | PSU1 | CO-DC-015-RACK-A-PDU-A | 17 | L2
CO-DC-015-TOR-002 | PSU2 | CO-DC-015-RACK-A-PDU-B | 17 | L2
CO-DC-015-TOR-003 | PSU1 | CO-DC-015-RACK-A-PDU-A | 29 | L3
CO-DC-015-TOR-003 | PSU2 | CO-DC-015-RACK-A-PDU-B | 29 | L3
CO-DC-015-TN-001 | Feed A | CO-DC-015-RACK-A-PDU-A | 6 | L1
CO-DC-015-TN-001 | Feed B | CO-DC-015-RACK-A-PDU-B | 6 | L1
CO-DC-015-TN-002 | Feed A | CO-DC-015-RACK-B-PDU-A | 1 | L1
CO-DC-015-TN-002 | Feed B | CO-DC-015-RACK-B-PDU-B | 1 | L1
CO-DC-015-TN-003 | Feed A | CO-DC-015-RACK-B-PDU-A | 13 | L2
CO-DC-015-TN-003 | Feed B | CO-DC-015-RACK-B-PDU-B | 13 | L2
CO-DC-015-TN-004 | Feed A | CO-DC-015-RACK-B-PDU-A | 25 | L3
CO-DC-015-TN-004 | Feed B | CO-DC-015-RACK-B-PDU-B | 25 | L3
CO-DC-015-TN-005 | Feed A | CO-DC-015-RACK-B-PDU-A | 2 | L1
CO-DC-015-TN-005 | Feed B | CO-DC-015-RACK-B-PDU-B | 2 | L1
CO-DC-015-TN-006 | Feed A | CO-DC-015-RACK-B-PDU-A | 14 | L2
CO-DC-015-TN-006 | Feed B | CO-DC-015-RACK-B-PDU-B | 14 | L2
CO-DC-015-TN-007 | Feed A | CO-DC-015-RACK-B-PDU-A | 26 | L3
CO-DC-015-TN-007 | Feed B | CO-DC-015-RACK-B-PDU-B | 26 | L3
CO-DC-015-TN-008 | Feed A | CO-DC-015-RACK-C-PDU-A | 1 | L1
CO-DC-015-TN-008 | Feed B | CO-DC-015-RACK-C-PDU-B | 1 | L1
CO-DC-015-TN-009 | Feed A | CO-DC-015-RACK-C-PDU-A | 13 | L2
CO-DC-015-TN-009 | Feed B | CO-DC-015-RACK-C-PDU-B | 13 | L2
CO-DC-015-TN-010 | Feed A | CO-DC-015-RACK-C-PDU-A | 25 | L3
CO-DC-015-TN-010 | Feed B | CO-DC-015-RACK-C-PDU-B | 25 | L3
CO-DC-015-TN-011 | Feed A | CO-DC-015-RACK-C-PDU-A | 2 | L1
CO-DC-015-TN-011 | Feed B | CO-DC-015-RACK-C-PDU-B | 2 | L1
CO-DC-015-TN-012 | Feed A | CO-DC-015-RACK-C-PDU-A | 14 | L2
CO-DC-015-TN-012 | Feed B | CO-DC-015-RACK-C-PDU-B | 14 | L2
CO-DC-015-TN-013 | Feed A | CO-DC-015-RACK-C-PDU-A | 26 | L3
CO-DC-015-TN-013 | Feed B | CO-DC-015-RACK-C-PDU-B | 26 | L3
CO-DC-015-TN-014 | Feed A | CO-DC-015-RACK-D-PDU-A | 1 | L1
CO-DC-015-TN-014 | Feed B | CO-DC-015-RACK-D-PDU-B | 1 | L1
CO-DC-015-TN-015 | Feed A | CO-DC-015-RACK-D-PDU-A | 13 | L2
CO-DC-015-TN-015 | Feed B | CO-DC-015-RACK-D-PDU-B | 13 | L2
CO-DC-015-TN-016 | Feed A | CO-DC-015-RACK-D-PDU-A | 25 | L3
CO-DC-015-TN-016 | Feed B | CO-DC-015-RACK-D-PDU-B | 25 | L3
CO-DC-015-TN-017 | Feed A | CO-DC-015-RACK-D-PDU-A | 2 | L1
CO-DC-015-TN-017 | Feed B | CO-DC-015-RACK-D-PDU-B | 2 | L1
CO-DC-015-TN-018 | Feed A | CO-DC-015-RACK-D-PDU-A | 14 | L2
CO-DC-015-TN-018 | Feed B | CO-DC-015-RACK-D-PDU-B | 14 | L2
CO-DC-015-TN-019 | Feed A | CO-DC-015-RACK-D-PDU-A | 26 | L3
CO-DC-015-TN-019 | Feed B | CO-DC-015-RACK-D-PDU-B | 26 | L3
CO-DC-015-TN-020 | Feed A | CO-DC-015-RACK-E-PDU-A | 1 | L1
CO-DC-015-TN-020 | Feed B | CO-DC-015-RACK-E-PDU-B | 1 | L1
CO-DC-015-TN-021 | Feed A | CO-DC-015-RACK-E-PDU-A | 13 | L2
CO-DC-015-TN-021 | Feed B | CO-DC-015-RACK-E-PDU-B | 13 | L2
CO-DC-015-TN-022 | Feed A | CO-DC-015-RACK-E-PDU-A | 25 | L3
CO-DC-015-TN-022 | Feed B | CO-DC-015-RACK-E-PDU-B | 25 | L3
CO-DC-015-TN-023 | Feed A | CO-DC-015-RACK-E-PDU-A | 2 | L1
CO-DC-015-TN-023 | Feed B | CO-DC-015-RACK-E-PDU-B | 2 | L1
CO-DC-015-TN-024 | Feed A | CO-DC-015-RACK-E-PDU-A | 14 | L2
CO-DC-015-TN-024 | Feed B | CO-DC-015-RACK-E-PDU-B | 14 | L2
CO-DC-015-TN-025 | Feed A | CO-DC-015-RACK-E-PDU-A | 26 | L3
CO-DC-015-TN-025 | Feed B | CO-DC-015-RACK-E-PDU-B | 26 | L3
CO-DC-015-TN-026 | Feed A | CO-DC-015-RACK-F-PDU-A | 1 | L1
CO-DC-015-TN-026 | Feed B | CO-DC-015-RACK-F-PDU-B | 1 | L1
CO-DC-015-TN-027 | Feed A | CO-DC-015-RACK-F-PDU-A | 9 | L2
CO-DC-015-TN-027 | Feed B | CO-DC-015-RACK-F-PDU-B | 9 | L2
OH-DC-016-PE-T4-01 | PEM0 | OH-DC-016-RACK-A-PDU-A | 1 | L1
OH-DC-016-PE-T4-01 | PEM1 | OH-DC-016-RACK-A-PDU-B | 1 | L1
OH-DC-016-PE-T4-02 | PEM0 | OH-DC-016-RACK-A-PDU-A | 13 | L2
OH-DC-016-PE-T4-02 | PEM1 | OH-DC-016-RACK-A-PDU-B | 13 | L2
OH-DC-016-PE-T4-03 | PEM0 | OH-DC-016-RACK-A-PDU-A | 25 | L3
OH-DC-016-PE-T4-03 | PEM1 | OH-DC-016-RACK-A-PDU-B | 25 | L3
OH-DC-016-PE-T4-04 | PEM0 | OH-DC-016-RACK-A-PDU-A | 2 | L1
OH-DC-016-PE-T4-04 | PEM1 | OH-DC-016-RACK-A-PDU-B | 2 | L1
OH-DC-016-FW-01 | PSU1 | OH-DC-016-RACK-A-PDU-A | 14 | L2
OH-DC-016-FW-01 | PSU2 | OH-DC-016-RACK-A-PDU-B | 14 | L2
OH-DC-016-OLA-01 | PSU1 | OH-DC-016-RACK-A-PDU-A | 26 | L3
OH-DC-016-OLA-01 | PSU2 | OH-DC-016-RACK-A-PDU-B | 26 | L3
OH-DC-016-OLA-02 | PSU1 | OH-DC-016-RACK-A-PDU-A | 3 | L1
OH-DC-016-OLA-02 | PSU2 | OH-DC-016-RACK-A-PDU-B | 3 | L1
OH-DC-016-AGG-R01 | PEM0 | OH-DC-016-RACK-A-PDU-A | 15 | L2
OH-DC-016-AGG-R01 | PEM1 | OH-DC-016-RACK-A-PDU-B | 15 | L2
OH-DC-016-AGG-R02 | PEM0 | OH-DC-016-RACK-A-PDU-A | 27 | L3
OH-DC-016-AGG-R02 | PEM1 | OH-DC-016-RACK-A-PDU-B | 27 | L3
OH-DC-016-MMR-SW-01 | PSU1 | OH-DC-016-RACK-A-PDU-A | 4 | L1
OH-DC-016-MMR-SW-01 | PSU2 | OH-DC-016-RACK-A-PDU-B | 4 | L1
OH-DC-016-MMR-SW-02 | PSU1 | OH-DC-016-RACK-A-PDU-A | 16 | L2
OH-DC-016-MMR-SW-02 | PSU2 | OH-DC-016-RACK-A-PDU-B | 16 | L2
OH-DC-016-MMR-SW-03 | PSU1 | OH-DC-016-RACK-A-PDU-A | 28 | L3
OH-DC-016-MMR-SW-03 | PSU2 | OH-DC-016-RACK-A-PDU-B | 28 | L3
OH-DC-016-MMR-SW-04 | PSU1 | OH-DC-016-RACK-A-PDU-A | 5 | L1
OH-DC-016-MMR-SW-04 | PSU2 | OH-DC-016-RACK-A-PDU-B | 5 | L1
OH-DC-016-MMR-SW-05 | PSU1 | OH-DC-016-RACK-A-PDU-A | 17 | L2
OH-DC-016-MMR-SW-05 | PSU2 | OH-DC-016-RACK-A-PDU-B | 17 | L2
OH-DC-016-MMR-SW-06 | PSU1 | OH-DC-016-RACK-A-PDU-A | 29 | L3
OH-DC-016-MMR-SW-06 | PSU2 | OH-DC-016-RACK-A-PDU-B | 29 | L3
OH-DC-016-TOR-001 | PSU1 | OH-DC-016-RACK-A-PDU-A | 6 | L1
OH-DC-016-TOR-001 | PSU2 | OH-DC-016-RACK-A-PDU-B | 6 | L1
OH-DC-016-TOR-002 | PSU1 | OH-DC-016-RACK-A-PDU-A | 18 | L2
OH-DC-016-TOR-002 | PSU2 | OH-DC-016-RACK-A-PDU-B | 18 | L2
OH-DC-016-TOR-003 | PSU1 | OH-DC-016-RACK-B-PDU-A | 1 | L1
OH-DC-016-TOR-003 | PSU2 | OH-DC-016-RACK-B-PDU-B | 1 | L1
OH-DC-016-TOR-004 | PSU1 | OH-DC-016-RACK-B-PDU-A | 13 | L2
OH-DC-016-TOR-004 | PSU2 | OH-DC-016-RACK-B-PDU-B | 13 | L2
OH-DC-016-TOR-005 | PSU1 | OH-DC-016-RACK-B-PDU-A | 25 | L3
OH-DC-016-TOR-005 | PSU2 | OH-DC-016-RACK-B-PDU-B | 25 | L3
OH-DC-016-TN-001 | Feed A | OH-DC-016-RACK-B-PDU-A | 2 | L1
OH-DC-016-TN-001 | Feed B | OH-DC-016-RACK-B-PDU-B | 2 | L1
OH-DC-016-TN-002 | Feed A | OH-DC-016-RACK-B-PDU-A | 14 | L2
OH-DC-016-TN-002 | Feed B | OH-DC-016-RACK-B-PDU-B | 14 | L2
OH-DC-016-TN-003 | Feed A | OH-DC-016-RACK-B-PDU-A | 26 | L3
OH-DC-016-TN-003 | Feed B | OH-DC-016-RACK-B-PDU-B | 26 | L3
OH-DC-016-TN-004 | Feed A | OH-DC-016-RACK-B-PDU-A | 3 | L1
OH-DC-016-TN-004 | Feed B | OH-DC-016-RACK-B-PDU-B | 3 | L1
OH-DC-016-TN-005 | Feed A | OH-DC-016-RACK-B-PDU-A | 15 | L2
OH-DC-016-TN-005 | Feed B | OH-DC-016-RACK-B-PDU-B | 15 | L2
OH-DC-016-TN-006 | Feed A | OH-DC-016-RACK-C-PDU-A | 1 | L1
OH-DC-016-TN-006 | Feed B | OH-DC-016-RACK-C-PDU-B | 1 | L1
OH-DC-016-TN-007 | Feed A | OH-DC-016-RACK-C-PDU-A | 13 | L2
OH-DC-016-TN-007 | Feed B | OH-DC-016-RACK-C-PDU-B | 13 | L2
OH-DC-016-TN-008 | Feed A | OH-DC-016-RACK-C-PDU-A | 25 | L3
OH-DC-016-TN-008 | Feed B | OH-DC-016-RACK-C-PDU-B | 25 | L3
OH-DC-016-TN-009 | Feed A | OH-DC-016-RACK-C-PDU-A | 2 | L1
OH-DC-016-TN-009 | Feed B | OH-DC-016-RACK-C-PDU-B | 2 | L1
OH-DC-016-TN-010 | Feed A | OH-DC-016-RACK-C-PDU-A | 14 | L2
OH-DC-016-TN-010 | Feed B | OH-DC-016-RACK-C-PDU-B | 14 | L2
OH-DC-016-TN-011 | Feed A | OH-DC-016-RACK-D-PDU-A | 1 | L1
OH-DC-016-TN-011 | Feed B | OH-DC-016-RACK-D-PDU-B | 1 | L1
OH-DC-016-TN-012 | Feed A | OH-DC-016-RACK-D-PDU-A | 13 | L2
OH-DC-016-TN-012 | Feed B | OH-DC-016-RACK-D-PDU-B | 13 | L2
OH-DC-016-TN-013 | Feed A | OH-DC-016-RACK-D-PDU-A | 25 | L3
OH-DC-016-TN-013 | Feed B | OH-DC-016-RACK-D-PDU-B | 25 | L3
OH-DC-016-TN-014 | Feed A | OH-DC-016-RACK-D-PDU-A | 2 | L1
OH-DC-016-TN-014 | Feed B | OH-DC-016-RACK-D-PDU-B | 2 | L1
OH-DC-016-TN-015 | Feed A | OH-DC-016-RACK-D-PDU-A | 14 | L2
OH-DC-016-TN-015 | Feed B | OH-DC-016-RACK-D-PDU-B | 14 | L2
OH-DC-016-TN-016 | Feed A | OH-DC-016-RACK-E-PDU-A | 1 | L1
OH-DC-016-TN-016 | Feed B | OH-DC-016-RACK-E-PDU-B | 1 | L1
OH-DC-016-TN-017 | Feed A | OH-DC-016-RACK-E-PDU-A | 13 | L2
OH-DC-016-TN-017 | Feed B | OH-DC-016-RACK-E-PDU-B | 13 | L2
OH-DC-016-TN-018 | Feed A | OH-DC-016-RACK-E-PDU-A | 25 | L3
OH-DC-016-TN-018 | Feed B | OH-DC-016-RACK-E-PDU-B | 25 | L3
OH-DC-016-TN-019 | Feed A | OH-DC-016-RACK-E-PDU-A | 2 | L1
OH-DC-016-TN-019 | Feed B | OH-DC-016-RACK-E-PDU-B | 2 | L1
OH-DC-016-TN-020 | Feed A | OH-DC-016-RACK-E-PDU-A | 14 | L2
OH-DC-016-TN-020 | Feed B | OH-DC-016-RACK-E-PDU-B | 14 | L2
OH-DC-016-TN-021 | Feed A | OH-DC-016-RACK-E-PDU-A | 26 | L3
OH-DC-016-TN-021 | Feed B | OH-DC-016-RACK-E-PDU-B | 26 | L3
OH-DC-016-TN-022 | Feed A | OH-DC-016-RACK-E-PDU-A | 3 | L1
OH-DC-016-TN-022 | Feed B | OH-DC-016-RACK-E-PDU-B | 3 | L1
OH-DC-016-TN-023 | Feed A | OH-DC-016-RACK-F-PDU-A | 1 | L1
OH-DC-016-TN-023 | Feed B | OH-DC-016-RACK-F-PDU-B | 1 | L1
OH-DC-016-TN-024 | Feed A | OH-DC-016-RACK-F-PDU-A | 13 | L2
OH-DC-016-TN-024 | Feed B | OH-DC-016-RACK-F-PDU-B | 13 | L2
OH-DC-016-TN-025 | Feed A | OH-DC-016-RACK-F-PDU-A | 25 | L3
OH-DC-016-TN-025 | Feed B | OH-DC-016-RACK-F-PDU-B | 25 | L3
OH-DC-016-TN-026 | Feed A | OH-DC-016-RACK-F-PDU-A | 2 | L1
OH-DC-016-TN-026 | Feed B | OH-DC-016-RACK-F-PDU-B | 2 | L1
OH-DC-016-TN-027 | Feed A | OH-DC-016-RACK-F-PDU-A | 14 | L2
OH-DC-016-TN-027 | Feed B | OH-DC-016-RACK-F-PDU-B | 14 | L2
OH-DC-016-TN-028 | Feed A | OH-DC-016-RACK-F-PDU-A | 26 | L3
OH-DC-016-TN-028 | Feed B | OH-DC-016-RACK-F-PDU-B | 26 | L3
OH-DC-016-TN-029 | Feed A | OH-DC-016-RACK-F-PDU-A | 3 | L1
OH-DC-016-TN-029 | Feed B | OH-DC-016-RACK-F-PDU-B | 3 | L1
OH-DC-016-TN-030 | Feed A | OH-DC-016-RACK-G-PDU-A | 1 | L1
OH-DC-016-TN-030 | Feed B | OH-DC-016-RACK-G-PDU-B | 1 | L1
OH-DC-016-TN-031 | Feed A | OH-DC-016-RACK-G-PDU-A | 13 | L2
OH-DC-016-TN-031 | Feed B | OH-DC-016-RACK-G-PDU-B | 13 | L2
OH-DC-016-TN-032 | Feed A | OH-DC-016-RACK-G-PDU-A | 25 | L3
OH-DC-016-TN-032 | Feed B | OH-DC-016-RACK-G-PDU-B | 25 | L3
OH-DC-016-TN-033 | Feed A | OH-DC-016-RACK-G-PDU-A | 2 | L1
OH-DC-016-TN-033 | Feed B | OH-DC-016-RACK-G-PDU-B | 2 | L1
OH-DC-016-TN-034 | Feed A | OH-DC-016-RACK-H-PDU-A | 1 | L1
OH-DC-016-TN-034 | Feed B | OH-DC-016-RACK-H-PDU-B | 1 | L1
OH-DC-016-TN-035 | Feed A | OH-DC-016-RACK-H-PDU-A | 13 | L2
OH-DC-016-TN-035 | Feed B | OH-DC-016-RACK-H-PDU-B | 13 | L2
OH-DC-016-TN-036 | Feed A | OH-DC-016-RACK-H-PDU-A | 25 | L3
OH-DC-016-TN-036 | Feed B | OH-DC-016-RACK-H-PDU-B | 25 | L3
OH-DC-016-TN-037 | Feed A | OH-DC-016-RACK-H-PDU-A | 2 | L1
OH-DC-016-TN-037 | Feed B | OH-DC-016-RACK-H-PDU-B | 2 | L1
OH-DC-016-TN-038 | Feed A | OH-DC-016-RACK-H-PDU-A | 14 | L2
OH-DC-016-TN-038 | Feed B | OH-DC-016-RACK-H-PDU-B | 14 | L2
OH-DC-016-TN-039 | Feed A | OH-DC-016-RACK-H-PDU-A | 26 | L3
OH-DC-016-TN-039 | Feed B | OH-DC-016-RACK-H-PDU-B | 26 | L3
OH-DC-016-TN-040 | Feed A | OH-DC-016-RACK-H-PDU-A | 3 | L1
OH-DC-016-TN-040 | Feed B | OH-DC-016-RACK-H-PDU-B | 3 | L1
OH-DC-016-TN-041 | Feed A | OH-DC-016-RACK-H-PDU-A | 15 | L2
OH-DC-016-TN-041 | Feed B | OH-DC-016-RACK-H-PDU-B | 15 | L2
OH-DC-016-TN-042 | Feed A | OH-DC-016-RACK-I-PDU-A | 1 | L1
OH-DC-016-TN-042 | Feed B | OH-DC-016-RACK-I-PDU-B | 1 | L1
OH-DC-016-TN-043 | Feed A | OH-DC-016-RACK-I-PDU-A | 13 | L2
OH-DC-016-TN-043 | Feed B | OH-DC-016-RACK-I-PDU-B | 13 | L2
OH-DC-016-TN-044 | Feed A | OH-DC-016-RACK-I-PDU-A | 25 | L3
OH-DC-016-TN-044 | Feed B | OH-DC-016-RACK-I-PDU-B | 25 | L3
OH-DC-016-TN-045 | Feed A | OH-DC-016-RACK-I-PDU-A | 2 | L1
OH-DC-016-TN-045 | Feed B | OH-DC-016-RACK-I-PDU-B | 2 | L1
OH-DC-016-TN-046 | Feed A | OH-DC-016-RACK-I-PDU-A | 14 | L2
OH-DC-016-TN-046 | Feed B | OH-DC-016-RACK-I-PDU-B | 14 | L2
OH-DC-016-TN-047 | Feed A | OH-DC-016-RACK-J-PDU-A | 1 | L1
OH-DC-016-TN-047 | Feed B | OH-DC-016-RACK-J-PDU-B | 1 | L1
OH-DC-016-TN-048 | Feed A | OH-DC-016-RACK-J-PDU-A | 13 | L2
OH-DC-016-TN-048 | Feed B | OH-DC-016-RACK-J-PDU-B | 13 | L2
OH-DC-016-TN-049 | Feed A | OH-DC-016-RACK-J-PDU-A | 25 | L3
OH-DC-016-TN-049 | Feed B | OH-DC-016-RACK-J-PDU-B | 25 | L3
OH-DC-016-TN-050 | Feed A | OH-DC-016-RACK-J-PDU-A | 2 | L1
OH-DC-016-TN-050 | Feed B | OH-DC-016-RACK-J-PDU-B | 2 | L1
OH-DC-016-TN-051 | Feed A | OH-DC-016-RACK-J-PDU-A | 14 | L2
OH-DC-016-TN-051 | Feed B | OH-DC-016-RACK-J-PDU-B | 14 | L2
OH-DC-016-TN-052 | Feed A | OH-DC-016-RACK-K-PDU-A | 1 | L1
OH-DC-016-TN-052 | Feed B | OH-DC-016-RACK-K-PDU-B | 1 | L1
OH-DC-016-TN-053 | Feed A | OH-DC-016-RACK-K-PDU-A | 13 | L2
OH-DC-016-TN-053 | Feed B | OH-DC-016-RACK-K-PDU-B | 13 | L2
OH-DC-016-TN-054 | Feed A | OH-DC-016-RACK-K-PDU-A | 25 | L3
OH-DC-016-TN-054 | Feed B | OH-DC-016-RACK-K-PDU-B | 25 | L3
OH-DC-016-TN-055 | Feed A | OH-DC-016-RACK-K-PDU-A | 2 | L1
OH-DC-016-TN-055 | Feed B | OH-DC-016-RACK-K-PDU-B | 2 | L1
OH-DC-016-TN-056 | Feed A | OH-DC-016-RACK-K-PDU-A | 14 | L2
OH-DC-016-TN-056 | Feed B | OH-DC-016-RACK-K-PDU-B | 14 | L2
OH-DC-016-TN-057 | Feed A | OH-DC-016-RACK-L-PDU-A | 1 | L1
OH-DC-016-TN-057 | Feed B | OH-DC-016-RACK-L-PDU-B | 1 | L1
OH-DC-016-TN-058 | Feed A | OH-DC-016-RACK-L-PDU-A | 9 | L2
OH-DC-016-TN-058 | Feed B | OH-DC-016-RACK-L-PDU-B | 9 | L2
OH-DC-016-TN-059 | Feed A | OH-DC-016-RACK-L-PDU-A | 17 | L3
OH-DC-016-TN-059 | Feed B | OH-DC-016-RACK-L-PDU-B | 17 | L3
OH-DC-017-PE-T4-01 | PEM0 | OH-DC-017-RACK-A-PDU-A | 1 | L1
OH-DC-017-PE-T4-01 | PEM1 | OH-DC-017-RACK-A-PDU-B | 1 | L1
OH-DC-017-PE-T4-02 | PEM0 | OH-DC-017-RACK-A-PDU-A | 13 | L2
OH-DC-017-PE-T4-02 | PEM1 | OH-DC-017-RACK-A-PDU-B | 13 | L2
OH-DC-017-PE-T4-03 | PEM0 | OH-DC-017-RACK-A-PDU-A | 25 | L3
OH-DC-017-PE-T4-03 | PEM1 | OH-DC-017-RACK-A-PDU-B | 25 | L3
OH-DC-017-PE-T4-04 | PEM0 | OH-DC-017-RACK-A-PDU-A | 2 | L1
OH-DC-017-PE-T4-04 | PEM1 | OH-DC-017-RACK-A-PDU-B | 2 | L1
OH-DC-017-FW-01 | PSU1 | OH-DC-017-RACK-A-PDU-A | 14 | L2
OH-DC-017-FW-01 | PSU2 | OH-DC-017-RACK-A-PDU-B | 14 | L2
OH-DC-017-OLA-01 | PSU1 | OH-DC-017-RACK-A-PDU-A | 26 | L3
OH-DC-017-OLA-01 | PSU2 | OH-DC-017-RACK-A-PDU-B | 26 | L3
OH-DC-017-AGG-R01 | PEM0 | OH-DC-017-RACK-A-PDU-A | 3 | L1
OH-DC-017-AGG-R01 | PEM1 | OH-DC-017-RACK-A-PDU-B | 3 | L1
OH-DC-017-AGG-R02 | PEM0 | OH-DC-017-RACK-A-PDU-A | 15 | L2
OH-DC-017-AGG-R02 | PEM1 | OH-DC-017-RACK-A-PDU-B | 15 | L2
OH-DC-017-MMR-SW-01 | PSU1 | OH-DC-017-RACK-A-PDU-A | 27 | L3
OH-DC-017-MMR-SW-01 | PSU2 | OH-DC-017-RACK-A-PDU-B | 27 | L3
OH-DC-017-MMR-SW-02 | PSU1 | OH-DC-017-RACK-A-PDU-A | 4 | L1
OH-DC-017-MMR-SW-02 | PSU2 | OH-DC-017-RACK-A-PDU-B | 4 | L1
OH-DC-017-MMR-SW-03 | PSU1 | OH-DC-017-RACK-A-PDU-A | 16 | L2
OH-DC-017-MMR-SW-03 | PSU2 | OH-DC-017-RACK-A-PDU-B | 16 | L2
OH-DC-017-MMR-SW-04 | PSU1 | OH-DC-017-RACK-A-PDU-A | 28 | L3
OH-DC-017-MMR-SW-04 | PSU2 | OH-DC-017-RACK-A-PDU-B | 28 | L3
OH-DC-017-TOR-001 | PSU1 | OH-DC-017-RACK-A-PDU-A | 5 | L1
OH-DC-017-TOR-001 | PSU2 | OH-DC-017-RACK-A-PDU-B | 5 | L1
OH-DC-017-TOR-002 | PSU1 | OH-DC-017-RACK-A-PDU-A | 17 | L2
OH-DC-017-TOR-002 | PSU2 | OH-DC-017-RACK-A-PDU-A | 29 | L3
OH-DC-017-TOR-003 | PSU1 | OH-DC-017-RACK-A-PDU-A | 6 | L1
OH-DC-017-TOR-003 | PSU2 | OH-DC-017-RACK-A-PDU-B | 17 | L2
OH-DC-017-TN-001 | Feed A | OH-DC-017-RACK-A-PDU-A | 18 | L2
OH-DC-017-TN-001 | Feed B | OH-DC-017-RACK-A-PDU-B | 29 | L3
OH-DC-017-TN-002 | Feed A | OH-DC-017-RACK-B-PDU-A | 1 | L1
OH-DC-017-TN-002 | Feed B | OH-DC-017-RACK-B-PDU-B | 1 | L1
OH-DC-017-TN-003 | Feed A | OH-DC-017-RACK-B-PDU-A | 13 | L2
OH-DC-017-TN-003 | Feed B | OH-DC-017-RACK-B-PDU-B | 13 | L2
OH-DC-017-TN-004 | Feed A | OH-DC-017-RACK-B-PDU-A | 25 | L3
OH-DC-017-TN-004 | Feed B | OH-DC-017-RACK-B-PDU-B | 25 | L3
OH-DC-017-TN-005 | Feed A | OH-DC-017-RACK-B-PDU-A | 2 | L1
OH-DC-017-TN-005 | Feed B | OH-DC-017-RACK-B-PDU-B | 2 | L1
OH-DC-017-TN-006 | Feed A | OH-DC-017-RACK-B-PDU-A | 14 | L2
OH-DC-017-TN-006 | Feed B | OH-DC-017-RACK-B-PDU-B | 14 | L2
OH-DC-017-TN-007 | Feed A | OH-DC-017-RACK-B-PDU-A | 26 | L3
OH-DC-017-TN-007 | Feed B | OH-DC-017-RACK-B-PDU-B | 26 | L3
OH-DC-017-TN-008 | Feed A | OH-DC-017-RACK-C-PDU-A | 1 | L1
OH-DC-017-TN-008 | Feed B | OH-DC-017-RACK-C-PDU-B | 1 | L1
OH-DC-017-TN-009 | Feed A | OH-DC-017-RACK-C-PDU-A | 13 | L2
OH-DC-017-TN-009 | Feed B | OH-DC-017-RACK-C-PDU-B | 13 | L2
OH-DC-017-TN-010 | Feed A | OH-DC-017-RACK-C-PDU-A | 25 | L3
OH-DC-017-TN-010 | Feed B | OH-DC-017-RACK-C-PDU-B | 25 | L3
OH-DC-017-TN-011 | Feed A | OH-DC-017-RACK-C-PDU-A | 2 | L1
OH-DC-017-TN-011 | Feed B | OH-DC-017-RACK-C-PDU-B | 2 | L1
OH-DC-017-TN-012 | Feed A | OH-DC-017-RACK-D-PDU-A | 1 | L1
OH-DC-017-TN-012 | Feed B | OH-DC-017-RACK-D-PDU-B | 1 | L1
OH-DC-017-TN-013 | Feed A | OH-DC-017-RACK-D-PDU-A | 13 | L2
OH-DC-017-TN-013 | Feed B | OH-DC-017-RACK-D-PDU-B | 13 | L2
OH-DC-017-TN-014 | Feed A | OH-DC-017-RACK-D-PDU-A | 25 | L3
OH-DC-017-TN-014 | Feed B | OH-DC-017-RACK-D-PDU-B | 25 | L3
OH-DC-017-TN-015 | Feed A | OH-DC-017-RACK-D-PDU-A | 2 | L1
OH-DC-017-TN-015 | Feed B | OH-DC-017-RACK-D-PDU-B | 2 | L1
OH-DC-017-TN-016 | Feed A | OH-DC-017-RACK-E-PDU-A | 1 | L1
OH-DC-017-TN-016 | Feed B | OH-DC-017-RACK-E-PDU-B | 1 | L1
OH-DC-017-TN-017 | Feed A | OH-DC-017-RACK-E-PDU-A | 13 | L2
OH-DC-017-TN-017 | Feed B | OH-DC-017-RACK-E-PDU-B | 13 | L2
OH-DC-017-TN-018 | Feed A | OH-DC-017-RACK-E-PDU-A | 25 | L3
OH-DC-017-TN-018 | Feed B | OH-DC-017-RACK-E-PDU-B | 25 | L3
OH-DC-017-TN-019 | Feed A | OH-DC-017-RACK-E-PDU-A | 2 | L1
OH-DC-017-TN-019 | Feed B | OH-DC-017-RACK-E-PDU-B | 2 | L1
OH-DC-017-TN-020 | Feed A | OH-DC-017-RACK-E-PDU-A | 14 | L2
OH-DC-017-TN-020 | Feed B | OH-DC-017-RACK-E-PDU-B | 14 | L2
OH-DC-017-TN-021 | Feed A | OH-DC-017-RACK-F-PDU-A | 1 | L1
OH-DC-017-TN-021 | Feed B | OH-DC-017-RACK-F-PDU-B | 1 | L1
OH-DC-017-TN-022 | Feed A | OH-DC-017-RACK-F-PDU-A | 13 | L2
OH-DC-017-TN-022 | Feed B | OH-DC-017-RACK-F-PDU-B | 13 | L2
OH-DC-017-TN-023 | Feed A | OH-DC-017-RACK-F-PDU-A | 25 | L3
OH-DC-017-TN-023 | Feed B | OH-DC-017-RACK-F-PDU-B | 25 | L3
OH-DC-017-TN-024 | Feed A | OH-DC-017-RACK-F-PDU-A | 2 | L1
OH-DC-017-TN-024 | Feed B | OH-DC-017-RACK-F-PDU-B | 2 | L1
OH-DC-017-TN-025 | Feed A | OH-DC-017-RACK-F-PDU-A | 14 | L2
OH-DC-017-TN-025 | Feed B | OH-DC-017-RACK-F-PDU-B | 14 | L2
OH-DC-017-TN-026 | Feed A | OH-DC-017-RACK-G-PDU-A | 1 | L1
OH-DC-017-TN-026 | Feed B | OH-DC-017-RACK-G-PDU-B | 1 | L1
OH-DC-017-TN-027 | Feed A | OH-DC-017-RACK-G-PDU-A | 13 | L2
OH-DC-017-TN-027 | Feed B | OH-DC-017-RACK-G-PDU-B | 13 | L2
OH-DC-017-TN-028 | Feed A | OH-DC-017-RACK-G-PDU-A | 25 | L3
OH-DC-017-TN-028 | Feed B | OH-DC-017-RACK-G-PDU-B | 25 | L3
OH-DC-017-TN-029 | Feed A | OH-DC-017-RACK-G-PDU-A | 2 | L1
OH-DC-017-TN-029 | Feed B | OH-DC-017-RACK-G-PDU-B | 2 | L1
OH-DC-017-TN-030 | Feed A | OH-DC-017-RACK-G-PDU-A | 14 | L2
OH-DC-017-TN-030 | Feed B | OH-DC-017-RACK-G-PDU-B | 14 | L2
OH-DC-017-TN-031 | Feed A | OH-DC-017-RACK-G-PDU-A | 26 | L3
OH-DC-017-TN-031 | Feed B | OH-DC-017-RACK-G-PDU-B | 26 | L3
OH-DC-017-TN-032 | Feed A | OH-DC-017-RACK-G-PDU-A | 3 | L1
OH-DC-017-TN-032 | Feed B | OH-DC-017-RACK-G-PDU-B | 3 | L1
OH-DC-017-TN-033 | Feed A | OH-DC-017-RACK-H-PDU-A | 1 | L1
OH-DC-017-TN-033 | Feed B | OH-DC-017-RACK-H-PDU-B | 1 | L1
OH-DC-017-TN-034 | Feed A | OH-DC-017-RACK-H-PDU-A | 13 | L2
OH-DC-017-TN-034 | Feed B | OH-DC-017-RACK-H-PDU-B | 13 | L2
OH-DC-017-TN-035 | Feed A | OH-DC-017-RACK-H-PDU-A | 25 | L3
OH-DC-017-TN-035 | Feed B | OH-DC-017-RACK-H-PDU-B | 25 | L3
OH-DC-017-TN-036 | Feed A | OH-DC-017-RACK-I-PDU-A | 1 | L1
OH-DC-017-TN-036 | Feed B | OH-DC-017-RACK-I-PDU-B | 1 | L1
OH-DC-017-TN-037 | Feed A | OH-DC-017-RACK-I-PDU-A | 13 | L2
OH-DC-017-TN-037 | Feed B | OH-DC-017-RACK-I-PDU-B | 13 | L2
OH-DC-017-TN-038 | Feed A | OH-DC-017-RACK-I-PDU-A | 25 | L3
OH-DC-017-TN-038 | Feed B | OH-DC-017-RACK-I-PDU-B | 25 | L3
FL-DC-018-PE-T4-01 | PEM0 | FL-DC-018-RACK-A-PDU-A | 1 | L1
FL-DC-018-PE-T4-01 | PEM1 | FL-DC-018-RACK-A-PDU-B | 1 | L1
FL-DC-018-PE-T4-02 | PEM0 | FL-DC-018-RACK-A-PDU-A | 13 | L2
FL-DC-018-PE-T4-02 | PEM1 | FL-DC-018-RACK-A-PDU-B | 13 | L2
FL-DC-018-PE-T4-03 | PEM0 | FL-DC-018-RACK-A-PDU-A | 25 | L3
FL-DC-018-PE-T4-03 | PEM1 | FL-DC-018-RACK-A-PDU-B | 25 | L3
FL-DC-018-PE-T4-04 | PEM0 | FL-DC-018-RACK-A-PDU-A | 2 | L1
FL-DC-018-PE-T4-04 | PEM1 | FL-DC-018-RACK-A-PDU-B | 2 | L1
FL-DC-018-FW-01 | PSU1 | FL-DC-018-RACK-A-PDU-A | 14 | L2
FL-DC-018-FW-01 | PSU2 | FL-DC-018-RACK-A-PDU-B | 14 | L2
FL-DC-018-OLA-01 | PSU1 | FL-DC-018-RACK-A-PDU-A | 26 | L3
FL-DC-018-OLA-01 | PSU2 | FL-DC-018-RACK-A-PDU-B | 26 | L3
FL-DC-018-AGG-R01 | PEM0 | FL-DC-018-RACK-A-PDU-A | 3 | L1
FL-DC-018-AGG-R01 | PEM1 | FL-DC-018-RACK-A-PDU-B | 3 | L1
FL-DC-018-AGG-R02 | PEM0 | FL-DC-018-RACK-A-PDU-A | 15 | L2
FL-DC-018-AGG-R02 | PEM1 | FL-DC-018-RACK-A-PDU-B | 15 | L2
FL-DC-018-MMR-SW-01 | PSU1 | FL-DC-018-RACK-A-PDU-A | 27 | L3
FL-DC-018-MMR-SW-01 | PSU2 | FL-DC-018-RACK-A-PDU-B | 27 | L3
FL-DC-018-MMR-SW-02 | PSU1 | FL-DC-018-RACK-A-PDU-A | 4 | L1
FL-DC-018-MMR-SW-02 | PSU2 | FL-DC-018-RACK-A-PDU-B | 4 | L1
FL-DC-018-MMR-SW-03 | PSU1 | FL-DC-018-RACK-A-PDU-A | 16 | L2
FL-DC-018-MMR-SW-03 | PSU2 | FL-DC-018-RACK-A-PDU-B | 16 | L2
FL-DC-018-MMR-SW-04 | PSU1 | FL-DC-018-RACK-A-PDU-A | 28 | L3
FL-DC-018-MMR-SW-04 | PSU2 | FL-DC-018-RACK-A-PDU-B | 28 | L3
FL-DC-018-TOR-001 | PSU1 | FL-DC-018-RACK-A-PDU-A | 5 | L1
FL-DC-018-TOR-001 | PSU2 | FL-DC-018-RACK-A-PDU-B | 5 | L1
FL-DC-018-TOR-002 | PSU1 | FL-DC-018-RACK-A-PDU-A | 17 | L2
FL-DC-018-TOR-002 | PSU2 | FL-DC-018-RACK-A-PDU-B | 17 | L2
FL-DC-018-TN-001 | Feed A | FL-DC-018-RACK-B-PDU-A | 1 | L1
FL-DC-018-TN-001 | Feed B | FL-DC-018-RACK-B-PDU-B | 1 | L1
FL-DC-018-TN-002 | Feed A | FL-DC-018-RACK-B-PDU-A | 13 | L2
FL-DC-018-TN-002 | Feed B | FL-DC-018-RACK-B-PDU-B | 13 | L2
FL-DC-018-TN-003 | Feed A | FL-DC-018-RACK-B-PDU-A | 25 | L3
FL-DC-018-TN-003 | Feed B | FL-DC-018-RACK-B-PDU-B | 25 | L3
FL-DC-018-TN-004 | Feed A | FL-DC-018-RACK-B-PDU-A | 2 | L1
FL-DC-018-TN-004 | Feed B | FL-DC-018-RACK-B-PDU-B | 2 | L1
FL-DC-018-TN-005 | Feed A | FL-DC-018-RACK-C-PDU-A | 1 | L1
FL-DC-018-TN-005 | Feed B | FL-DC-018-RACK-C-PDU-B | 1 | L1
FL-DC-018-TN-006 | Feed A | FL-DC-018-RACK-C-PDU-A | 13 | L2
FL-DC-018-TN-006 | Feed B | FL-DC-018-RACK-C-PDU-B | 13 | L2
FL-DC-018-TN-007 | Feed A | FL-DC-018-RACK-C-PDU-A | 25 | L3
FL-DC-018-TN-007 | Feed B | FL-DC-018-RACK-C-PDU-B | 25 | L3
FL-DC-018-TN-008 | Feed A | FL-DC-018-RACK-C-PDU-A | 2 | L1
FL-DC-018-TN-008 | Feed B | FL-DC-018-RACK-C-PDU-B | 2 | L1
FL-DC-018-TN-009 | Feed A | FL-DC-018-RACK-C-PDU-A | 14 | L2
FL-DC-018-TN-009 | Feed B | FL-DC-018-RACK-C-PDU-B | 14 | L2
FL-DC-018-TN-010 | Feed A | FL-DC-018-RACK-D-PDU-A | 1 | L1
FL-DC-018-TN-010 | Feed B | FL-DC-018-RACK-D-PDU-B | 1 | L1
FL-DC-018-TN-011 | Feed A | FL-DC-018-RACK-D-PDU-A | 13 | L2
FL-DC-018-TN-011 | Feed B | FL-DC-018-RACK-D-PDU-B | 13 | L2
FL-DC-018-TN-012 | Feed A | FL-DC-018-RACK-D-PDU-A | 25 | L3
FL-DC-018-TN-012 | Feed B | FL-DC-018-RACK-D-PDU-B | 25 | L3
FL-DC-018-TN-013 | Feed A | FL-DC-018-RACK-D-PDU-A | 2 | L1
FL-DC-018-TN-013 | Feed B | FL-DC-018-RACK-D-PDU-B | 2 | L1
FL-DC-018-TN-014 | Feed A | FL-DC-018-RACK-E-PDU-A | 1 | L1
FL-DC-018-TN-014 | Feed B | FL-DC-018-RACK-E-PDU-B | 1 | L1
FL-DC-018-TN-015 | Feed A | FL-DC-018-RACK-E-PDU-A | 13 | L2
FL-DC-018-TN-015 | Feed B | FL-DC-018-RACK-E-PDU-B | 13 | L2
FL-DC-018-TN-016 | Feed A | FL-DC-018-RACK-E-PDU-A | 25 | L3
FL-DC-018-TN-016 | Feed B | FL-DC-018-RACK-E-PDU-B | 25 | L3
FL-DC-018-TN-017 | Feed A | FL-DC-018-RACK-E-PDU-A | 2 | L1
FL-DC-018-TN-017 | Feed B | FL-DC-018-RACK-E-PDU-B | 2 | L1
FL-DC-018-TN-018 | Feed A | FL-DC-018-RACK-E-PDU-A | 14 | L2
FL-DC-018-TN-018 | Feed B | FL-DC-018-RACK-E-PDU-B | 14 | L2
FL-DC-018-TN-019 | Feed A | FL-DC-018-RACK-E-PDU-A | 26 | L3
FL-DC-018-TN-019 | Feed B | FL-DC-018-RACK-E-PDU-B | 26 | L3
FL-DC-018-TN-020 | Feed A | FL-DC-018-RACK-F-PDU-A | 1 | L1
FL-DC-018-TN-020 | Feed B | FL-DC-018-RACK-F-PDU-B | 1 | L1
FL-DC-018-TN-021 | Feed A | FL-DC-018-RACK-F-PDU-A | 13 | L2
FL-DC-018-TN-021 | Feed B | FL-DC-018-RACK-F-PDU-B | 13 | L2
FL-DC-018-TN-022 | Feed A | FL-DC-018-RACK-F-PDU-A | 25 | L3
FL-DC-018-TN-022 | Feed B | FL-DC-018-RACK-F-PDU-B | 25 | L3
FL-DC-018-TN-023 | Feed A | FL-DC-018-RACK-F-PDU-A | 2 | L1
FL-DC-018-TN-023 | Feed B | FL-DC-018-RACK-F-PDU-B | 2 | L1
UT-DC-019-PE-T4-01 | PEM0 | UT-DC-019-RACK-A-PDU-A | 1 | L1
UT-DC-019-PE-T4-01 | PEM1 | UT-DC-019-RACK-A-PDU-B | 1 | L1
UT-DC-019-PE-T4-02 | PEM0 | UT-DC-019-RACK-A-PDU-A | 13 | L2
UT-DC-019-PE-T4-02 | PEM1 | UT-DC-019-RACK-A-PDU-B | 13 | L2
UT-DC-019-PE-T4-03 | PEM0 | UT-DC-019-RACK-A-PDU-A | 25 | L3
UT-DC-019-PE-T4-03 | PEM1 | UT-DC-019-RACK-A-PDU-B | 25 | L3
UT-DC-019-PE-T4-04 | PEM0 | UT-DC-019-RACK-A-PDU-A | 2 | L1
UT-DC-019-PE-T4-04 | PEM1 | UT-DC-019-RACK-A-PDU-B | 2 | L1
UT-DC-019-FW-01 | PSU1 | UT-DC-019-RACK-A-PDU-A | 14 | L2
UT-DC-019-FW-01 | PSU2 | UT-DC-019-RACK-A-PDU-B | 14 | L2
UT-DC-019-OLA-01 | PSU1 | UT-DC-019-RACK-A-PDU-A | 26 | L3
UT-DC-019-OLA-01 | PSU2 | UT-DC-019-RACK-A-PDU-B | 26 | L3
UT-DC-019-AGG-R01 | PEM0 | UT-DC-019-RACK-A-PDU-A | 3 | L1
UT-DC-019-AGG-R01 | PEM1 | UT-DC-019-RACK-A-PDU-B | 3 | L1
UT-DC-019-AGG-R02 | PEM0 | UT-DC-019-RACK-A-PDU-A | 15 | L2
UT-DC-019-AGG-R02 | PEM1 | UT-DC-019-RACK-A-PDU-B | 15 | L2
UT-DC-019-MMR-SW-01 | PSU1 | UT-DC-019-RACK-A-PDU-A | 27 | L3
UT-DC-019-MMR-SW-01 | PSU2 | UT-DC-019-RACK-A-PDU-B | 27 | L3
UT-DC-019-MMR-SW-02 | PSU1 | UT-DC-019-RACK-A-PDU-A | 4 | L1
UT-DC-019-MMR-SW-02 | PSU2 | UT-DC-019-RACK-A-PDU-B | 4 | L1
UT-DC-019-MMR-SW-03 | PSU1 | UT-DC-019-RACK-A-PDU-A | 16 | L2
UT-DC-019-MMR-SW-03 | PSU2 | UT-DC-019-RACK-A-PDU-B | 16 | L2
UT-DC-019-MMR-SW-04 | PSU1 | UT-DC-019-RACK-A-PDU-A | 28 | L3
UT-DC-019-MMR-SW-04 | PSU2 | UT-DC-019-RACK-A-PDU-B | 28 | L3
UT-DC-019-TOR-001 | PSU1 | UT-DC-019-RACK-A-PDU-A | 5 | L1
UT-DC-019-TOR-001 | PSU2 | UT-DC-019-RACK-A-PDU-B | 5 | L1
UT-DC-019-TOR-002 | PSU1 | UT-DC-019-RACK-A-PDU-A | 17 | L2
UT-DC-019-TOR-002 | PSU2 | UT-DC-019-RACK-A-PDU-B | 17 | L2
UT-DC-019-TN-001 | Feed A | UT-DC-019-RACK-B-PDU-A | 1 | L1
UT-DC-019-TN-001 | Feed B | UT-DC-019-RACK-B-PDU-B | 1 | L1
UT-DC-019-TN-002 | Feed A | UT-DC-019-RACK-B-PDU-A | 13 | L2
UT-DC-019-TN-002 | Feed B | UT-DC-019-RACK-B-PDU-B | 13 | L2
UT-DC-019-TN-003 | Feed A | UT-DC-019-RACK-B-PDU-A | 25 | L3
UT-DC-019-TN-003 | Feed B | UT-DC-019-RACK-B-PDU-B | 25 | L3
UT-DC-019-TN-004 | Feed A | UT-DC-019-RACK-B-PDU-A | 2 | L1
UT-DC-019-TN-004 | Feed B | UT-DC-019-RACK-B-PDU-B | 2 | L1
UT-DC-019-TN-005 | Feed A | UT-DC-019-RACK-B-PDU-A | 14 | L2
UT-DC-019-TN-005 | Feed B | UT-DC-019-RACK-B-PDU-B | 14 | L2
UT-DC-019-TN-006 | Feed A | UT-DC-019-RACK-B-PDU-A | 26 | L3
UT-DC-019-TN-006 | Feed B | UT-DC-019-RACK-B-PDU-B | 26 | L3
UT-DC-019-TN-007 | Feed A | UT-DC-019-RACK-C-PDU-A | 1 | L1
UT-DC-019-TN-007 | Feed B | UT-DC-019-RACK-C-PDU-B | 1 | L1
UT-DC-019-TN-008 | Feed A | UT-DC-019-RACK-C-PDU-A | 13 | L2
UT-DC-019-TN-008 | Feed B | UT-DC-019-RACK-C-PDU-B | 13 | L2
UT-DC-019-TN-009 | Feed A | UT-DC-019-RACK-C-PDU-A | 25 | L3
UT-DC-019-TN-009 | Feed B | UT-DC-019-RACK-C-PDU-B | 25 | L3
UT-DC-019-TN-010 | Feed A | UT-DC-019-RACK-C-PDU-A | 2 | L1
UT-DC-019-TN-010 | Feed B | UT-DC-019-RACK-C-PDU-B | 2 | L1
UT-DC-019-TN-011 | Feed A | UT-DC-019-RACK-C-PDU-A | 14 | L2
UT-DC-019-TN-011 | Feed B | UT-DC-019-RACK-C-PDU-B | 14 | L2
UT-DC-019-TN-012 | Feed A | UT-DC-019-RACK-C-PDU-A | 26 | L3
UT-DC-019-TN-012 | Feed B | UT-DC-019-RACK-C-PDU-B | 26 | L3
UT-DC-019-TN-013 | Feed A | UT-DC-019-RACK-C-PDU-A | 3 | L1
UT-DC-019-TN-013 | Feed B | UT-DC-019-RACK-C-PDU-B | 3 | L1
UT-DC-019-TN-014 | Feed A | UT-DC-019-RACK-D-PDU-A | 1 | L1
UT-DC-019-TN-014 | Feed B | UT-DC-019-RACK-D-PDU-B | 1 | L1
UT-DC-019-TN-015 | Feed A | UT-DC-019-RACK-D-PDU-A | 13 | L2
UT-DC-019-TN-015 | Feed B | UT-DC-019-RACK-D-PDU-B | 13 | L2
UT-DC-019-TN-016 | Feed A | UT-DC-019-RACK-D-PDU-A | 25 | L3
UT-DC-019-TN-016 | Feed B | UT-DC-019-RACK-D-PDU-B | 25 | L3
UT-DC-019-TN-017 | Feed A | UT-DC-019-RACK-D-PDU-A | 2 | L1
UT-DC-019-TN-017 | Feed B | UT-DC-019-RACK-D-PDU-B | 2 | L1
UT-DC-019-TN-018 | Feed A | UT-DC-019-RACK-D-PDU-A | 14 | L2
UT-DC-019-TN-018 | Feed B | UT-DC-019-RACK-D-PDU-B | 14 | L2
UT-DC-019-TN-019 | Feed A | UT-DC-019-RACK-D-PDU-A | 26 | L3
UT-DC-019-TN-019 | Feed B | UT-DC-019-RACK-D-PDU-B | 26 | L3
UT-DC-019-TN-020 | Feed A | UT-DC-019-RACK-E-PDU-A | 1 | L1
UT-DC-019-TN-020 | Feed B | UT-DC-019-RACK-E-PDU-B | 1 | L1
UT-DC-019-TN-021 | Feed A | UT-DC-019-RACK-E-PDU-A | 9 | L2
UT-DC-019-TN-021 | Feed B | UT-DC-019-RACK-E-PDU-B | 9 | L2
CA-DC-020-PE-T4-01 | PEM0 | CA-DC-020-RACK-A-PDU-A | 1 | L1
CA-DC-020-PE-T4-01 | PEM1 | CA-DC-020-RACK-A-PDU-B | 1 | L1
CA-DC-020-PE-T4-02 | PEM0 | CA-DC-020-RACK-A-PDU-A | 13 | L2
CA-DC-020-PE-T4-02 | PEM1 | CA-DC-020-RACK-A-PDU-B | 13 | L2
CA-DC-020-PE-T4-03 | PEM0 | CA-DC-020-RACK-A-PDU-A | 25 | L3
CA-DC-020-PE-T4-03 | PEM1 | CA-DC-020-RACK-A-PDU-B | 25 | L3
CA-DC-020-PE-T4-04 | PEM0 | CA-DC-020-RACK-A-PDU-A | 2 | L1
CA-DC-020-PE-T4-04 | PEM1 | CA-DC-020-RACK-A-PDU-B | 2 | L1
CA-DC-020-FW-01 | PSU1 | CA-DC-020-RACK-A-PDU-A | 14 | L2
CA-DC-020-FW-01 | PSU2 | CA-DC-020-RACK-A-PDU-B | 14 | L2
CA-DC-020-FW-02 | PSU1 | CA-DC-020-RACK-A-PDU-A | 26 | L3
CA-DC-020-FW-02 | PSU2 | CA-DC-020-RACK-A-PDU-B | 26 | L3
CA-DC-020-OLA-01 | PSU1 | CA-DC-020-RACK-A-PDU-A | 3 | L1
CA-DC-020-OLA-01 | PSU2 | CA-DC-020-RACK-A-PDU-B | 3 | L1
CA-DC-020-OLA-02 | PSU1 | CA-DC-020-RACK-A-PDU-A | 15 | L2
CA-DC-020-OLA-02 | PSU2 | CA-DC-020-RACK-A-PDU-B | 15 | L2
CA-DC-020-AGG-R01 | PEM0 | CA-DC-020-RACK-A-PDU-A | 27 | L3
CA-DC-020-AGG-R01 | PEM1 | CA-DC-020-RACK-A-PDU-B | 27 | L3
CA-DC-020-AGG-R02 | PEM0 | CA-DC-020-RACK-A-PDU-A | 4 | L1
CA-DC-020-AGG-R02 | PEM1 | CA-DC-020-RACK-A-PDU-B | 4 | L1
CA-DC-020-AGG-R03 | PEM0 | CA-DC-020-RACK-B-PDU-A | 1 | L1
CA-DC-020-AGG-R03 | PEM1 | CA-DC-020-RACK-B-PDU-B | 1 | L1
CA-DC-020-MMR-SW-01 | PSU1 | CA-DC-020-RACK-B-PDU-A | 13 | L2
CA-DC-020-MMR-SW-01 | PSU2 | CA-DC-020-RACK-B-PDU-B | 13 | L2
CA-DC-020-MMR-SW-02 | PSU1 | CA-DC-020-RACK-B-PDU-A | 25 | L3
CA-DC-020-MMR-SW-02 | PSU2 | CA-DC-020-RACK-B-PDU-B | 25 | L3
CA-DC-020-MMR-SW-03 | PSU1 | CA-DC-020-RACK-B-PDU-A | 2 | L1
CA-DC-020-MMR-SW-03 | PSU2 | CA-DC-020-RACK-B-PDU-B | 2 | L1
CA-DC-020-MMR-SW-04 | PSU1 | CA-DC-020-RACK-B-PDU-A | 14 | L2
CA-DC-020-MMR-SW-04 | PSU2 | CA-DC-020-RACK-B-PDU-B | 14 | L2
CA-DC-020-MMR-SW-05 | PSU1 | CA-DC-020-RACK-B-PDU-A | 26 | L3
CA-DC-020-MMR-SW-05 | PSU2 | CA-DC-020-RACK-B-PDU-B | 26 | L3
CA-DC-020-MMR-SW-06 | PSU1 | CA-DC-020-RACK-B-PDU-A | 3 | L1
CA-DC-020-MMR-SW-06 | PSU2 | CA-DC-020-RACK-B-PDU-B | 3 | L1
CA-DC-020-MMR-SW-07 | PSU1 | CA-DC-020-RACK-B-PDU-A | 15 | L2
CA-DC-020-MMR-SW-07 | PSU2 | CA-DC-020-RACK-B-PDU-B | 15 | L2
CA-DC-020-MMR-SW-08 | PSU1 | CA-DC-020-RACK-B-PDU-A | 27 | L3
CA-DC-020-MMR-SW-08 | PSU2 | CA-DC-020-RACK-B-PDU-B | 27 | L3
CA-DC-020-TOR-001 | PSU1 | CA-DC-020-RACK-B-PDU-A | 4 | L1
CA-DC-020-TOR-001 | PSU2 | CA-DC-020-RACK-B-PDU-B | 4 | L1
CA-DC-020-TOR-002 | PSU1 | CA-DC-020-RACK-B-PDU-A | 16 | L2
CA-DC-020-TOR-002 | PSU2 | CA-DC-020-RACK-B-PDU-B | 16 | L2
CA-DC-020-TOR-003 | PSU1 | CA-DC-020-RACK-B-PDU-A | 28 | L3
CA-DC-020-TOR-003 | PSU2 | CA-DC-020-RACK-B-PDU-B | 28 | L3
CA-DC-020-TOR-004 | PSU1 | CA-DC-020-RACK-B-PDU-A | 5 | L1
CA-DC-020-TOR-004 | PSU2 | CA-DC-020-RACK-B-PDU-B | 5 | L1
CA-DC-020-TOR-005 | PSU1 | CA-DC-020-RACK-B-PDU-A | 17 | L2
CA-DC-020-TOR-005 | PSU2 | CA-DC-020-RACK-B-PDU-B | 17 | L2
CA-DC-020-TOR-006 | PSU1 | CA-DC-020-RACK-B-PDU-A | 29 | L3
CA-DC-020-TOR-006 | PSU2 | CA-DC-020-RACK-B-PDU-B | 29 | L3
CA-DC-020-TN-001 | Feed A | CA-DC-020-RACK-B-PDU-A | 6 | L1
CA-DC-020-TN-001 | Feed B | CA-DC-020-RACK-B-PDU-B | 6 | L1
CA-DC-020-TN-002 | Feed A | CA-DC-020-RACK-B-PDU-A | 18 | L2
CA-DC-020-TN-002 | Feed B | CA-DC-020-RACK-B-PDU-B | 18 | L2
CA-DC-020-TN-003 | Feed A | CA-DC-020-RACK-C-PDU-A | 1 | L1
CA-DC-020-TN-003 | Feed B | CA-DC-020-RACK-C-PDU-B | 1 | L1
CA-DC-020-TN-004 | Feed A | CA-DC-020-RACK-C-PDU-A | 17 | L2
CA-DC-020-TN-004 | Feed B | CA-DC-020-RACK-C-PDU-B | 17 | L2
CA-DC-020-TN-005 | Feed A | CA-DC-020-RACK-C-PDU-A | 33 | L3
CA-DC-020-TN-005 | Feed B | CA-DC-020-RACK-C-PDU-B | 33 | L3
CA-DC-020-TN-006 | Feed A | CA-DC-020-RACK-C-PDU-A | 2 | L1
CA-DC-020-TN-006 | Feed B | CA-DC-020-RACK-C-PDU-B | 2 | L1
CA-DC-020-TN-007 | Feed A | CA-DC-020-RACK-D-PDU-A | 1 | L1
CA-DC-020-TN-007 | Feed B | CA-DC-020-RACK-D-PDU-B | 1 | L1
CA-DC-020-TN-008 | Feed A | CA-DC-020-RACK-D-PDU-A | 9 | L2
CA-DC-020-TN-008 | Feed B | CA-DC-020-RACK-D-PDU-B | 9 | L2
CA-DC-020-TN-009 | Feed A | CA-DC-020-RACK-D-PDU-A | 17 | L3
CA-DC-020-TN-009 | Feed B | CA-DC-020-RACK-D-PDU-B | 17 | L3
CA-DC-020-TN-010 | Feed A | CA-DC-020-RACK-D-PDU-A | 2 | L1
CA-DC-020-TN-010 | Feed B | CA-DC-020-RACK-D-PDU-B | 2 | L1
CA-DC-020-TN-011 | Feed A | CA-DC-020-RACK-D-PDU-A | 10 | L2
CA-DC-020-TN-011 | Feed B | CA-DC-020-RACK-D-PDU-B | 10 | L2
CA-DC-020-TN-012 | Feed A | CA-DC-020-RACK-E-PDU-A | 1 | L1
CA-DC-020-TN-012 | Feed B | CA-DC-020-RACK-E-PDU-B | 1 | L1
CA-DC-020-TN-013 | Feed A | CA-DC-020-RACK-E-PDU-A | 13 | L2
CA-DC-020-TN-013 | Feed B | CA-DC-020-RACK-E-PDU-B | 13 | L2
CA-DC-020-TN-014 | Feed A | CA-DC-020-RACK-E-PDU-A | 25 | L3
CA-DC-020-TN-014 | Feed B | CA-DC-020-RACK-E-PDU-B | 25 | L3
CA-DC-020-TN-015 | Feed A | CA-DC-020-RACK-E-PDU-A | 2 | L1
CA-DC-020-TN-015 | Feed B | CA-DC-020-RACK-E-PDU-B | 2 | L1
CA-DC-020-TN-016 | Feed A | CA-DC-020-RACK-E-PDU-A | 14 | L2
CA-DC-020-TN-016 | Feed B | CA-DC-020-RACK-E-PDU-B | 14 | L2
CA-DC-020-TN-017 | Feed A | CA-DC-020-RACK-E-PDU-A | 26 | L3
CA-DC-020-TN-017 | Feed B | CA-DC-020-RACK-E-PDU-B | 26 | L3
CA-DC-020-TN-018 | Feed A | CA-DC-020-RACK-E-PDU-A | 3 | L1
CA-DC-020-TN-018 | Feed B | CA-DC-020-RACK-E-PDU-B | 3 | L1
CA-DC-020-TN-019 | Feed A | CA-DC-020-RACK-F-PDU-A | 1 | L1
CA-DC-020-TN-019 | Feed B | CA-DC-020-RACK-F-PDU-B | 1 | L1
CA-DC-020-TN-020 | Feed A | CA-DC-020-RACK-F-PDU-A | 13 | L2
CA-DC-020-TN-020 | Feed B | CA-DC-020-RACK-F-PDU-B | 13 | L2
CA-DC-020-TN-021 | Feed A | CA-DC-020-RACK-F-PDU-A | 25 | L3
CA-DC-020-TN-021 | Feed B | CA-DC-020-RACK-F-PDU-B | 25 | L3
CA-DC-020-TN-022 | Feed A | CA-DC-020-RACK-G-PDU-A | 1 | L1
CA-DC-020-TN-022 | Feed B | CA-DC-020-RACK-G-PDU-B | 1 | L1
CA-DC-020-TN-023 | Feed A | CA-DC-020-RACK-G-PDU-A | 13 | L2
CA-DC-020-TN-023 | Feed B | CA-DC-020-RACK-G-PDU-B | 13 | L2
CA-DC-020-TN-024 | Feed A | CA-DC-020-RACK-G-PDU-A | 25 | L3
CA-DC-020-TN-024 | Feed B | CA-DC-020-RACK-G-PDU-B | 25 | L3
CA-DC-020-TN-025 | Feed A | CA-DC-020-RACK-H-PDU-A | 1 | L1
CA-DC-020-TN-025 | Feed B | CA-DC-020-RACK-H-PDU-B | 1 | L1
CA-DC-020-TN-026 | Feed A | CA-DC-020-RACK-H-PDU-A | 17 | L2
CA-DC-020-TN-026 | Feed B | CA-DC-020-RACK-H-PDU-B | 17 | L2
CA-DC-020-TN-027 | Feed A | CA-DC-020-RACK-H-PDU-A | 33 | L3
CA-DC-020-TN-027 | Feed B | CA-DC-020-RACK-H-PDU-B | 33 | L3
CA-DC-020-TN-028 | Feed A | CA-DC-020-RACK-H-PDU-A | 2 | L1
CA-DC-020-TN-028 | Feed B | CA-DC-020-RACK-H-PDU-B | 2 | L1
CA-DC-020-TN-029 | Feed A | CA-DC-020-RACK-I-PDU-A | 1 | L1
CA-DC-020-TN-029 | Feed B | CA-DC-020-RACK-I-PDU-B | 1 | L1
CA-DC-020-TN-030 | Feed A | CA-DC-020-RACK-I-PDU-A | 17 | L2
CA-DC-020-TN-030 | Feed B | CA-DC-020-RACK-I-PDU-B | 17 | L2
CA-DC-020-TN-031 | Feed A | CA-DC-020-RACK-I-PDU-A | 33 | L3
CA-DC-020-TN-031 | Feed B | CA-DC-020-RACK-I-PDU-B | 33 | L3
CA-DC-020-TN-032 | Feed A | CA-DC-020-RACK-I-PDU-A | 2 | L1
CA-DC-020-TN-032 | Feed B | CA-DC-020-RACK-I-PDU-B | 2 | L1
CA-DC-020-TN-033 | Feed A | CA-DC-020-RACK-I-PDU-A | 18 | L2
CA-DC-020-TN-033 | Feed B | CA-DC-020-RACK-I-PDU-B | 18 | L2
CA-DC-020-TN-034 | Feed A | CA-DC-020-RACK-I-PDU-A | 34 | L3
CA-DC-020-TN-034 | Feed B | CA-DC-020-RACK-I-PDU-B | 34 | L3
CA-DC-020-TN-035 | Feed A | CA-DC-020-RACK-I-PDU-A | 3 | L1
CA-DC-020-TN-035 | Feed B | CA-DC-020-RACK-I-PDU-B | 3 | L1
CA-DC-020-TN-036 | Feed A | CA-DC-020-RACK-J-PDU-A | 1 | L1
CA-DC-020-TN-036 | Feed B | CA-DC-020-RACK-J-PDU-B | 1 | L1
CA-DC-020-TN-037 | Feed A | CA-DC-020-RACK-J-PDU-A | 13 | L2
CA-DC-020-TN-037 | Feed B | CA-DC-020-RACK-J-PDU-B | 13 | L2
CA-DC-020-TN-038 | Feed A | CA-DC-020-RACK-J-PDU-A | 25 | L3
CA-DC-020-TN-038 | Feed B | CA-DC-020-RACK-J-PDU-B | 25 | L3
CA-DC-020-TN-039 | Feed A | CA-DC-020-RACK-J-PDU-A | 2 | L1
CA-DC-020-TN-039 | Feed B | CA-DC-020-RACK-J-PDU-B | 2 | L1
CA-DC-020-TN-040 | Feed A | CA-DC-020-RACK-K-PDU-A | 1 | L1
CA-DC-020-TN-040 | Feed B | CA-DC-020-RACK-K-PDU-B | 1 | L1
CA-DC-020-TN-041 | Feed A | CA-DC-020-RACK-K-PDU-A | 9 | L2
CA-DC-020-TN-041 | Feed B | CA-DC-020-RACK-K-PDU-B | 9 | L2
CA-DC-020-TN-042 | Feed A | CA-DC-020-RACK-K-PDU-A | 17 | L3
CA-DC-020-TN-042 | Feed B | CA-DC-020-RACK-K-PDU-B | 17 | L3
CA-DC-020-TN-043 | Feed A | CA-DC-020-RACK-K-PDU-A | 2 | L1
CA-DC-020-TN-043 | Feed B | CA-DC-020-RACK-K-PDU-B | 2 | L1
CA-DC-020-TN-044 | Feed A | CA-DC-020-RACK-K-PDU-A | 10 | L2
CA-DC-020-TN-044 | Feed B | CA-DC-020-RACK-K-PDU-B | 10 | L2
CA-DC-020-TN-045 | Feed A | CA-DC-020-RACK-L-PDU-A | 1 | L1
CA-DC-020-TN-045 | Feed B | CA-DC-020-RACK-L-PDU-B | 1 | L1
CA-DC-020-TN-046 | Feed A | CA-DC-020-RACK-L-PDU-A | 13 | L2
CA-DC-020-TN-046 | Feed B | CA-DC-020-RACK-L-PDU-B | 13 | L2
CA-DC-020-TN-047 | Feed A | CA-DC-020-RACK-L-PDU-A | 25 | L3
CA-DC-020-TN-047 | Feed B | CA-DC-020-RACK-L-PDU-B | 25 | L3
CA-DC-020-TN-048 | Feed A | CA-DC-020-RACK-L-PDU-A | 2 | L1
CA-DC-020-TN-048 | Feed B | CA-DC-020-RACK-L-PDU-B | 2 | L1
CA-DC-020-TN-049 | Feed A | CA-DC-020-RACK-L-PDU-A | 14 | L2
CA-DC-020-TN-049 | Feed B | CA-DC-020-RACK-L-PDU-B | 14 | L2
CA-DC-020-TN-050 | Feed A | CA-DC-020-RACK-M-PDU-A | 1 | L1
CA-DC-020-TN-050 | Feed B | CA-DC-020-RACK-M-PDU-B | 1 | L1
CA-DC-020-TN-051 | Feed A | CA-DC-020-RACK-M-PDU-A | 13 | L2
CA-DC-020-TN-051 | Feed B | CA-DC-020-RACK-M-PDU-B | 13 | L2
CA-DC-020-TN-052 | Feed A | CA-DC-020-RACK-M-PDU-A | 25 | L3
CA-DC-020-TN-052 | Feed B | CA-DC-020-RACK-M-PDU-B | 25 | L3
CA-DC-020-TN-053 | Feed A | CA-DC-020-RACK-M-PDU-A | 2 | L1
CA-DC-020-TN-053 | Feed B | CA-DC-020-RACK-M-PDU-B | 2 | L1
CA-DC-020-TN-054 | Feed A | CA-DC-020-RACK-M-PDU-A | 14 | L2
CA-DC-020-TN-054 | Feed B | CA-DC-020-RACK-M-PDU-B | 14 | L2
CA-DC-020-TN-055 | Feed A | CA-DC-020-RACK-M-PDU-A | 26 | L3
CA-DC-020-TN-055 | Feed B | CA-DC-020-RACK-M-PDU-B | 26 | L3
CA-DC-020-TN-056 | Feed A | CA-DC-020-RACK-N-PDU-A | 1 | L1
CA-DC-020-TN-056 | Feed B | CA-DC-020-RACK-N-PDU-B | 1 | L1
CA-DC-020-TN-057 | Feed A | CA-DC-020-RACK-N-PDU-A | 9 | L2
CA-DC-020-TN-057 | Feed B | CA-DC-020-RACK-N-PDU-B | 9 | L2
CA-DC-020-TN-058 | Feed A | CA-DC-020-RACK-N-PDU-A | 17 | L3
CA-DC-020-TN-058 | Feed B | CA-DC-020-RACK-N-PDU-B | 17 | L3
CA-DC-020-TN-059 | Feed A | CA-DC-020-RACK-N-PDU-A | 2 | L1
CA-DC-020-TN-059 | Feed B | CA-DC-020-RACK-N-PDU-B | 2 | L1
CA-DC-020-TN-060 | Feed A | CA-DC-020-RACK-O-PDU-A | 1 | L1
CA-DC-020-TN-060 | Feed B | CA-DC-020-RACK-O-PDU-B | 1 | L1
CA-DC-020-TN-061 | Feed A | CA-DC-020-RACK-O-PDU-A | 13 | L2
CA-DC-020-TN-061 | Feed B | CA-DC-020-RACK-O-PDU-B | 13 | L2
CA-DC-020-TN-062 | Feed A | CA-DC-020-RACK-O-PDU-A | 25 | L3
CA-DC-020-TN-062 | Feed B | CA-DC-020-RACK-O-PDU-B | 25 | L3
CA-DC-020-TN-063 | Feed A | CA-DC-020-RACK-O-PDU-A | 2 | L1
CA-DC-020-TN-063 | Feed B | CA-DC-020-RACK-O-PDU-B | 2 | L1
CA-DC-020-TN-064 | Feed A | CA-DC-020-RACK-P-PDU-A | 1 | L1
CA-DC-020-TN-064 | Feed B | CA-DC-020-RACK-P-PDU-B | 1 | L1
CA-DC-020-TN-065 | Feed A | CA-DC-020-RACK-P-PDU-A | 13 | L2
CA-DC-020-TN-065 | Feed B | CA-DC-020-RACK-P-PDU-B | 13 | L2
CA-DC-020-TN-066 | Feed A | CA-DC-020-RACK-P-PDU-A | 25 | L3
CA-DC-020-TN-066 | Feed B | CA-DC-020-RACK-P-PDU-B | 25 | L3
CA-DC-020-TN-067 | Feed A | CA-DC-020-RACK-P-PDU-A | 2 | L1
CA-DC-020-TN-067 | Feed B | CA-DC-020-RACK-P-PDU-B | 2 | L1
CA-DC-020-TN-068 | Feed A | CA-DC-020-RACK-P-PDU-A | 14 | L2
CA-DC-020-TN-068 | Feed B | CA-DC-020-RACK-P-PDU-B | 14 | L2
CA-DC-020-TN-069 | Feed A | CA-DC-020-RACK-Q-PDU-A | 1 | L1
CA-DC-020-TN-069 | Feed B | CA-DC-020-RACK-Q-PDU-B | 1 | L1
CA-DC-020-TN-070 | Feed A | CA-DC-020-RACK-Q-PDU-A | 13 | L2
CA-DC-020-TN-070 | Feed B | CA-DC-020-RACK-Q-PDU-B | 13 | L2
CA-DC-020-TN-071 | Feed A | CA-DC-020-RACK-Q-PDU-A | 25 | L3
CA-DC-020-TN-071 | Feed B | CA-DC-020-RACK-Q-PDU-B | 25 | L3
CA-DC-020-TN-072 | Feed A | CA-DC-020-RACK-Q-PDU-A | 2 | L1
CA-DC-020-TN-072 | Feed B | CA-DC-020-RACK-Q-PDU-B | 2 | L1
CA-DC-020-TN-073 | Feed A | CA-DC-020-RACK-Q-PDU-A | 14 | L2
CA-DC-020-TN-073 | Feed B | CA-DC-020-RACK-Q-PDU-B | 14 | L2
CA-DC-020-TN-074 | Feed A | CA-DC-020-RACK-R-PDU-A | 1 | L1
CA-DC-020-TN-074 | Feed B | CA-DC-020-RACK-R-PDU-B | 1 | L1
CA-DC-020-TN-075 | Feed A | CA-DC-020-RACK-R-PDU-A | 9 | L2
CA-DC-020-TN-075 | Feed B | CA-DC-020-RACK-R-PDU-B | 9 | L2
CA-DC-020-TN-076 | Feed A | CA-DC-020-RACK-R-PDU-A | 17 | L3
CA-DC-020-TN-076 | Feed B | CA-DC-020-RACK-R-PDU-B | 17 | L3
CA-DC-020-TN-077 | Feed A | CA-DC-020-RACK-R-PDU-A | 2 | L1
CA-DC-020-TN-077 | Feed B | CA-DC-020-RACK-R-PDU-B | 2 | L1
CA-DC-020-TN-078 | Feed A | CA-DC-020-RACK-R-PDU-A | 10 | L2
CA-DC-020-TN-078 | Feed B | CA-DC-020-RACK-R-PDU-B | 10 | L2
CA-DC-021-PE-T4-01 | PEM0 | CA-DC-021-RACK-A-PDU-A | 1 | L1
CA-DC-021-PE-T4-01 | PEM1 | CA-DC-021-RACK-A-PDU-B | 1 | L1
CA-DC-021-PE-T4-02 | PEM0 | CA-DC-021-RACK-A-PDU-A | 13 | L2
CA-DC-021-PE-T4-02 | PEM1 | CA-DC-021-RACK-A-PDU-B | 13 | L2
CA-DC-021-PE-T4-03 | PEM0 | CA-DC-021-RACK-A-PDU-A | 25 | L3
CA-DC-021-PE-T4-03 | PEM1 | CA-DC-021-RACK-A-PDU-B | 25 | L3
CA-DC-021-PE-T4-04 | PEM0 | CA-DC-021-RACK-A-PDU-A | 2 | L1
CA-DC-021-PE-T4-04 | PEM1 | CA-DC-021-RACK-A-PDU-B | 2 | L1
CA-DC-021-FW-01 | PSU1 | CA-DC-021-RACK-A-PDU-A | 14 | L2
CA-DC-021-FW-01 | PSU2 | CA-DC-021-RACK-A-PDU-B | 14 | L2
CA-DC-021-OLA-01 | PSU1 | CA-DC-021-RACK-A-PDU-A | 26 | L3
CA-DC-021-OLA-01 | PSU2 | CA-DC-021-RACK-A-PDU-B | 26 | L3
CA-DC-021-OLA-02 | PSU1 | CA-DC-021-RACK-A-PDU-A | 3 | L1
CA-DC-021-OLA-02 | PSU2 | CA-DC-021-RACK-A-PDU-B | 3 | L1
CA-DC-021-AGG-R01 | PEM0 | CA-DC-021-RACK-A-PDU-A | 15 | L2
CA-DC-021-AGG-R01 | PEM1 | CA-DC-021-RACK-A-PDU-B | 15 | L2
CA-DC-021-AGG-R02 | PEM0 | CA-DC-021-RACK-A-PDU-A | 27 | L3
CA-DC-021-AGG-R02 | PEM1 | CA-DC-021-RACK-A-PDU-B | 27 | L3
CA-DC-021-MMR-SW-01 | PSU1 | CA-DC-021-RACK-A-PDU-A | 4 | L1
CA-DC-021-MMR-SW-01 | PSU2 | CA-DC-021-RACK-A-PDU-B | 4 | L1
CA-DC-021-MMR-SW-02 | PSU1 | CA-DC-021-RACK-A-PDU-A | 16 | L2
CA-DC-021-MMR-SW-02 | PSU2 | CA-DC-021-RACK-A-PDU-B | 16 | L2
CA-DC-021-MMR-SW-03 | PSU1 | CA-DC-021-RACK-A-PDU-A | 28 | L3
CA-DC-021-MMR-SW-03 | PSU2 | CA-DC-021-RACK-A-PDU-B | 28 | L3
CA-DC-021-MMR-SW-04 | PSU1 | CA-DC-021-RACK-A-PDU-A | 5 | L1
CA-DC-021-MMR-SW-04 | PSU2 | CA-DC-021-RACK-A-PDU-B | 5 | L1
CA-DC-021-MMR-SW-05 | PSU1 | CA-DC-021-RACK-A-PDU-A | 17 | L2
CA-DC-021-MMR-SW-05 | PSU2 | CA-DC-021-RACK-A-PDU-B | 17 | L2
CA-DC-021-MMR-SW-06 | PSU1 | CA-DC-021-RACK-A-PDU-A | 29 | L3
CA-DC-021-MMR-SW-06 | PSU2 | CA-DC-021-RACK-A-PDU-A | 6 | L1
CA-DC-021-TOR-001 | PSU1 | CA-DC-021-RACK-A-PDU-A | 18 | L2
CA-DC-021-TOR-001 | PSU2 | CA-DC-021-RACK-A-PDU-B | 29 | L3
CA-DC-021-TOR-002 | PSU1 | CA-DC-021-RACK-A-PDU-A | 30 | L3
CA-DC-021-TOR-002 | PSU2 | CA-DC-021-RACK-A-PDU-B | 6 | L1
CA-DC-021-TOR-003 | PSU1 | CA-DC-021-RACK-B-PDU-A | 1 | L1
CA-DC-021-TOR-003 | PSU2 | CA-DC-021-RACK-B-PDU-B | 1 | L1
CA-DC-021-TOR-004 | PSU1 | CA-DC-021-RACK-B-PDU-A | 13 | L2
CA-DC-021-TOR-004 | PSU2 | CA-DC-021-RACK-B-PDU-B | 13 | L2
CA-DC-021-TN-001 | Feed A | CA-DC-021-RACK-B-PDU-A | 25 | L3
CA-DC-021-TN-001 | Feed B | CA-DC-021-RACK-B-PDU-B | 25 | L3
CA-DC-021-TN-002 | Feed A | CA-DC-021-RACK-B-PDU-A | 2 | L1
CA-DC-021-TN-002 | Feed B | CA-DC-021-RACK-B-PDU-B | 2 | L1
CA-DC-021-TN-003 | Feed A | CA-DC-021-RACK-B-PDU-A | 14 | L2
CA-DC-021-TN-003 | Feed B | CA-DC-021-RACK-B-PDU-B | 14 | L2
CA-DC-021-TN-004 | Feed A | CA-DC-021-RACK-B-PDU-A | 26 | L3
CA-DC-021-TN-004 | Feed B | CA-DC-021-RACK-B-PDU-B | 26 | L3
CA-DC-021-TN-005 | Feed A | CA-DC-021-RACK-B-PDU-A | 3 | L1
CA-DC-021-TN-005 | Feed B | CA-DC-021-RACK-B-PDU-B | 3 | L1
CA-DC-021-TN-006 | Feed A | CA-DC-021-RACK-C-PDU-A | 1 | L1
CA-DC-021-TN-006 | Feed B | CA-DC-021-RACK-C-PDU-B | 1 | L1
CA-DC-021-TN-007 | Feed A | CA-DC-021-RACK-C-PDU-A | 13 | L2
CA-DC-021-TN-007 | Feed B | CA-DC-021-RACK-C-PDU-B | 13 | L2
CA-DC-021-TN-008 | Feed A | CA-DC-021-RACK-C-PDU-A | 25 | L3
CA-DC-021-TN-008 | Feed B | CA-DC-021-RACK-C-PDU-B | 25 | L3
CA-DC-021-TN-009 | Feed A | CA-DC-021-RACK-C-PDU-A | 2 | L1
CA-DC-021-TN-009 | Feed B | CA-DC-021-RACK-C-PDU-B | 2 | L1
CA-DC-021-TN-010 | Feed A | CA-DC-021-RACK-C-PDU-A | 14 | L2
CA-DC-021-TN-010 | Feed B | CA-DC-021-RACK-C-PDU-B | 14 | L2
CA-DC-021-TN-011 | Feed A | CA-DC-021-RACK-D-PDU-A | 1 | L1
CA-DC-021-TN-011 | Feed B | CA-DC-021-RACK-D-PDU-B | 1 | L1
CA-DC-021-TN-012 | Feed A | CA-DC-021-RACK-D-PDU-A | 13 | L2
CA-DC-021-TN-012 | Feed B | CA-DC-021-RACK-D-PDU-B | 13 | L2
CA-DC-021-TN-013 | Feed A | CA-DC-021-RACK-D-PDU-A | 25 | L3
CA-DC-021-TN-013 | Feed B | CA-DC-021-RACK-D-PDU-B | 25 | L3
CA-DC-021-TN-014 | Feed A | CA-DC-021-RACK-D-PDU-A | 2 | L1
CA-DC-021-TN-014 | Feed B | CA-DC-021-RACK-D-PDU-B | 2 | L1
CA-DC-021-TN-015 | Feed A | CA-DC-021-RACK-D-PDU-A | 14 | L2
CA-DC-021-TN-015 | Feed B | CA-DC-021-RACK-D-PDU-B | 14 | L2
CA-DC-021-TN-016 | Feed A | CA-DC-021-RACK-D-PDU-A | 26 | L3
CA-DC-021-TN-016 | Feed B | CA-DC-021-RACK-D-PDU-B | 26 | L3
CA-DC-021-TN-017 | Feed A | CA-DC-021-RACK-D-PDU-A | 3 | L1
CA-DC-021-TN-017 | Feed B | CA-DC-021-RACK-D-PDU-B | 3 | L1
CA-DC-021-TN-018 | Feed A | CA-DC-021-RACK-E-PDU-A | 1 | L1
CA-DC-021-TN-018 | Feed B | CA-DC-021-RACK-E-PDU-B | 1 | L1
CA-DC-021-TN-019 | Feed A | CA-DC-021-RACK-E-PDU-A | 13 | L2
CA-DC-021-TN-019 | Feed B | CA-DC-021-RACK-E-PDU-B | 13 | L2
CA-DC-021-TN-020 | Feed A | CA-DC-021-RACK-E-PDU-A | 25 | L3
CA-DC-021-TN-020 | Feed B | CA-DC-021-RACK-E-PDU-B | 25 | L3
CA-DC-021-TN-021 | Feed A | CA-DC-021-RACK-E-PDU-A | 2 | L1
CA-DC-021-TN-021 | Feed B | CA-DC-021-RACK-E-PDU-B | 2 | L1
CA-DC-021-TN-022 | Feed A | CA-DC-021-RACK-E-PDU-A | 14 | L2
CA-DC-021-TN-022 | Feed B | CA-DC-021-RACK-E-PDU-B | 14 | L2
CA-DC-021-TN-023 | Feed A | CA-DC-021-RACK-E-PDU-A | 26 | L3
CA-DC-021-TN-023 | Feed B | CA-DC-021-RACK-E-PDU-B | 26 | L3
CA-DC-021-TN-024 | Feed A | CA-DC-021-RACK-F-PDU-A | 1 | L1
CA-DC-021-TN-024 | Feed B | CA-DC-021-RACK-F-PDU-B | 1 | L1
CA-DC-021-TN-025 | Feed A | CA-DC-021-RACK-F-PDU-A | 13 | L2
CA-DC-021-TN-025 | Feed B | CA-DC-021-RACK-F-PDU-B | 13 | L2
CA-DC-021-TN-026 | Feed A | CA-DC-021-RACK-F-PDU-A | 25 | L3
CA-DC-021-TN-026 | Feed B | CA-DC-021-RACK-F-PDU-B | 25 | L3
CA-DC-021-TN-027 | Feed A | CA-DC-021-RACK-F-PDU-A | 2 | L1
CA-DC-021-TN-027 | Feed B | CA-DC-021-RACK-F-PDU-B | 2 | L1
CA-DC-021-TN-028 | Feed A | CA-DC-021-RACK-F-PDU-A | 14 | L2
CA-DC-021-TN-028 | Feed B | CA-DC-021-RACK-F-PDU-B | 14 | L2
CA-DC-021-TN-029 | Feed A | CA-DC-021-RACK-F-PDU-A | 26 | L3
CA-DC-021-TN-029 | Feed B | CA-DC-021-RACK-F-PDU-B | 26 | L3
CA-DC-021-TN-030 | Feed A | CA-DC-021-RACK-G-PDU-A | 1 | L1
CA-DC-021-TN-030 | Feed B | CA-DC-021-RACK-G-PDU-B | 1 | L1
CA-DC-021-TN-031 | Feed A | CA-DC-021-RACK-G-PDU-A | 13 | L2
CA-DC-021-TN-031 | Feed B | CA-DC-021-RACK-G-PDU-B | 13 | L2
CA-DC-021-TN-032 | Feed A | CA-DC-021-RACK-G-PDU-A | 25 | L3
CA-DC-021-TN-032 | Feed B | CA-DC-021-RACK-G-PDU-B | 25 | L3
CA-DC-021-TN-033 | Feed A | CA-DC-021-RACK-G-PDU-A | 2 | L1
CA-DC-021-TN-033 | Feed B | CA-DC-021-RACK-G-PDU-B | 2 | L1
CA-DC-021-TN-034 | Feed A | CA-DC-021-RACK-H-PDU-A | 1 | L1
CA-DC-021-TN-034 | Feed B | CA-DC-021-RACK-H-PDU-B | 1 | L1
CA-DC-021-TN-035 | Feed A | CA-DC-021-RACK-H-PDU-A | 13 | L2
CA-DC-021-TN-035 | Feed B | CA-DC-021-RACK-H-PDU-B | 13 | L2
CA-DC-021-TN-036 | Feed A | CA-DC-021-RACK-H-PDU-A | 25 | L3
CA-DC-021-TN-036 | Feed B | CA-DC-021-RACK-H-PDU-B | 25 | L3
CA-DC-021-TN-037 | Feed A | CA-DC-021-RACK-H-PDU-A | 2 | L1
CA-DC-021-TN-037 | Feed B | CA-DC-021-RACK-H-PDU-B | 2 | L1
CA-DC-021-TN-038 | Feed A | CA-DC-021-RACK-H-PDU-A | 14 | L2
CA-DC-021-TN-038 | Feed B | CA-DC-021-RACK-H-PDU-B | 14 | L2
CA-DC-021-TN-039 | Feed A | CA-DC-021-RACK-H-PDU-A | 26 | L3
CA-DC-021-TN-039 | Feed B | CA-DC-021-RACK-H-PDU-B | 26 | L3
CA-DC-021-TN-040 | Feed A | CA-DC-021-RACK-I-PDU-A | 1 | L1
CA-DC-021-TN-040 | Feed B | CA-DC-021-RACK-I-PDU-B | 1 | L1
CA-DC-021-TN-041 | Feed A | CA-DC-021-RACK-I-PDU-A | 13 | L2
CA-DC-021-TN-041 | Feed B | CA-DC-021-RACK-I-PDU-B | 13 | L2
CA-DC-021-TN-042 | Feed A | CA-DC-021-RACK-I-PDU-A | 25 | L3
CA-DC-021-TN-042 | Feed B | CA-DC-021-RACK-I-PDU-B | 25 | L3
CA-DC-021-TN-043 | Feed A | CA-DC-021-RACK-I-PDU-A | 2 | L1
CA-DC-021-TN-043 | Feed B | CA-DC-021-RACK-I-PDU-B | 2 | L1
CA-DC-021-TN-044 | Feed A | CA-DC-021-RACK-I-PDU-A | 14 | L2
CA-DC-021-TN-044 | Feed B | CA-DC-021-RACK-I-PDU-B | 14 | L2
CA-DC-021-TN-045 | Feed A | CA-DC-021-RACK-I-PDU-A | 26 | L3
CA-DC-021-TN-045 | Feed B | CA-DC-021-RACK-I-PDU-B | 26 | L3
CA-DC-021-TN-046 | Feed A | CA-DC-021-RACK-I-PDU-A | 3 | L1
CA-DC-021-TN-046 | Feed B | CA-DC-021-RACK-I-PDU-B | 3 | L1
CA-DC-021-TN-047 | Feed A | CA-DC-021-RACK-I-PDU-A | 15 | L2
CA-DC-021-TN-047 | Feed B | CA-DC-021-RACK-I-PDU-B | 15 | L2
CA-DC-021-TN-048 | Feed A | CA-DC-021-RACK-J-PDU-A | 1 | L1
CA-DC-021-TN-048 | Feed B | CA-DC-021-RACK-J-PDU-B | 1 | L1
CA-DC-021-TN-049 | Feed A | CA-DC-021-RACK-J-PDU-A | 13 | L2
CA-DC-021-TN-049 | Feed B | CA-DC-021-RACK-J-PDU-B | 13 | L2
CA-DC-021-TN-050 | Feed A | CA-DC-021-RACK-J-PDU-A | 25 | L3
CA-DC-021-TN-050 | Feed B | CA-DC-021-RACK-J-PDU-B | 25 | L3
CA-DC-021-TN-051 | Feed A | CA-DC-021-RACK-J-PDU-A | 2 | L1
CA-DC-021-TN-051 | Feed B | CA-DC-021-RACK-J-PDU-B | 2 | L1
CA-DC-021-TN-052 | Feed A | CA-DC-021-RACK-J-PDU-A | 14 | L2
CA-DC-021-TN-052 | Feed B | CA-DC-021-RACK-J-PDU-B | 14 | L2
TX-DC-022-PE-T4-01 | PEM0 | TX-DC-022-RACK-A-PDU-A | 1 | L1
TX-DC-022-PE-T4-01 | PEM1 | TX-DC-022-RACK-A-PDU-B | 1 | L1
TX-DC-022-PE-T4-02 | PEM0 | TX-DC-022-RACK-A-PDU-A | 13 | L2
TX-DC-022-PE-T4-02 | PEM1 | TX-DC-022-RACK-A-PDU-B | 13 | L2
TX-DC-022-PE-T4-03 | PEM0 | TX-DC-022-RACK-A-PDU-A | 25 | L3
TX-DC-022-PE-T4-03 | PEM1 | TX-DC-022-RACK-A-PDU-B | 25 | L3
TX-DC-022-PE-T4-04 | PEM0 | TX-DC-022-RACK-A-PDU-A | 2 | L1
TX-DC-022-PE-T4-04 | PEM1 | TX-DC-022-RACK-A-PDU-B | 2 | L1
TX-DC-022-FW-01 | PSU1 | TX-DC-022-RACK-A-PDU-A | 14 | L2
TX-DC-022-FW-01 | PSU2 | TX-DC-022-RACK-A-PDU-B | 14 | L2
TX-DC-022-OLA-01 | PSU1 | TX-DC-022-RACK-A-PDU-A | 26 | L3
TX-DC-022-OLA-01 | PSU2 | TX-DC-022-RACK-A-PDU-B | 26 | L3
TX-DC-022-OLA-02 | PSU1 | TX-DC-022-RACK-A-PDU-A | 3 | L1
TX-DC-022-OLA-02 | PSU2 | TX-DC-022-RACK-A-PDU-B | 3 | L1
TX-DC-022-AGG-R01 | PEM0 | TX-DC-022-RACK-A-PDU-A | 15 | L2
TX-DC-022-AGG-R01 | PEM1 | TX-DC-022-RACK-A-PDU-B | 15 | L2
TX-DC-022-AGG-R02 | PEM0 | TX-DC-022-RACK-A-PDU-A | 27 | L3
TX-DC-022-AGG-R02 | PEM1 | TX-DC-022-RACK-A-PDU-B | 27 | L3
TX-DC-022-AGG-R03 | PEM0 | TX-DC-022-RACK-A-PDU-A | 4 | L1
TX-DC-022-AGG-R03 | PEM1 | TX-DC-022-RACK-A-PDU-B | 4 | L1
TX-DC-022-MMR-SW-01 | PSU1 | TX-DC-022-RACK-A-PDU-A | 16 | L2
TX-DC-022-MMR-SW-01 | PSU2 | TX-DC-022-RACK-A-PDU-B | 16 | L2
TX-DC-022-MMR-SW-02 | PSU1 | TX-DC-022-RACK-A-PDU-A | 28 | L3
TX-DC-022-MMR-SW-02 | PSU2 | TX-DC-022-RACK-A-PDU-B | 28 | L3
TX-DC-022-MMR-SW-03 | PSU1 | TX-DC-022-RACK-A-PDU-A | 5 | L1
TX-DC-022-MMR-SW-03 | PSU2 | TX-DC-022-RACK-A-PDU-B | 5 | L1
TX-DC-022-MMR-SW-04 | PSU1 | TX-DC-022-RACK-A-PDU-A | 17 | L2
TX-DC-022-MMR-SW-04 | PSU2 | TX-DC-022-RACK-A-PDU-B | 17 | L2
TX-DC-022-MMR-SW-05 | PSU1 | TX-DC-022-RACK-B-PDU-A | 1 | L1
TX-DC-022-MMR-SW-05 | PSU2 | TX-DC-022-RACK-B-PDU-B | 1 | L1
TX-DC-022-MMR-SW-06 | PSU1 | TX-DC-022-RACK-B-PDU-A | 13 | L2
TX-DC-022-MMR-SW-06 | PSU2 | TX-DC-022-RACK-B-PDU-B | 13 | L2
TX-DC-022-MMR-SW-07 | PSU1 | TX-DC-022-RACK-B-PDU-A | 25 | L3
TX-DC-022-MMR-SW-07 | PSU2 | TX-DC-022-RACK-B-PDU-B | 25 | L3
TX-DC-022-TOR-001 | PSU1 | TX-DC-022-RACK-B-PDU-A | 2 | L1
TX-DC-022-TOR-001 | PSU2 | TX-DC-022-RACK-B-PDU-B | 2 | L1
TX-DC-022-TOR-002 | PSU1 | TX-DC-022-RACK-B-PDU-A | 14 | L2
TX-DC-022-TOR-002 | PSU2 | TX-DC-022-RACK-B-PDU-B | 14 | L2
TX-DC-022-TOR-003 | PSU1 | TX-DC-022-RACK-B-PDU-A | 26 | L3
TX-DC-022-TOR-003 | PSU2 | TX-DC-022-RACK-B-PDU-B | 26 | L3
TX-DC-022-TOR-004 | PSU1 | TX-DC-022-RACK-B-PDU-A | 3 | L1
TX-DC-022-TOR-004 | PSU2 | TX-DC-022-RACK-B-PDU-B | 3 | L1
TX-DC-022-TOR-005 | PSU1 | TX-DC-022-RACK-B-PDU-A | 15 | L2
TX-DC-022-TOR-005 | PSU2 | TX-DC-022-RACK-B-PDU-B | 15 | L2
TX-DC-022-TN-001 | Feed A | TX-DC-022-RACK-B-PDU-A | 27 | L3
TX-DC-022-TN-001 | Feed B | TX-DC-022-RACK-B-PDU-B | 27 | L3
TX-DC-022-TN-002 | Feed A | TX-DC-022-RACK-B-PDU-A | 4 | L1
TX-DC-022-TN-002 | Feed B | TX-DC-022-RACK-B-PDU-B | 4 | L1
TX-DC-022-TN-003 | Feed A | TX-DC-022-RACK-B-PDU-A | 16 | L2
TX-DC-022-TN-003 | Feed B | TX-DC-022-RACK-B-PDU-B | 16 | L2
TX-DC-022-TN-004 | Feed A | TX-DC-022-RACK-C-PDU-A | 1 | L1
TX-DC-022-TN-004 | Feed B | TX-DC-022-RACK-C-PDU-B | 1 | L1
TX-DC-022-TN-005 | Feed A | TX-DC-022-RACK-C-PDU-A | 17 | L2
TX-DC-022-TN-005 | Feed B | TX-DC-022-RACK-C-PDU-B | 17 | L2
TX-DC-022-TN-006 | Feed A | TX-DC-022-RACK-C-PDU-A | 33 | L3
TX-DC-022-TN-006 | Feed B | TX-DC-022-RACK-C-PDU-B | 33 | L3
TX-DC-022-TN-007 | Feed A | TX-DC-022-RACK-C-PDU-A | 2 | L1
TX-DC-022-TN-007 | Feed B | TX-DC-022-RACK-C-PDU-B | 2 | L1
TX-DC-022-TN-008 | Feed A | TX-DC-022-RACK-D-PDU-A | 1 | L1
TX-DC-022-TN-008 | Feed B | TX-DC-022-RACK-D-PDU-B | 1 | L1
TX-DC-022-TN-009 | Feed A | TX-DC-022-RACK-D-PDU-A | 17 | L2
TX-DC-022-TN-009 | Feed B | TX-DC-022-RACK-D-PDU-B | 17 | L2
TX-DC-022-TN-010 | Feed A | TX-DC-022-RACK-D-PDU-A | 33 | L3
TX-DC-022-TN-010 | Feed B | TX-DC-022-RACK-D-PDU-B | 33 | L3
TX-DC-022-TN-011 | Feed A | TX-DC-022-RACK-D-PDU-A | 2 | L1
TX-DC-022-TN-011 | Feed B | TX-DC-022-RACK-D-PDU-B | 2 | L1
TX-DC-022-TN-012 | Feed A | TX-DC-022-RACK-D-PDU-A | 18 | L2
TX-DC-022-TN-012 | Feed B | TX-DC-022-RACK-D-PDU-B | 18 | L2
TX-DC-022-TN-013 | Feed A | TX-DC-022-RACK-E-PDU-A | 1 | L1
TX-DC-022-TN-013 | Feed B | TX-DC-022-RACK-E-PDU-B | 1 | L1
TX-DC-022-TN-014 | Feed A | TX-DC-022-RACK-E-PDU-A | 13 | L2
TX-DC-022-TN-014 | Feed B | TX-DC-022-RACK-E-PDU-B | 13 | L2
TX-DC-022-TN-015 | Feed A | TX-DC-022-RACK-E-PDU-A | 25 | L3
TX-DC-022-TN-015 | Feed B | TX-DC-022-RACK-E-PDU-B | 25 | L3
TX-DC-022-TN-016 | Feed A | TX-DC-022-RACK-E-PDU-A | 2 | L1
TX-DC-022-TN-016 | Feed B | TX-DC-022-RACK-E-PDU-B | 2 | L1
TX-DC-022-TN-017 | Feed A | TX-DC-022-RACK-E-PDU-A | 14 | L2
TX-DC-022-TN-017 | Feed B | TX-DC-022-RACK-E-PDU-B | 14 | L2
TX-DC-022-TN-018 | Feed A | TX-DC-022-RACK-E-PDU-A | 26 | L3
TX-DC-022-TN-018 | Feed B | TX-DC-022-RACK-E-PDU-B | 26 | L3
TX-DC-022-TN-019 | Feed A | TX-DC-022-RACK-F-PDU-A | 1 | L1
TX-DC-022-TN-019 | Feed B | TX-DC-022-RACK-F-PDU-B | 1 | L1
TX-DC-022-TN-020 | Feed A | TX-DC-022-RACK-F-PDU-A | 13 | L2
TX-DC-022-TN-020 | Feed B | TX-DC-022-RACK-F-PDU-B | 13 | L2
TX-DC-022-TN-021 | Feed A | TX-DC-022-RACK-F-PDU-A | 25 | L3
TX-DC-022-TN-021 | Feed B | TX-DC-022-RACK-F-PDU-B | 25 | L3
TX-DC-022-TN-022 | Feed A | TX-DC-022-RACK-F-PDU-A | 2 | L1
TX-DC-022-TN-022 | Feed B | TX-DC-022-RACK-F-PDU-B | 2 | L1
TX-DC-022-TN-023 | Feed A | TX-DC-022-RACK-G-PDU-A | 1 | L1
TX-DC-022-TN-023 | Feed B | TX-DC-022-RACK-G-PDU-B | 1 | L1
TX-DC-022-TN-024 | Feed A | TX-DC-022-RACK-G-PDU-A | 17 | L2
TX-DC-022-TN-024 | Feed B | TX-DC-022-RACK-G-PDU-B | 17 | L2
TX-DC-022-TN-025 | Feed A | TX-DC-022-RACK-G-PDU-A | 33 | L3
TX-DC-022-TN-025 | Feed B | TX-DC-022-RACK-G-PDU-B | 33 | L3
TX-DC-022-TN-026 | Feed A | TX-DC-022-RACK-G-PDU-A | 2 | L1
TX-DC-022-TN-026 | Feed B | TX-DC-022-RACK-G-PDU-B | 2 | L1
TX-DC-022-TN-027 | Feed A | TX-DC-022-RACK-H-PDU-A | 1 | L1
TX-DC-022-TN-027 | Feed B | TX-DC-022-RACK-H-PDU-B | 1 | L1
TX-DC-022-TN-028 | Feed A | TX-DC-022-RACK-H-PDU-A | 13 | L2
TX-DC-022-TN-028 | Feed B | TX-DC-022-RACK-H-PDU-B | 13 | L2
TX-DC-022-TN-029 | Feed A | TX-DC-022-RACK-H-PDU-A | 25 | L3
TX-DC-022-TN-029 | Feed B | TX-DC-022-RACK-H-PDU-B | 25 | L3
TX-DC-022-TN-030 | Feed A | TX-DC-022-RACK-H-PDU-A | 2 | L1
TX-DC-022-TN-030 | Feed B | TX-DC-022-RACK-H-PDU-B | 2 | L1
TX-DC-022-TN-031 | Feed A | TX-DC-022-RACK-H-PDU-A | 14 | L2
TX-DC-022-TN-031 | Feed B | TX-DC-022-RACK-H-PDU-B | 14 | L2
TX-DC-022-TN-032 | Feed A | TX-DC-022-RACK-H-PDU-A | 26 | L3
TX-DC-022-TN-032 | Feed B | TX-DC-022-RACK-H-PDU-B | 26 | L3
TX-DC-022-TN-033 | Feed A | TX-DC-022-RACK-H-PDU-A | 3 | L1
TX-DC-022-TN-033 | Feed B | TX-DC-022-RACK-H-PDU-B | 3 | L1
TX-DC-022-TN-034 | Feed A | TX-DC-022-RACK-I-PDU-A | 1 | L1
TX-DC-022-TN-034 | Feed B | TX-DC-022-RACK-I-PDU-B | 1 | L1
TX-DC-022-TN-035 | Feed A | TX-DC-022-RACK-I-PDU-A | 13 | L2
TX-DC-022-TN-035 | Feed B | TX-DC-022-RACK-I-PDU-B | 13 | L2
TX-DC-022-TN-036 | Feed A | TX-DC-022-RACK-I-PDU-A | 25 | L3
TX-DC-022-TN-036 | Feed B | TX-DC-022-RACK-I-PDU-B | 25 | L3
TX-DC-022-TN-037 | Feed A | TX-DC-022-RACK-I-PDU-A | 2 | L1
TX-DC-022-TN-037 | Feed B | TX-DC-022-RACK-I-PDU-B | 2 | L1
TX-DC-022-TN-038 | Feed A | TX-DC-022-RACK-J-PDU-A | 1 | L1
TX-DC-022-TN-038 | Feed B | TX-DC-022-RACK-J-PDU-B | 1 | L1
TX-DC-022-TN-039 | Feed A | TX-DC-022-RACK-J-PDU-A | 13 | L2
TX-DC-022-TN-039 | Feed B | TX-DC-022-RACK-J-PDU-B | 13 | L2
TX-DC-022-TN-040 | Feed A | TX-DC-022-RACK-J-PDU-A | 25 | L3
TX-DC-022-TN-040 | Feed B | TX-DC-022-RACK-J-PDU-B | 25 | L3
TX-DC-022-TN-041 | Feed A | TX-DC-022-RACK-J-PDU-A | 2 | L1
TX-DC-022-TN-041 | Feed B | TX-DC-022-RACK-J-PDU-B | 2 | L1
TX-DC-022-TN-042 | Feed A | TX-DC-022-RACK-K-PDU-A | 1 | L1
TX-DC-022-TN-042 | Feed B | TX-DC-022-RACK-K-PDU-B | 1 | L1
TX-DC-022-TN-043 | Feed A | TX-DC-022-RACK-K-PDU-A | 13 | L2
TX-DC-022-TN-043 | Feed B | TX-DC-022-RACK-K-PDU-B | 13 | L2
TX-DC-022-TN-044 | Feed A | TX-DC-022-RACK-K-PDU-A | 25 | L3
TX-DC-022-TN-044 | Feed B | TX-DC-022-RACK-K-PDU-B | 25 | L3
TX-DC-022-TN-045 | Feed A | TX-DC-022-RACK-K-PDU-A | 2 | L1
TX-DC-022-TN-045 | Feed B | TX-DC-022-RACK-K-PDU-B | 2 | L1
TX-DC-022-TN-046 | Feed A | TX-DC-022-RACK-L-PDU-A | 1 | L1
TX-DC-022-TN-046 | Feed B | TX-DC-022-RACK-L-PDU-B | 1 | L1
TX-DC-022-TN-047 | Feed A | TX-DC-022-RACK-L-PDU-A | 13 | L2
TX-DC-022-TN-047 | Feed B | TX-DC-022-RACK-L-PDU-B | 13 | L2
TX-DC-022-TN-048 | Feed A | TX-DC-022-RACK-L-PDU-A | 25 | L3
TX-DC-022-TN-048 | Feed B | TX-DC-022-RACK-L-PDU-B | 25 | L3
TX-DC-022-TN-049 | Feed A | TX-DC-022-RACK-L-PDU-A | 2 | L1
TX-DC-022-TN-049 | Feed B | TX-DC-022-RACK-L-PDU-B | 2 | L1
TX-DC-022-TN-050 | Feed A | TX-DC-022-RACK-L-PDU-A | 14 | L2
TX-DC-022-TN-050 | Feed B | TX-DC-022-RACK-L-PDU-B | 14 | L2
TX-DC-022-TN-051 | Feed A | TX-DC-022-RACK-M-PDU-A | 1 | L1
TX-DC-022-TN-051 | Feed B | TX-DC-022-RACK-M-PDU-B | 1 | L1
TX-DC-022-TN-052 | Feed A | TX-DC-022-RACK-M-PDU-A | 17 | L2
TX-DC-022-TN-052 | Feed B | TX-DC-022-RACK-M-PDU-B | 17 | L2
TX-DC-022-TN-053 | Feed A | TX-DC-022-RACK-M-PDU-A | 33 | L3
TX-DC-022-TN-053 | Feed B | TX-DC-022-RACK-M-PDU-B | 33 | L3
TX-DC-022-TN-054 | Feed A | TX-DC-022-RACK-M-PDU-A | 2 | L1
TX-DC-022-TN-054 | Feed B | TX-DC-022-RACK-M-PDU-B | 2 | L1
TX-DC-022-TN-055 | Feed A | TX-DC-022-RACK-N-PDU-A | 1 | L1
TX-DC-022-TN-055 | Feed B | TX-DC-022-RACK-N-PDU-B | 1 | L1
TX-DC-022-TN-056 | Feed A | TX-DC-022-RACK-N-PDU-A | 13 | L2
TX-DC-022-TN-056 | Feed B | TX-DC-022-RACK-N-PDU-B | 13 | L2
TX-DC-022-TN-057 | Feed A | TX-DC-022-RACK-N-PDU-A | 25 | L3
TX-DC-022-TN-057 | Feed B | TX-DC-022-RACK-N-PDU-B | 25 | L3
TX-DC-022-TN-058 | Feed A | TX-DC-022-RACK-N-PDU-A | 2 | L1
TX-DC-022-TN-058 | Feed B | TX-DC-022-RACK-N-PDU-B | 2 | L1
TX-DC-022-TN-059 | Feed A | TX-DC-022-RACK-N-PDU-A | 14 | L2
TX-DC-022-TN-059 | Feed B | TX-DC-022-RACK-N-PDU-B | 14 | L2
TX-DC-022-TN-060 | Feed A | TX-DC-022-RACK-O-PDU-A | 1 | L1
TX-DC-022-TN-060 | Feed B | TX-DC-022-RACK-O-PDU-B | 1 | L1
TX-DC-022-TN-061 | Feed A | TX-DC-022-RACK-O-PDU-A | 13 | L2
TX-DC-022-TN-061 | Feed B | TX-DC-022-RACK-O-PDU-B | 13 | L2
TX-DC-022-TN-062 | Feed A | TX-DC-022-RACK-O-PDU-A | 25 | L3
TX-DC-022-TN-062 | Feed B | TX-DC-022-RACK-O-PDU-B | 25 | L3
TX-DC-022-TN-063 | Feed A | TX-DC-022-RACK-O-PDU-A | 2 | L1
TX-DC-022-TN-063 | Feed B | TX-DC-022-RACK-O-PDU-B | 2 | L1
TX-DC-022-TN-064 | Feed A | TX-DC-022-RACK-O-PDU-A | 14 | L2
TX-DC-022-TN-064 | Feed B | TX-DC-022-RACK-O-PDU-B | 14 | L2
TX-DC-022-TN-065 | Feed A | TX-DC-022-RACK-P-PDU-A | 1 | L1
TX-DC-022-TN-065 | Feed B | TX-DC-022-RACK-P-PDU-B | 1 | L1
TX-DC-022-TN-066 | Feed A | TX-DC-022-RACK-P-PDU-A | 9 | L2
TX-DC-022-TN-066 | Feed B | TX-DC-022-RACK-P-PDU-B | 9 | L2
TX-DC-022-TN-067 | Feed A | TX-DC-022-RACK-P-PDU-A | 17 | L3
TX-DC-022-TN-067 | Feed B | TX-DC-022-RACK-P-PDU-B | 17 | L3
TX-DC-022-TN-068 | Feed A | TX-DC-022-RACK-P-PDU-A | 2 | L1
TX-DC-022-TN-068 | Feed B | TX-DC-022-RACK-P-PDU-B | 2 | L1
NC-DC-023-PE-T4-01 | PEM0 | NC-DC-023-RACK-A-PDU-A | 1 | L1
NC-DC-023-PE-T4-01 | PEM1 | NC-DC-023-RACK-A-PDU-B | 1 | L1
NC-DC-023-PE-T4-02 | PEM0 | NC-DC-023-RACK-A-PDU-A | 13 | L2
NC-DC-023-PE-T4-02 | PEM1 | NC-DC-023-RACK-A-PDU-B | 13 | L2
NC-DC-023-PE-T4-03 | PEM0 | NC-DC-023-RACK-A-PDU-A | 25 | L3
NC-DC-023-PE-T4-03 | PEM1 | NC-DC-023-RACK-A-PDU-B | 25 | L3
NC-DC-023-PE-T4-04 | PEM0 | NC-DC-023-RACK-A-PDU-A | 2 | L1
NC-DC-023-PE-T4-04 | PEM1 | NC-DC-023-RACK-A-PDU-B | 2 | L1
NC-DC-023-FW-01 | PSU1 | NC-DC-023-RACK-A-PDU-A | 14 | L2
NC-DC-023-FW-01 | PSU2 | NC-DC-023-RACK-A-PDU-B | 14 | L2
NC-DC-023-OLA-01 | PSU1 | NC-DC-023-RACK-A-PDU-A | 26 | L3
NC-DC-023-OLA-01 | PSU2 | NC-DC-023-RACK-A-PDU-B | 26 | L3
NC-DC-023-OLA-02 | PSU1 | NC-DC-023-RACK-A-PDU-A | 3 | L1
NC-DC-023-OLA-02 | PSU2 | NC-DC-023-RACK-A-PDU-B | 3 | L1
NC-DC-023-AGG-R01 | PEM0 | NC-DC-023-RACK-A-PDU-A | 15 | L2
NC-DC-023-AGG-R01 | PEM1 | NC-DC-023-RACK-A-PDU-B | 15 | L2
NC-DC-023-AGG-R02 | PEM0 | NC-DC-023-RACK-A-PDU-A | 27 | L3
NC-DC-023-AGG-R02 | PEM1 | NC-DC-023-RACK-A-PDU-B | 27 | L3
NC-DC-023-MMR-SW-01 | PSU1 | NC-DC-023-RACK-A-PDU-A | 4 | L1
NC-DC-023-MMR-SW-01 | PSU2 | NC-DC-023-RACK-A-PDU-B | 4 | L1
NC-DC-023-MMR-SW-02 | PSU1 | NC-DC-023-RACK-A-PDU-A | 16 | L2
NC-DC-023-MMR-SW-02 | PSU2 | NC-DC-023-RACK-A-PDU-B | 16 | L2
NC-DC-023-MMR-SW-03 | PSU1 | NC-DC-023-RACK-A-PDU-A | 28 | L3
NC-DC-023-MMR-SW-03 | PSU2 | NC-DC-023-RACK-A-PDU-B | 28 | L3
NC-DC-023-MMR-SW-04 | PSU1 | NC-DC-023-RACK-A-PDU-A | 5 | L1
NC-DC-023-MMR-SW-04 | PSU2 | NC-DC-023-RACK-A-PDU-B | 5 | L1
NC-DC-023-MMR-SW-05 | PSU1 | NC-DC-023-RACK-A-PDU-A | 17 | L2
NC-DC-023-MMR-SW-05 | PSU2 | NC-DC-023-RACK-A-PDU-B | 17 | L2
NC-DC-023-MMR-SW-06 | PSU1 | NC-DC-023-RACK-A-PDU-A | 29 | L3
NC-DC-023-MMR-SW-06 | PSU2 | NC-DC-023-RACK-A-PDU-B | 29 | L3
NC-DC-023-MMR-SW-07 | PSU1 | NC-DC-023-RACK-A-PDU-A | 6 | L1
NC-DC-023-MMR-SW-07 | PSU2 | NC-DC-023-RACK-A-PDU-B | 6 | L1
NC-DC-023-TOR-001 | PSU1 | NC-DC-023-RACK-A-PDU-A | 18 | L2
NC-DC-023-TOR-001 | PSU2 | NC-DC-023-RACK-A-PDU-B | 18 | L2
NC-DC-023-TOR-002 | PSU1 | NC-DC-023-RACK-B-PDU-A | 1 | L1
NC-DC-023-TOR-002 | PSU2 | NC-DC-023-RACK-B-PDU-B | 1 | L1
NC-DC-023-TOR-003 | PSU1 | NC-DC-023-RACK-B-PDU-A | 13 | L2
NC-DC-023-TOR-003 | PSU2 | NC-DC-023-RACK-B-PDU-B | 13 | L2
NC-DC-023-TOR-004 | PSU1 | NC-DC-023-RACK-B-PDU-A | 25 | L3
NC-DC-023-TOR-004 | PSU2 | NC-DC-023-RACK-B-PDU-B | 25 | L3
NC-DC-023-TOR-005 | PSU1 | NC-DC-023-RACK-B-PDU-A | 2 | L1
NC-DC-023-TOR-005 | PSU2 | NC-DC-023-RACK-B-PDU-B | 2 | L1
NC-DC-023-TN-001 | Feed A | NC-DC-023-RACK-B-PDU-A | 14 | L2
NC-DC-023-TN-001 | Feed B | NC-DC-023-RACK-B-PDU-B | 14 | L2
NC-DC-023-TN-002 | Feed A | NC-DC-023-RACK-B-PDU-A | 26 | L3
NC-DC-023-TN-002 | Feed B | NC-DC-023-RACK-B-PDU-B | 26 | L3
NC-DC-023-TN-003 | Feed A | NC-DC-023-RACK-B-PDU-A | 3 | L1
NC-DC-023-TN-003 | Feed B | NC-DC-023-RACK-B-PDU-B | 3 | L1
NC-DC-023-TN-004 | Feed A | NC-DC-023-RACK-C-PDU-A | 1 | L1
NC-DC-023-TN-004 | Feed B | NC-DC-023-RACK-C-PDU-B | 1 | L1
NC-DC-023-TN-005 | Feed A | NC-DC-023-RACK-C-PDU-A | 13 | L2
NC-DC-023-TN-005 | Feed B | NC-DC-023-RACK-C-PDU-B | 13 | L2
NC-DC-023-TN-006 | Feed A | NC-DC-023-RACK-C-PDU-A | 25 | L3
NC-DC-023-TN-006 | Feed B | NC-DC-023-RACK-C-PDU-B | 25 | L3
NC-DC-023-TN-007 | Feed A | NC-DC-023-RACK-C-PDU-A | 2 | L1
NC-DC-023-TN-007 | Feed B | NC-DC-023-RACK-C-PDU-B | 2 | L1
NC-DC-023-TN-008 | Feed A | NC-DC-023-RACK-C-PDU-A | 14 | L2
NC-DC-023-TN-008 | Feed B | NC-DC-023-RACK-C-PDU-B | 14 | L2
NC-DC-023-TN-009 | Feed A | NC-DC-023-RACK-C-PDU-A | 26 | L3
NC-DC-023-TN-009 | Feed B | NC-DC-023-RACK-C-PDU-B | 26 | L3
NC-DC-023-TN-010 | Feed A | NC-DC-023-RACK-D-PDU-A | 1 | L1
NC-DC-023-TN-010 | Feed B | NC-DC-023-RACK-D-PDU-B | 1 | L1
NC-DC-023-TN-011 | Feed A | NC-DC-023-RACK-D-PDU-A | 13 | L2
NC-DC-023-TN-011 | Feed B | NC-DC-023-RACK-D-PDU-B | 13 | L2
NC-DC-023-TN-012 | Feed A | NC-DC-023-RACK-D-PDU-A | 25 | L3
NC-DC-023-TN-012 | Feed B | NC-DC-023-RACK-D-PDU-B | 25 | L3
NC-DC-023-TN-013 | Feed A | NC-DC-023-RACK-D-PDU-A | 2 | L1
NC-DC-023-TN-013 | Feed B | NC-DC-023-RACK-D-PDU-B | 2 | L1
NC-DC-023-TN-014 | Feed A | NC-DC-023-RACK-D-PDU-A | 14 | L2
NC-DC-023-TN-014 | Feed B | NC-DC-023-RACK-D-PDU-B | 14 | L2
NC-DC-023-TN-015 | Feed A | NC-DC-023-RACK-D-PDU-A | 26 | L3
NC-DC-023-TN-015 | Feed B | NC-DC-023-RACK-D-PDU-B | 26 | L3
NC-DC-023-TN-016 | Feed A | NC-DC-023-RACK-D-PDU-A | 3 | L1
NC-DC-023-TN-016 | Feed B | NC-DC-023-RACK-D-PDU-B | 3 | L1
NC-DC-023-TN-017 | Feed A | NC-DC-023-RACK-E-PDU-A | 1 | L1
NC-DC-023-TN-017 | Feed B | NC-DC-023-RACK-E-PDU-B | 1 | L1
NC-DC-023-TN-018 | Feed A | NC-DC-023-RACK-E-PDU-A | 13 | L2
NC-DC-023-TN-018 | Feed B | NC-DC-023-RACK-E-PDU-B | 13 | L2
NC-DC-023-TN-019 | Feed A | NC-DC-023-RACK-E-PDU-A | 25 | L3
NC-DC-023-TN-019 | Feed B | NC-DC-023-RACK-E-PDU-B | 25 | L3
NC-DC-023-TN-020 | Feed A | NC-DC-023-RACK-E-PDU-A | 2 | L1
NC-DC-023-TN-020 | Feed B | NC-DC-023-RACK-E-PDU-B | 2 | L1
NC-DC-023-TN-021 | Feed A | NC-DC-023-RACK-F-PDU-A | 1 | L1
NC-DC-023-TN-021 | Feed B | NC-DC-023-RACK-F-PDU-B | 1 | L1
NC-DC-023-TN-022 | Feed A | NC-DC-023-RACK-F-PDU-A | 17 | L2
NC-DC-023-TN-022 | Feed B | NC-DC-023-RACK-F-PDU-B | 17 | L2
NC-DC-023-TN-023 | Feed A | NC-DC-023-RACK-F-PDU-A | 33 | L3
NC-DC-023-TN-023 | Feed B | NC-DC-023-RACK-F-PDU-B | 33 | L3
NC-DC-023-TN-024 | Feed A | NC-DC-023-RACK-F-PDU-A | 2 | L1
NC-DC-023-TN-024 | Feed B | NC-DC-023-RACK-F-PDU-B | 2 | L1
NC-DC-023-TN-025 | Feed A | NC-DC-023-RACK-G-PDU-A | 1 | L1
NC-DC-023-TN-025 | Feed B | NC-DC-023-RACK-G-PDU-B | 1 | L1
NC-DC-023-TN-026 | Feed A | NC-DC-023-RACK-G-PDU-A | 17 | L2
NC-DC-023-TN-026 | Feed B | NC-DC-023-RACK-G-PDU-B | 17 | L2
NC-DC-023-TN-027 | Feed A | NC-DC-023-RACK-G-PDU-A | 33 | L3
NC-DC-023-TN-027 | Feed B | NC-DC-023-RACK-G-PDU-B | 33 | L3
NC-DC-023-TN-028 | Feed A | NC-DC-023-RACK-G-PDU-A | 2 | L1
NC-DC-023-TN-028 | Feed B | NC-DC-023-RACK-G-PDU-B | 2 | L1
NC-DC-023-TN-029 | Feed A | NC-DC-023-RACK-G-PDU-A | 18 | L2
NC-DC-023-TN-029 | Feed B | NC-DC-023-RACK-G-PDU-B | 18 | L2
NC-DC-023-TN-030 | Feed A | NC-DC-023-RACK-G-PDU-A | 34 | L3
NC-DC-023-TN-030 | Feed B | NC-DC-023-RACK-G-PDU-B | 34 | L3
NC-DC-023-TN-031 | Feed A | NC-DC-023-RACK-H-PDU-A | 1 | L1
NC-DC-023-TN-031 | Feed B | NC-DC-023-RACK-H-PDU-B | 1 | L1
NC-DC-023-TN-032 | Feed A | NC-DC-023-RACK-H-PDU-A | 17 | L2
NC-DC-023-TN-032 | Feed B | NC-DC-023-RACK-H-PDU-B | 17 | L2
NC-DC-023-TN-033 | Feed A | NC-DC-023-RACK-H-PDU-A | 33 | L3
NC-DC-023-TN-033 | Feed B | NC-DC-023-RACK-H-PDU-B | 33 | L3
NC-DC-023-TN-034 | Feed A | NC-DC-023-RACK-H-PDU-A | 2 | L1
NC-DC-023-TN-034 | Feed B | NC-DC-023-RACK-H-PDU-B | 2 | L1
NC-DC-023-TN-035 | Feed A | NC-DC-023-RACK-H-PDU-A | 18 | L2
NC-DC-023-TN-035 | Feed B | NC-DC-023-RACK-H-PDU-B | 18 | L2
NC-DC-023-TN-036 | Feed A | NC-DC-023-RACK-I-PDU-A | 1 | L1
NC-DC-023-TN-036 | Feed B | NC-DC-023-RACK-I-PDU-B | 1 | L1
NC-DC-023-TN-037 | Feed A | NC-DC-023-RACK-I-PDU-A | 13 | L2
NC-DC-023-TN-037 | Feed B | NC-DC-023-RACK-I-PDU-B | 13 | L2
NC-DC-023-TN-038 | Feed A | NC-DC-023-RACK-I-PDU-A | 25 | L3
NC-DC-023-TN-038 | Feed B | NC-DC-023-RACK-I-PDU-B | 25 | L3
NC-DC-023-TN-039 | Feed A | NC-DC-023-RACK-I-PDU-A | 2 | L1
NC-DC-023-TN-039 | Feed B | NC-DC-023-RACK-I-PDU-B | 2 | L1
NC-DC-023-TN-040 | Feed A | NC-DC-023-RACK-J-PDU-A | 1 | L1
NC-DC-023-TN-040 | Feed B | NC-DC-023-RACK-J-PDU-B | 1 | L1
NC-DC-023-TN-041 | Feed A | NC-DC-023-RACK-J-PDU-A | 13 | L2
NC-DC-023-TN-041 | Feed B | NC-DC-023-RACK-J-PDU-B | 13 | L2
NC-DC-023-TN-042 | Feed A | NC-DC-023-RACK-J-PDU-A | 25 | L3
NC-DC-023-TN-042 | Feed B | NC-DC-023-RACK-J-PDU-B | 25 | L3
NC-DC-023-TN-043 | Feed A | NC-DC-023-RACK-J-PDU-A | 2 | L1
NC-DC-023-TN-043 | Feed B | NC-DC-023-RACK-J-PDU-B | 2 | L1
NC-DC-023-TN-044 | Feed A | NC-DC-023-RACK-J-PDU-A | 14 | L2
NC-DC-023-TN-044 | Feed B | NC-DC-023-RACK-J-PDU-B | 14 | L2
NC-DC-023-TN-045 | Feed A | NC-DC-023-RACK-K-PDU-A | 1 | L1
NC-DC-023-TN-045 | Feed B | NC-DC-023-RACK-K-PDU-B | 1 | L1
NC-DC-023-TN-046 | Feed A | NC-DC-023-RACK-K-PDU-A | 13 | L2
NC-DC-023-TN-046 | Feed B | NC-DC-023-RACK-K-PDU-B | 13 | L2
NC-DC-023-TN-047 | Feed A | NC-DC-023-RACK-K-PDU-A | 25 | L3
NC-DC-023-TN-047 | Feed B | NC-DC-023-RACK-K-PDU-B | 25 | L3
NC-DC-023-TN-048 | Feed A | NC-DC-023-RACK-K-PDU-A | 2 | L1
NC-DC-023-TN-048 | Feed B | NC-DC-023-RACK-K-PDU-B | 2 | L1
NC-DC-023-TN-049 | Feed A | NC-DC-023-RACK-K-PDU-A | 14 | L2
NC-DC-023-TN-049 | Feed B | NC-DC-023-RACK-K-PDU-B | 14 | L2
NC-DC-023-TN-050 | Feed A | NC-DC-023-RACK-K-PDU-A | 26 | L3
NC-DC-023-TN-050 | Feed B | NC-DC-023-RACK-K-PDU-B | 26 | L3
NC-DC-023-TN-051 | Feed A | NC-DC-023-RACK-L-PDU-A | 1 | L1
NC-DC-023-TN-051 | Feed B | NC-DC-023-RACK-L-PDU-B | 1 | L1
NC-DC-023-TN-052 | Feed A | NC-DC-023-RACK-L-PDU-A | 13 | L2
NC-DC-023-TN-052 | Feed B | NC-DC-023-RACK-L-PDU-B | 13 | L2
NC-DC-023-TN-053 | Feed A | NC-DC-023-RACK-L-PDU-A | 25 | L3
NC-DC-023-TN-053 | Feed B | NC-DC-023-RACK-L-PDU-B | 25 | L3
NC-DC-023-TN-054 | Feed A | NC-DC-023-RACK-L-PDU-A | 2 | L1
NC-DC-023-TN-054 | Feed B | NC-DC-023-RACK-L-PDU-B | 2 | L1
NC-DC-023-TN-055 | Feed A | NC-DC-023-RACK-L-PDU-A | 14 | L2
NC-DC-023-TN-055 | Feed B | NC-DC-023-RACK-L-PDU-B | 14 | L2
NC-DC-023-TN-056 | Feed A | NC-DC-023-RACK-M-PDU-A | 1 | L1
NC-DC-023-TN-056 | Feed B | NC-DC-023-RACK-M-PDU-B | 1 | L1
NC-DC-023-TN-057 | Feed A | NC-DC-023-RACK-M-PDU-A | 13 | L2
NC-DC-023-TN-057 | Feed B | NC-DC-023-RACK-M-PDU-B | 13 | L2
NC-DC-023-TN-058 | Feed A | NC-DC-023-RACK-M-PDU-A | 25 | L3
NC-DC-023-TN-058 | Feed B | NC-DC-023-RACK-M-PDU-B | 25 | L3
NC-DC-023-TN-059 | Feed A | NC-DC-023-RACK-M-PDU-A | 2 | L1
NC-DC-023-TN-059 | Feed B | NC-DC-023-RACK-M-PDU-B | 2 | L1
NC-DC-023-TN-060 | Feed A | NC-DC-023-RACK-M-PDU-A | 14 | L2
NC-DC-023-TN-060 | Feed B | NC-DC-023-RACK-M-PDU-B | 14 | L2
NC-DC-023-TN-061 | Feed A | NC-DC-023-RACK-M-PDU-A | 26 | L3
NC-DC-023-TN-061 | Feed B | NC-DC-023-RACK-M-PDU-B | 26 | L3
WA-DC-024-PE-T4-01 | PEM0 | WA-DC-024-RACK-A-PDU-A | 1 | L1
WA-DC-024-PE-T4-01 | PEM1 | WA-DC-024-RACK-A-PDU-B | 1 | L1
WA-DC-024-PE-T4-02 | PEM0 | WA-DC-024-RACK-A-PDU-A | 13 | L2
WA-DC-024-PE-T4-02 | PEM1 | WA-DC-024-RACK-A-PDU-B | 13 | L2
WA-DC-024-PE-T4-03 | PEM0 | WA-DC-024-RACK-A-PDU-A | 25 | L3
WA-DC-024-PE-T4-03 | PEM1 | WA-DC-024-RACK-A-PDU-B | 25 | L3
WA-DC-024-PE-T4-04 | PEM0 | WA-DC-024-RACK-A-PDU-A | 2 | L1
WA-DC-024-PE-T4-04 | PEM1 | WA-DC-024-RACK-A-PDU-B | 2 | L1
WA-DC-024-FW-01 | PSU1 | WA-DC-024-RACK-A-PDU-A | 14 | L2
WA-DC-024-FW-01 | PSU2 | WA-DC-024-RACK-A-PDU-B | 14 | L2
WA-DC-024-OLA-01 | PSU1 | WA-DC-024-RACK-A-PDU-A | 26 | L3
WA-DC-024-OLA-01 | PSU2 | WA-DC-024-RACK-A-PDU-B | 26 | L3
WA-DC-024-AGG-R01 | PEM0 | WA-DC-024-RACK-A-PDU-A | 3 | L1
WA-DC-024-AGG-R01 | PEM1 | WA-DC-024-RACK-A-PDU-B | 3 | L1
WA-DC-024-AGG-R02 | PEM0 | WA-DC-024-RACK-A-PDU-A | 15 | L2
WA-DC-024-AGG-R02 | PEM1 | WA-DC-024-RACK-A-PDU-B | 15 | L2
WA-DC-024-MMR-SW-01 | PSU1 | WA-DC-024-RACK-A-PDU-A | 27 | L3
WA-DC-024-MMR-SW-01 | PSU2 | WA-DC-024-RACK-A-PDU-B | 27 | L3
WA-DC-024-MMR-SW-02 | PSU1 | WA-DC-024-RACK-A-PDU-A | 4 | L1
WA-DC-024-MMR-SW-02 | PSU2 | WA-DC-024-RACK-A-PDU-B | 4 | L1
WA-DC-024-MMR-SW-03 | PSU1 | WA-DC-024-RACK-A-PDU-A | 16 | L2
WA-DC-024-MMR-SW-03 | PSU2 | WA-DC-024-RACK-A-PDU-B | 16 | L2
WA-DC-024-MMR-SW-04 | PSU1 | WA-DC-024-RACK-A-PDU-A | 28 | L3
WA-DC-024-MMR-SW-04 | PSU2 | WA-DC-024-RACK-A-PDU-B | 28 | L3
WA-DC-024-TOR-001 | PSU1 | WA-DC-024-RACK-A-PDU-A | 5 | L1
WA-DC-024-TOR-001 | PSU2 | WA-DC-024-RACK-A-PDU-B | 5 | L1
WA-DC-024-TOR-002 | PSU1 | WA-DC-024-RACK-A-PDU-A | 17 | L2
WA-DC-024-TOR-002 | PSU2 | WA-DC-024-RACK-A-PDU-B | 17 | L2
WA-DC-024-TOR-003 | PSU1 | WA-DC-024-RACK-A-PDU-A | 29 | L3
WA-DC-024-TOR-003 | PSU2 | WA-DC-024-RACK-A-PDU-B | 29 | L3
WA-DC-024-TN-001 | Feed A | WA-DC-024-RACK-B-PDU-A | 1 | L1
WA-DC-024-TN-001 | Feed B | WA-DC-024-RACK-B-PDU-B | 1 | L1
WA-DC-024-TN-002 | Feed A | WA-DC-024-RACK-B-PDU-A | 13 | L2
WA-DC-024-TN-002 | Feed B | WA-DC-024-RACK-B-PDU-B | 13 | L2
WA-DC-024-TN-003 | Feed A | WA-DC-024-RACK-B-PDU-A | 25 | L3
WA-DC-024-TN-003 | Feed B | WA-DC-024-RACK-B-PDU-B | 25 | L3
WA-DC-024-TN-004 | Feed A | WA-DC-024-RACK-B-PDU-A | 2 | L1
WA-DC-024-TN-004 | Feed B | WA-DC-024-RACK-B-PDU-B | 2 | L1
WA-DC-024-TN-005 | Feed A | WA-DC-024-RACK-B-PDU-A | 14 | L2
WA-DC-024-TN-005 | Feed B | WA-DC-024-RACK-B-PDU-B | 14 | L2
WA-DC-024-TN-006 | Feed A | WA-DC-024-RACK-C-PDU-A | 1 | L1
WA-DC-024-TN-006 | Feed B | WA-DC-024-RACK-C-PDU-B | 1 | L1
WA-DC-024-TN-007 | Feed A | WA-DC-024-RACK-C-PDU-A | 13 | L2
WA-DC-024-TN-007 | Feed B | WA-DC-024-RACK-C-PDU-B | 13 | L2
WA-DC-024-TN-008 | Feed A | WA-DC-024-RACK-C-PDU-A | 25 | L3
WA-DC-024-TN-008 | Feed B | WA-DC-024-RACK-C-PDU-B | 25 | L3
WA-DC-024-TN-009 | Feed A | WA-DC-024-RACK-C-PDU-A | 2 | L1
WA-DC-024-TN-009 | Feed B | WA-DC-024-RACK-C-PDU-B | 2 | L1
WA-DC-024-TN-010 | Feed A | WA-DC-024-RACK-C-PDU-A | 14 | L2
WA-DC-024-TN-010 | Feed B | WA-DC-024-RACK-C-PDU-B | 14 | L2
WA-DC-024-TN-011 | Feed A | WA-DC-024-RACK-C-PDU-A | 26 | L3
WA-DC-024-TN-011 | Feed B | WA-DC-024-RACK-C-PDU-B | 26 | L3
WA-DC-024-TN-012 | Feed A | WA-DC-024-RACK-D-PDU-A | 1 | L1
WA-DC-024-TN-012 | Feed B | WA-DC-024-RACK-D-PDU-B | 1 | L1
WA-DC-024-TN-015 | Feed A | WA-DC-024-RACK-D-PDU-A | 13 | L2
WA-DC-024-TN-015 | Feed B | WA-DC-024-RACK-D-PDU-B | 13 | L2
WA-DC-024-TN-016 | Feed A | WA-DC-024-RACK-D-PDU-A | 25 | L3
WA-DC-024-TN-016 | Feed B | WA-DC-024-RACK-D-PDU-B | 25 | L3
WA-DC-024-TN-017 | Feed A | WA-DC-024-RACK-D-PDU-A | 2 | L1
WA-DC-024-TN-017 | Feed B | WA-DC-024-RACK-D-PDU-B | 2 | L1
WA-DC-024-TN-018 | Feed A | WA-DC-024-RACK-D-PDU-A | 14 | L2
WA-DC-024-TN-018 | Feed B | WA-DC-024-RACK-D-PDU-B | 14 | L2
WA-DC-024-TN-020 | Feed A | WA-DC-024-RACK-E-PDU-A | 1 | L1
WA-DC-024-TN-020 | Feed B | WA-DC-024-RACK-E-PDU-B | 1 | L1
WA-DC-024-TN-023 | Feed A | WA-DC-024-RACK-F-PDU-A | 1 | L1
WA-DC-024-TN-023 | Feed B | WA-DC-024-RACK-F-PDU-B | 1 | L1
WA-DC-024-TN-025 | Feed A | WA-DC-024-RACK-F-PDU-A | 13 | L2
WA-DC-024-TN-025 | Feed B | WA-DC-024-RACK-F-PDU-B | 13 | L2
WA-DC-024-TN-027 | Feed A | WA-DC-024-RACK-F-PDU-A | 25 | L3
WA-DC-024-TN-027 | Feed B | WA-DC-024-RACK-F-PDU-B | 25 | L3
WA-DC-024-TN-028 | Feed A | WA-DC-024-RACK-F-PDU-A | 2 | L1
WA-DC-024-TN-028 | Feed B | WA-DC-024-RACK-F-PDU-B | 2 | L1
Note on A1: Required: yes Type: ref (from Devices) System field: PowerCord.neId
Note on B1: As the device names it (PSU1, PEM0). Tenant gear: Feed A / Feed B. Required: yes Type: text System field: PowerCord.psu
Note on C1: A PDU in the same rack as the device. Required: yes Type: ref (from Rack_PDUs) System field: PowerCord.pduId
Note on D1: Outlet number on that PDU. Required: yes Type: integer System field: PowerCord.outlet
Note on E1: Phase or bank (L1, L2, L3). Leave blank to derive it from the outlet. Required: no Type: text System field: PowerCord.bankId
Note on F1: Nameplate rating of the supply. Required: no Type: decimal System field: (reference only)

## Patch_Panels
panel_id * | site_id * | rack_id * | name * | kind * | role * | ports *
VA-DC-001-RACK-B-PP-F1 | VA-DC-001 | VA-DC-001-RACK-B | PP-F1 | LC duplex | rack | 24
VA-DC-001-RACK-A-PP-F1 | VA-DC-001 | VA-DC-001-RACK-A | PP-F1 | LC duplex | rack | 24
VA-DC-001-RACK-A-PP-F2 | VA-DC-001 | VA-DC-001-RACK-A | PP-F2 | LC duplex | rack | 24
VA-DC-001-RACK-T-ODF-1 | VA-DC-001 | VA-DC-001-RACK-T | ODF-1 | LC duplex | odf | 24
VA-DC-001-RACK-T-ODF-2 | VA-DC-001 | VA-DC-001-RACK-T | ODF-2 | LC duplex | odf | 24
VA-DC-001-RACK-T-ODF-3 | VA-DC-001 | VA-DC-001-RACK-T | ODF-3 | LC duplex | odf | 24
VA-DC-002-RACK-A-PP-F1 | VA-DC-002 | VA-DC-002-RACK-A | PP-F1 | LC duplex | rack | 24
VA-DC-002-RACK-J-ODF-1 | VA-DC-002 | VA-DC-002-RACK-J | ODF-1 | LC duplex | odf | 24
VA-DC-003-RACK-B-PP-F1 | VA-DC-003 | VA-DC-003-RACK-B | PP-F1 | LC duplex | rack | 24
VA-DC-003-RACK-A-PP-F1 | VA-DC-003 | VA-DC-003-RACK-A | PP-F1 | LC duplex | rack | 24
VA-DC-003-RACK-M-ODF-1 | VA-DC-003 | VA-DC-003-RACK-M | ODF-1 | LC duplex | odf | 24
VA-DC-004-RACK-A-PP-F1 | VA-DC-004 | VA-DC-004-RACK-A | PP-F1 | LC duplex | rack | 24
VA-DC-004-RACK-G-ODF-1 | VA-DC-004 | VA-DC-004-RACK-G | ODF-1 | LC duplex | odf | 24
TX-DC-005-RACK-B-PP-F1 | TX-DC-005 | TX-DC-005-RACK-B | PP-F1 | LC duplex | rack | 24
TX-DC-005-RACK-A-PP-F1 | TX-DC-005 | TX-DC-005-RACK-A | PP-F1 | LC duplex | rack | 24
TX-DC-005-RACK-A-PP-F2 | TX-DC-005 | TX-DC-005-RACK-A | PP-F2 | LC duplex | rack | 24
TX-DC-005-RACK-P-ODF-1 | TX-DC-005 | TX-DC-005-RACK-P | ODF-1 | LC duplex | odf | 24
TX-DC-005-RACK-P-ODF-2 | TX-DC-005 | TX-DC-005-RACK-P | ODF-2 | LC duplex | odf | 24
TX-DC-006-RACK-B-PP-F1 | TX-DC-006 | TX-DC-006-RACK-B | PP-F1 | LC duplex | rack | 24
TX-DC-006-RACK-A-PP-F1 | TX-DC-006 | TX-DC-006-RACK-A | PP-F1 | LC duplex | rack | 24
TX-DC-006-RACK-M-ODF-1 | TX-DC-006 | TX-DC-006-RACK-M | ODF-1 | LC duplex | odf | 24
TX-DC-007-RACK-A-PP-F1 | TX-DC-007 | TX-DC-007-RACK-A | PP-F1 | LC duplex | rack | 24
TX-DC-007-RACK-I-ODF-1 | TX-DC-007 | TX-DC-007-RACK-I | ODF-1 | LC duplex | odf | 24
CA-DC-008-RACK-B-PP-F1 | CA-DC-008 | CA-DC-008-RACK-B | PP-F1 | LC duplex | rack | 24
CA-DC-008-RACK-A-PP-F1 | CA-DC-008 | CA-DC-008-RACK-A | PP-F1 | LC duplex | rack | 24
CA-DC-008-RACK-A-PP-F2 | CA-DC-008 | CA-DC-008-RACK-A | PP-F2 | LC duplex | rack | 24
CA-DC-008-RACK-P-ODF-1 | CA-DC-008 | CA-DC-008-RACK-P | ODF-1 | LC duplex | odf | 24
CA-DC-008-RACK-P-ODF-2 | CA-DC-008 | CA-DC-008-RACK-P | ODF-2 | LC duplex | odf | 24
IL-DC-009-RACK-B-PP-F1 | IL-DC-009 | IL-DC-009-RACK-B | PP-F1 | LC duplex | rack | 24
IL-DC-009-RACK-A-PP-F1 | IL-DC-009 | IL-DC-009-RACK-A | PP-F1 | LC duplex | rack | 24
IL-DC-009-RACK-A-PP-F2 | IL-DC-009 | IL-DC-009-RACK-A | PP-F2 | LC duplex | rack | 24
IL-DC-009-RACK-R-ODF-1 | IL-DC-009 | IL-DC-009-RACK-R | ODF-1 | LC duplex | odf | 24
IL-DC-009-RACK-R-ODF-2 | IL-DC-009 | IL-DC-009-RACK-R | ODF-2 | LC duplex | odf | 24
IL-DC-009-RACK-R-ODF-3 | IL-DC-009 | IL-DC-009-RACK-R | ODF-3 | LC duplex | odf | 24
AZ-DC-010-RACK-A-PP-F1 | AZ-DC-010 | AZ-DC-010-RACK-A | PP-F1 | LC duplex | rack | 24
AZ-DC-010-RACK-G-ODF-1 | AZ-DC-010 | AZ-DC-010-RACK-G | ODF-1 | LC duplex | odf | 24
GA-DC-011-RACK-B-PP-F1 | GA-DC-011 | GA-DC-011-RACK-B | PP-F1 | LC duplex | rack | 24
GA-DC-011-RACK-A-PP-F1 | GA-DC-011 | GA-DC-011-RACK-A | PP-F1 | LC duplex | rack | 24
GA-DC-011-RACK-A-PP-F2 | GA-DC-011 | GA-DC-011-RACK-A | PP-F2 | LC duplex | rack | 24
GA-DC-011-RACK-N-ODF-1 | GA-DC-011 | GA-DC-011-RACK-N | ODF-1 | LC duplex | odf | 24
GA-DC-011-RACK-N-ODF-2 | GA-DC-011 | GA-DC-011-RACK-N | ODF-2 | LC duplex | odf | 24
NJ-DC-012-RACK-A-PP-F1 | NJ-DC-012 | NJ-DC-012-RACK-A | PP-F1 | LC duplex | rack | 24
NJ-DC-012-RACK-F-ODF-1 | NJ-DC-012 | NJ-DC-012-RACK-F | ODF-1 | LC duplex | odf | 24
OR-DC-014-RACK-A-PP-F1 | OR-DC-014 | OR-DC-014-RACK-A | PP-F1 | LC duplex | rack | 24
OR-DC-014-RACK-K-ODF-1 | OR-DC-014 | OR-DC-014-RACK-K | ODF-1 | LC duplex | odf | 24
CO-DC-015-RACK-A-PP-F1 | CO-DC-015 | CO-DC-015-RACK-A | PP-F1 | LC duplex | rack | 24
CO-DC-015-RACK-G-ODF-1 | CO-DC-015 | CO-DC-015-RACK-G | ODF-1 | LC duplex | odf | 24
OH-DC-016-RACK-B-PP-F1 | OH-DC-016 | OH-DC-016-RACK-B | PP-F1 | LC duplex | rack | 24
OH-DC-016-RACK-A-PP-F1 | OH-DC-016 | OH-DC-016-RACK-A | PP-F1 | LC duplex | rack | 24
OH-DC-016-RACK-A-PP-F2 | OH-DC-016 | OH-DC-016-RACK-A | PP-F2 | LC duplex | rack | 24
OH-DC-016-RACK-N-ODF-1 | OH-DC-016 | OH-DC-016-RACK-N | ODF-1 | LC duplex | odf | 24
OH-DC-016-RACK-N-ODF-2 | OH-DC-016 | OH-DC-016-RACK-N | ODF-2 | LC duplex | odf | 24
OH-DC-017-RACK-A-PP-F1 | OH-DC-017 | OH-DC-017-RACK-A | PP-F1 | LC duplex | rack | 24
OH-DC-017-RACK-K-ODF-1 | OH-DC-017 | OH-DC-017-RACK-K | ODF-1 | LC duplex | odf | 24
FL-DC-018-RACK-A-PP-F1 | FL-DC-018 | FL-DC-018-RACK-A | PP-F1 | LC duplex | rack | 24
FL-DC-018-RACK-G-ODF-1 | FL-DC-018 | FL-DC-018-RACK-G | ODF-1 | LC duplex | odf | 24
UT-DC-019-RACK-A-PP-F1 | UT-DC-019 | UT-DC-019-RACK-A | PP-F1 | LC duplex | rack | 24
UT-DC-019-RACK-F-ODF-1 | UT-DC-019 | UT-DC-019-RACK-F | ODF-1 | LC duplex | odf | 24
CA-DC-020-RACK-B-PP-F1 | CA-DC-020 | CA-DC-020-RACK-B | PP-F1 | LC duplex | rack | 24
CA-DC-020-RACK-A-PP-F1 | CA-DC-020 | CA-DC-020-RACK-A | PP-F1 | LC duplex | rack | 24
CA-DC-020-RACK-A-PP-F2 | CA-DC-020 | CA-DC-020-RACK-A | PP-F2 | LC duplex | rack | 24
CA-DC-020-RACK-S-ODF-1 | CA-DC-020 | CA-DC-020-RACK-S | ODF-1 | LC duplex | odf | 24
CA-DC-020-RACK-S-ODF-2 | CA-DC-020 | CA-DC-020-RACK-S | ODF-2 | LC duplex | odf | 24
CA-DC-020-RACK-S-ODF-3 | CA-DC-020 | CA-DC-020-RACK-S | ODF-3 | LC duplex | odf | 24
CA-DC-021-RACK-B-PP-F1 | CA-DC-021 | CA-DC-021-RACK-B | PP-F1 | LC duplex | rack | 24
CA-DC-021-RACK-A-PP-F1 | CA-DC-021 | CA-DC-021-RACK-A | PP-F1 | LC duplex | rack | 24
CA-DC-021-RACK-M-ODF-1 | CA-DC-021 | CA-DC-021-RACK-M | ODF-1 | LC duplex | odf | 24
CA-DC-021-RACK-M-ODF-2 | CA-DC-021 | CA-DC-021-RACK-M | ODF-2 | LC duplex | odf | 24
TX-DC-022-RACK-B-PP-F1 | TX-DC-022 | TX-DC-022-RACK-B | PP-F1 | LC duplex | rack | 24
TX-DC-022-RACK-A-PP-F1 | TX-DC-022 | TX-DC-022-RACK-A | PP-F1 | LC duplex | rack | 24
TX-DC-022-RACK-A-PP-F2 | TX-DC-022 | TX-DC-022-RACK-A | PP-F2 | LC duplex | rack | 24
TX-DC-022-RACK-S-ODF-1 | TX-DC-022 | TX-DC-022-RACK-S | ODF-1 | LC duplex | odf | 24
TX-DC-022-RACK-S-ODF-2 | TX-DC-022 | TX-DC-022-RACK-S | ODF-2 | LC duplex | odf | 24
NC-DC-023-RACK-B-PP-F1 | NC-DC-023 | NC-DC-023-RACK-B | PP-F1 | LC duplex | rack | 24
NC-DC-023-RACK-A-PP-F1 | NC-DC-023 | NC-DC-023-RACK-A | PP-F1 | LC duplex | rack | 24
NC-DC-023-RACK-A-PP-F2 | NC-DC-023 | NC-DC-023-RACK-A | PP-F2 | LC duplex | rack | 24
NC-DC-023-RACK-P-ODF-1 | NC-DC-023 | NC-DC-023-RACK-P | ODF-1 | LC duplex | odf | 24
NC-DC-023-RACK-P-ODF-2 | NC-DC-023 | NC-DC-023-RACK-P | ODF-2 | LC duplex | odf | 24
WA-DC-024-RACK-A-PP-F1 | WA-DC-024 | WA-DC-024-RACK-A | PP-F1 | LC duplex | rack | 24
WA-DC-024-RACK-H-ODF-1 | WA-DC-024 | WA-DC-024-RACK-H | ODF-1 | LC duplex | odf | 24
Note on A1: Unique, for example MP-DC-001-A01-PP-F1. Required: yes Type: text System field: PatchPanel.id
Note on B1: Required: yes Type: ref (from Sites) System field: PatchPanel.dcId
Note on C1: Required: yes Type: ref (from Racks) System field: PatchPanel.rackId
Note on D1: Label on the panel. Required: yes Type: text System field: PatchPanel.name
Note on E1: LC duplex (fibre), MPO (high-density fibre) or RJ45 (copper). Required: yes Type: list (from panel_kind) System field: PatchPanel.kind
Note on F1: rack = top of a cabinet; odf = in the site's patching / main distribution rack. Required: yes Type: list (from panel_role) System field: PatchPanel.role
Note on G1: Required: yes Type: integer System field: PatchPanel.ports

## Trunk_Cables
trunk_id * | site_id * | a_panel_id * | z_panel_id * | kind * | pairs * | route * | length_m
VA-DC-001-RACK-B-TRK-1 | VA-DC-001 | VA-DC-001-RACK-B-PP-F1 | VA-DC-001-RACK-T-ODF-1 | MPO-24 OM4 trunk × 1 | 12 | Tray route 1 | 93
VA-DC-001-RACK-A-TRK-2 | VA-DC-001 | VA-DC-001-RACK-A-PP-F1 | VA-DC-001-RACK-T-ODF-1 | MPO-24 OM4 trunk × 2 | 24 | Tray route 2 | 50
VA-DC-001-RACK-B-TRK-2 | VA-DC-001 | VA-DC-001-RACK-B-PP-F1 | VA-DC-001-RACK-T-ODF-1 | MPO-24 OM4 trunk × 1 | 12 | Tray route 2 | 67
VA-DC-001-RACK-A-TRK-1 | VA-DC-001 | VA-DC-001-RACK-A-PP-F1 | VA-DC-001-RACK-T-ODF-1 | MPO-24 OM4 trunk × 2 | 24 | Tray route 1 | 76
VA-DC-002-RACK-A-TRK-1 | VA-DC-002 | VA-DC-002-RACK-A-PP-F1 | VA-DC-002-RACK-J-ODF-1 | MPO-24 OM4 trunk × 1 | 12 | Tray route 1 | 71
VA-DC-002-RACK-A-TRK-2 | VA-DC-002 | VA-DC-002-RACK-A-PP-F1 | VA-DC-002-RACK-J-ODF-1 | MPO-24 OM4 trunk × 1 | 12 | Tray route 2 | 41
VA-DC-003-RACK-B-TRK-1 | VA-DC-003 | VA-DC-003-RACK-B-PP-F1 | VA-DC-003-RACK-M-ODF-1 | MPO-24 OM4 trunk × 1 | 12 | Tray route 1 | 48
VA-DC-003-RACK-A-TRK-2 | VA-DC-003 | VA-DC-003-RACK-A-PP-F1 | VA-DC-003-RACK-M-ODF-1 | MPO-24 OM4 trunk × 1 | 12 | Tray route 2 | 44
VA-DC-003-RACK-B-TRK-2 | VA-DC-003 | VA-DC-003-RACK-B-PP-F1 | VA-DC-003-RACK-M-ODF-1 | MPO-24 OM4 trunk × 1 | 12 | Tray route 2 | 55
VA-DC-003-RACK-A-TRK-1 | VA-DC-003 | VA-DC-003-RACK-A-PP-F1 | VA-DC-003-RACK-M-ODF-1 | MPO-24 OM4 trunk × 1 | 12 | Tray route 1 | 59
VA-DC-004-RACK-A-TRK-1 | VA-DC-004 | VA-DC-004-RACK-A-PP-F1 | VA-DC-004-RACK-G-ODF-1 | MPO-24 OM4 trunk × 2 | 24 | Tray route 1 | 90
TX-DC-005-RACK-B-TRK-1 | TX-DC-005 | TX-DC-005-RACK-B-PP-F1 | TX-DC-005-RACK-P-ODF-1 | MPO-24 OM4 trunk × 1 | 12 | Tray route 1 | 59
TX-DC-005-RACK-A-TRK-1 | TX-DC-005 | TX-DC-005-RACK-A-PP-F1 | TX-DC-005-RACK-P-ODF-1 | MPO-24 OM4 trunk × 2 | 24 | Tray route 1 | 89
TX-DC-005-RACK-B-TRK-2 | TX-DC-005 | TX-DC-005-RACK-B-PP-F1 | TX-DC-005-RACK-P-ODF-1 | MPO-24 OM4 trunk × 1 | 12 | Tray route 2 | 58
TX-DC-005-RACK-A-TRK-2 | TX-DC-005 | TX-DC-005-RACK-A-PP-F1 | TX-DC-005-RACK-P-ODF-1 | MPO-24 OM4 trunk × 2 | 24 | Tray route 2 | 84
TX-DC-006-RACK-B-TRK-1 | TX-DC-006 | TX-DC-006-RACK-B-PP-F1 | TX-DC-006-RACK-M-ODF-1 | MPO-24 OM4 trunk × 1 | 12 | Tray route 1 | 79
TX-DC-006-RACK-A-TRK-2 | TX-DC-006 | TX-DC-006-RACK-A-PP-F1 | TX-DC-006-RACK-M-ODF-1 | MPO-24 OM4 trunk × 1 | 12 | Tray route 2 | 47
TX-DC-006-RACK-B-TRK-2 | TX-DC-006 | TX-DC-006-RACK-B-PP-F1 | TX-DC-006-RACK-M-ODF-1 | MPO-24 OM4 trunk × 1 | 12 | Tray route 2 | 94
TX-DC-006-RACK-A-TRK-1 | TX-DC-006 | TX-DC-006-RACK-A-PP-F1 | TX-DC-006-RACK-M-ODF-1 | MPO-24 OM4 trunk × 1 | 12 | Tray route 1 | 52
TX-DC-007-RACK-A-TRK-1 | TX-DC-007 | TX-DC-007-RACK-A-PP-F1 | TX-DC-007-RACK-I-ODF-1 | MPO-24 OM4 trunk × 2 | 24 | Tray route 1 | 94
CA-DC-008-RACK-B-TRK-1 | CA-DC-008 | CA-DC-008-RACK-B-PP-F1 | CA-DC-008-RACK-P-ODF-1 | MPO-24 OM4 trunk × 1 | 12 | Tray route 1 | 77
CA-DC-008-RACK-A-TRK-1 | CA-DC-008 | CA-DC-008-RACK-A-PP-F1 | CA-DC-008-RACK-P-ODF-1 | MPO-24 OM4 trunk × 2 | 24 | Tray route 1 | 82
CA-DC-008-RACK-B-TRK-2 | CA-DC-008 | CA-DC-008-RACK-B-PP-F1 | CA-DC-008-RACK-P-ODF-1 | MPO-24 OM4 trunk × 1 | 12 | Tray route 2 | 69
CA-DC-008-RACK-A-TRK-2 | CA-DC-008 | CA-DC-008-RACK-A-PP-F1 | CA-DC-008-RACK-P-ODF-1 | MPO-24 OM4 trunk × 2 | 24 | Tray route 2 | 62
IL-DC-009-RACK-B-TRK-1 | IL-DC-009 | IL-DC-009-RACK-B-PP-F1 | IL-DC-009-RACK-R-ODF-1 | MPO-24 OM4 trunk × 1 | 12 | Tray route 1 | 89
IL-DC-009-RACK-A-TRK-2 | IL-DC-009 | IL-DC-009-RACK-A-PP-F1 | IL-DC-009-RACK-R-ODF-1 | MPO-24 OM4 trunk × 2 | 24 | Tray route 2 | 55
IL-DC-009-RACK-B-TRK-2 | IL-DC-009 | IL-DC-009-RACK-B-PP-F1 | IL-DC-009-RACK-R-ODF-1 | MPO-24 OM4 trunk × 1 | 12 | Tray route 2 | 47
IL-DC-009-RACK-A-TRK-1 | IL-DC-009 | IL-DC-009-RACK-A-PP-F1 | IL-DC-009-RACK-R-ODF-1 | MPO-24 OM4 trunk × 2 | 24 | Tray route 1 | 50
AZ-DC-010-RACK-A-TRK-1 | AZ-DC-010 | AZ-DC-010-RACK-A-PP-F1 | AZ-DC-010-RACK-G-ODF-1 | MPO-24 OM4 trunk × 2 | 24 | Tray route 1 | 58
GA-DC-011-RACK-B-TRK-1 | GA-DC-011 | GA-DC-011-RACK-B-PP-F1 | GA-DC-011-RACK-N-ODF-1 | MPO-24 OM4 trunk × 1 | 12 | Tray route 1 | 57
GA-DC-011-RACK-A-TRK-2 | GA-DC-011 | GA-DC-011-RACK-A-PP-F1 | GA-DC-011-RACK-N-ODF-1 | MPO-24 OM4 trunk × 2 | 24 | Tray route 2 | 80
GA-DC-011-RACK-B-TRK-2 | GA-DC-011 | GA-DC-011-RACK-B-PP-F1 | GA-DC-011-RACK-N-ODF-1 | MPO-24 OM4 trunk × 1 | 12 | Tray route 2 | 62
GA-DC-011-RACK-A-TRK-1 | GA-DC-011 | GA-DC-011-RACK-A-PP-F1 | GA-DC-011-RACK-N-ODF-1 | MPO-24 OM4 trunk × 2 | 24 | Tray route 1 | 58
NJ-DC-012-RACK-A-TRK-1 | NJ-DC-012 | NJ-DC-012-RACK-A-PP-F1 | NJ-DC-012-RACK-F-ODF-1 | MPO-24 OM4 trunk × 2 | 24 | Tray route 1 | 58
OR-DC-014-RACK-A-TRK-1 | OR-DC-014 | OR-DC-014-RACK-A-PP-F1 | OR-DC-014-RACK-K-ODF-1 | MPO-24 OM4 trunk × 1 | 12 | Tray route 1 | 69
OR-DC-014-RACK-A-TRK-2 | OR-DC-014 | OR-DC-014-RACK-A-PP-F1 | OR-DC-014-RACK-K-ODF-1 | MPO-24 OM4 trunk × 1 | 12 | Tray route 2 | 60
CO-DC-015-RACK-A-TRK-1 | CO-DC-015 | CO-DC-015-RACK-A-PP-F1 | CO-DC-015-RACK-G-ODF-1 | MPO-24 OM4 trunk × 2 | 24 | Tray route 1 | 72
OH-DC-016-RACK-B-TRK-1 | OH-DC-016 | OH-DC-016-RACK-B-PP-F1 | OH-DC-016-RACK-N-ODF-1 | MPO-24 OM4 trunk × 1 | 12 | Tray route 1 | 92
OH-DC-016-RACK-A-TRK-2 | OH-DC-016 | OH-DC-016-RACK-A-PP-F1 | OH-DC-016-RACK-N-ODF-1 | MPO-24 OM4 trunk × 2 | 24 | Tray route 2 | 87
OH-DC-016-RACK-B-TRK-2 | OH-DC-016 | OH-DC-016-RACK-B-PP-F1 | OH-DC-016-RACK-N-ODF-1 | MPO-24 OM4 trunk × 1 | 12 | Tray route 2 | 83
OH-DC-016-RACK-A-TRK-1 | OH-DC-016 | OH-DC-016-RACK-A-PP-F1 | OH-DC-016-RACK-N-ODF-1 | MPO-24 OM4 trunk × 2 | 24 | Tray route 1 | 56
OH-DC-017-RACK-A-TRK-1 | OH-DC-017 | OH-DC-017-RACK-A-PP-F1 | OH-DC-017-RACK-K-ODF-1 | MPO-24 OM4 trunk × 2 | 24 | Tray route 1 | 68
FL-DC-018-RACK-A-TRK-1 | FL-DC-018 | FL-DC-018-RACK-A-PP-F1 | FL-DC-018-RACK-G-ODF-1 | MPO-24 OM4 trunk × 2 | 24 | Tray route 1 | 40
UT-DC-019-RACK-A-TRK-1 | UT-DC-019 | UT-DC-019-RACK-A-PP-F1 | UT-DC-019-RACK-F-ODF-1 | MPO-24 OM4 trunk × 2 | 24 | Tray route 1 | 67
CA-DC-020-RACK-B-TRK-1 | CA-DC-020 | CA-DC-020-RACK-B-PP-F1 | CA-DC-020-RACK-S-ODF-1 | MPO-24 OM4 trunk × 1 | 12 | Tray route 1 | 62
CA-DC-020-RACK-A-TRK-1 | CA-DC-020 | CA-DC-020-RACK-A-PP-F1 | CA-DC-020-RACK-S-ODF-1 | MPO-24 OM4 trunk × 2 | 24 | Tray route 1 | 83
CA-DC-020-RACK-B-TRK-2 | CA-DC-020 | CA-DC-020-RACK-B-PP-F1 | CA-DC-020-RACK-S-ODF-1 | MPO-24 OM4 trunk × 1 | 12 | Tray route 2 | 93
CA-DC-020-RACK-A-TRK-2 | CA-DC-020 | CA-DC-020-RACK-A-PP-F1 | CA-DC-020-RACK-S-ODF-1 | MPO-24 OM4 trunk × 2 | 24 | Tray route 2 | 74
CA-DC-021-RACK-B-TRK-1 | CA-DC-021 | CA-DC-021-RACK-B-PP-F1 | CA-DC-021-RACK-M-ODF-1 | MPO-24 OM4 trunk × 1 | 12 | Tray route 1 | 82
CA-DC-021-RACK-A-TRK-2 | CA-DC-021 | CA-DC-021-RACK-A-PP-F1 | CA-DC-021-RACK-M-ODF-1 | MPO-24 OM4 trunk × 1 | 12 | Tray route 2 | 62
CA-DC-021-RACK-B-TRK-2 | CA-DC-021 | CA-DC-021-RACK-B-PP-F1 | CA-DC-021-RACK-M-ODF-1 | MPO-24 OM4 trunk × 1 | 12 | Tray route 2 | 78
CA-DC-021-RACK-A-TRK-1 | CA-DC-021 | CA-DC-021-RACK-A-PP-F1 | CA-DC-021-RACK-M-ODF-1 | MPO-24 OM4 trunk × 1 | 12 | Tray route 1 | 61
TX-DC-022-RACK-B-TRK-1 | TX-DC-022 | TX-DC-022-RACK-B-PP-F1 | TX-DC-022-RACK-S-ODF-1 | MPO-24 OM4 trunk × 1 | 12 | Tray route 1 | 91
TX-DC-022-RACK-A-TRK-1 | TX-DC-022 | TX-DC-022-RACK-A-PP-F1 | TX-DC-022-RACK-S-ODF-1 | MPO-24 OM4 trunk × 2 | 24 | Tray route 1 | 59
TX-DC-022-RACK-B-TRK-2 | TX-DC-022 | TX-DC-022-RACK-B-PP-F1 | TX-DC-022-RACK-S-ODF-1 | MPO-24 OM4 trunk × 1 | 12 | Tray route 2 | 51
TX-DC-022-RACK-A-TRK-2 | TX-DC-022 | TX-DC-022-RACK-A-PP-F1 | TX-DC-022-RACK-S-ODF-1 | MPO-24 OM4 trunk × 2 | 24 | Tray route 2 | 60
NC-DC-023-RACK-B-TRK-1 | NC-DC-023 | NC-DC-023-RACK-B-PP-F1 | NC-DC-023-RACK-P-ODF-1 | MPO-24 OM4 trunk × 1 | 12 | Tray route 1 | 85
NC-DC-023-RACK-A-TRK-2 | NC-DC-023 | NC-DC-023-RACK-A-PP-F1 | NC-DC-023-RACK-P-ODF-1 | MPO-24 OM4 trunk × 2 | 24 | Tray route 2 | 52
NC-DC-023-RACK-B-TRK-2 | NC-DC-023 | NC-DC-023-RACK-B-PP-F1 | NC-DC-023-RACK-P-ODF-1 | MPO-24 OM4 trunk × 1 | 12 | Tray route 2 | 50
NC-DC-023-RACK-A-TRK-1 | NC-DC-023 | NC-DC-023-RACK-A-PP-F1 | NC-DC-023-RACK-P-ODF-1 | MPO-24 OM4 trunk × 2 | 24 | Tray route 1 | 50
WA-DC-024-RACK-A-TRK-1 | WA-DC-024 | WA-DC-024-RACK-A-PP-F1 | WA-DC-024-RACK-H-ODF-1 | MPO-24 OM4 trunk × 2 | 24 | Tray route 1 | 88
Note on A1: Required: yes Type: text System field: Trunk.id
Note on B1: Required: yes Type: ref (from Sites) System field: Trunk.dcId
Note on C1: Required: yes Type: ref (from Patch_Panels) System field: Trunk.aPanel
Note on D1: Required: yes Type: ref (from Patch_Panels) System field: Trunk.zPanel
Note on E1: For example "MPO-24 OM4 trunk" or "Cat6A 24-cable bundle". Required: yes Type: text System field: Trunk.kind
Note on F1: Duplex pairs (fibre) or cables (copper). Required: yes Type: integer System field: Trunk.pairs
Note on G1: Tray route. Two diverse routes let dual-homed devices survive one cut tray. Required: yes Type: list (from tray_route) System field: Trunk.route
Note on H1: Required: no Type: decimal System field: Trunk.lengthM

## Cable_Paths
link_id * | end * | device_id * | patch_cord_id | panel_id | panel_port | trunk_id | odf_panel_id | odf_port | osp_core
LNK-00001 | A | VA-DC-001-PE-T4-01 | VA-DC-001-PC-00001
LNK-00001 | Z | VA-DC-001-PE-T4-02 | VA-DC-001-PC-00002
LNK-00006 | A | VA-DC-001-PE-T4-01 | VA-DC-001-PC-00003
LNK-00006 | Z | VA-DC-001-PE-T4-03 | VA-DC-001-PC-00004
LNK-00011 | A | VA-DC-001-PE-T4-01 | VA-DC-001-PC-00005
LNK-00011 | Z | VA-DC-001-PE-T4-04 | VA-DC-001-PC-00006
LNK-00016 | A | VA-DC-001-PE-T4-02 | VA-DC-001-PC-00007
LNK-00016 | Z | VA-DC-001-PE-T4-03 | VA-DC-001-PC-00008
LNK-00021 | A | VA-DC-001-PE-T4-02 | VA-DC-001-PC-00009
LNK-00021 | Z | VA-DC-001-PE-T4-04 | VA-DC-001-PC-00010
LNK-00026 | A | VA-DC-001-PE-T4-03 | VA-DC-001-PC-00011
LNK-00026 | Z | VA-DC-001-PE-T4-04 | VA-DC-001-PC-00012
LNK-00031 | A | VA-DC-001-AGG-R01 | VA-DC-001-PC-00013
LNK-00031 | Z | VA-DC-001-PE-T4-01 | VA-DC-001-PC-00014
LNK-00034 | A | VA-DC-001-AGG-R01 | VA-DC-001-PC-00015
LNK-00034 | Z | VA-DC-001-PE-T4-02 | VA-DC-001-PC-00016
LNK-00037 | A | VA-DC-001-AGG-R02 | VA-DC-001-PC-00017
LNK-00037 | Z | VA-DC-001-PE-T4-02 | VA-DC-001-PC-00018
LNK-00040 | A | VA-DC-001-AGG-R02 | VA-DC-001-PC-00019
LNK-00040 | Z | VA-DC-001-PE-T4-03 | VA-DC-001-PC-00020
LNK-00043 | A | VA-DC-001-AGG-R03 | VA-DC-001-PC-00021
LNK-00043 | Z | VA-DC-001-PE-T4-03 | VA-DC-001-PC-00022
LNK-00046 | A | VA-DC-001-AGG-R03 | VA-DC-001-PC-00023
LNK-00046 | Z | VA-DC-001-PE-T4-04 | VA-DC-001-PC-00024
LNK-00049 | A | VA-DC-001-OLA-01 | VA-DC-001-PC-00025
LNK-00049 | Z | VA-DC-001-AGG-R01 | VA-DC-001-PC-00026
LNK-00050 | A | VA-DC-001-OLA-02 | VA-DC-001-PC-00027
LNK-00050 | Z | VA-DC-001-AGG-R02 | VA-DC-001-PC-00028
LNK-00051 | A | VA-DC-001-FW-01 | VA-DC-001-PC-00029
LNK-00051 | Z | VA-DC-001-AGG-R01 | VA-DC-001-PC-00030
LNK-00052 | A | VA-DC-001-FW-01 | VA-DC-001-PC-00031
LNK-00052 | Z | VA-DC-001-AGG-R02 | VA-DC-001-PC-00032
LNK-00053 | A | VA-DC-001-FW-02 | VA-DC-001-PC-00033
LNK-00053 | Z | VA-DC-001-AGG-R02 | VA-DC-001-PC-00034
LNK-00054 | A | VA-DC-001-FW-02 | VA-DC-001-PC-00035
LNK-00054 | Z | VA-DC-001-AGG-R03 | VA-DC-001-PC-00036
LNK-00055 | A | VA-DC-001-MMR-SW-01 | VA-DC-001-PC-00037
LNK-00055 | Z | VA-DC-001-AGG-R01 | VA-DC-001-PC-00038
LNK-00056 | A | VA-DC-001-MMR-SW-01 | VA-DC-001-PC-00039
LNK-00056 | Z | VA-DC-001-AGG-R01 | VA-DC-001-PC-00040
LNK-00057 | A | VA-DC-001-MMR-SW-02 | VA-DC-001-PC-00041 | VA-DC-001-RACK-B-PP-F1 | 1 | VA-DC-001-RACK-B-TRK-1 | VA-DC-001-RACK-T-ODF-1 | 1
LNK-00057 | Z | VA-DC-001-AGG-R02 | VA-DC-001-PC-00042 | VA-DC-001-RACK-A-PP-F1 | 1 | VA-DC-001-RACK-A-TRK-2 | VA-DC-001-RACK-T-ODF-1 | 2
LNK-00058 | A | VA-DC-001-MMR-SW-02 | VA-DC-001-PC-00043 | VA-DC-001-RACK-B-PP-F1 | 2 | VA-DC-001-RACK-B-TRK-2 | VA-DC-001-RACK-T-ODF-1 | 3
LNK-00058 | Z | VA-DC-001-AGG-R02 | VA-DC-001-PC-00044 | VA-DC-001-RACK-A-PP-F1 | 2 | VA-DC-001-RACK-A-TRK-1 | VA-DC-001-RACK-T-ODF-1 | 4
LNK-00059 | A | VA-DC-001-MMR-SW-03 | VA-DC-001-PC-00045 | VA-DC-001-RACK-B-PP-F1 | 3 | VA-DC-001-RACK-B-TRK-1 | VA-DC-001-RACK-T-ODF-1 | 5
LNK-00059 | Z | VA-DC-001-AGG-R03 | VA-DC-001-PC-00046 | VA-DC-001-RACK-A-PP-F1 | 3 | VA-DC-001-RACK-A-TRK-2 | VA-DC-001-RACK-T-ODF-1 | 6
LNK-00060 | A | VA-DC-001-MMR-SW-03 | VA-DC-001-PC-00047 | VA-DC-001-RACK-B-PP-F1 | 4 | VA-DC-001-RACK-B-TRK-2 | VA-DC-001-RACK-T-ODF-1 | 7
LNK-00060 | Z | VA-DC-001-AGG-R03 | VA-DC-001-PC-00048 | VA-DC-001-RACK-A-PP-F1 | 4 | VA-DC-001-RACK-A-TRK-1 | VA-DC-001-RACK-T-ODF-1 | 8
LNK-00061 | A | VA-DC-001-MMR-SW-04 | VA-DC-001-PC-00049 | VA-DC-001-RACK-B-PP-F1 | 5 | VA-DC-001-RACK-B-TRK-1 | VA-DC-001-RACK-T-ODF-1 | 9
LNK-00061 | Z | VA-DC-001-AGG-R01 | VA-DC-001-PC-00050 | VA-DC-001-RACK-A-PP-F1 | 5 | VA-DC-001-RACK-A-TRK-1 | VA-DC-001-RACK-T-ODF-1 | 10
LNK-00062 | A | VA-DC-001-MMR-SW-04 | VA-DC-001-PC-00051 | VA-DC-001-RACK-B-PP-F1 | 6 | VA-DC-001-RACK-B-TRK-2 | VA-DC-001-RACK-T-ODF-1 | 11
LNK-00062 | Z | VA-DC-001-AGG-R01 | VA-DC-001-PC-00052 | VA-DC-001-RACK-A-PP-F1 | 6 | VA-DC-001-RACK-A-TRK-2 | VA-DC-001-RACK-T-ODF-1 | 12
LNK-00063 | A | VA-DC-001-MMR-SW-05 | VA-DC-001-PC-00053 | VA-DC-001-RACK-B-PP-F1 | 7 | VA-DC-001-RACK-B-TRK-1 | VA-DC-001-RACK-T-ODF-1 | 13
LNK-00063 | Z | VA-DC-001-AGG-R02 | VA-DC-001-PC-00054 | VA-DC-001-RACK-A-PP-F1 | 7 | VA-DC-001-RACK-A-TRK-2 | VA-DC-001-RACK-T-ODF-1 | 14
LNK-00064 | A | VA-DC-001-MMR-SW-05 | VA-DC-001-PC-00055 | VA-DC-001-RACK-B-PP-F1 | 8 | VA-DC-001-RACK-B-TRK-2 | VA-DC-001-RACK-T-ODF-1 | 15
LNK-00064 | Z | VA-DC-001-AGG-R02 | VA-DC-001-PC-00056 | VA-DC-001-RACK-A-PP-F1 | 8 | VA-DC-001-RACK-A-TRK-1 | VA-DC-001-RACK-T-ODF-1 | 16
LNK-00065 | A | VA-DC-001-MMR-SW-06 | VA-DC-001-PC-00057 | VA-DC-001-RACK-B-PP-F1 | 9 | VA-DC-001-RACK-B-TRK-1 | VA-DC-001-RACK-T-ODF-1 | 17
LNK-00065 | Z | VA-DC-001-AGG-R03 | VA-DC-001-PC-00058 | VA-DC-001-RACK-A-PP-F1 | 9 | VA-DC-001-RACK-A-TRK-2 | VA-DC-001-RACK-T-ODF-1 | 18
LNK-00066 | A | VA-DC-001-MMR-SW-06 | VA-DC-001-PC-00059 | VA-DC-001-RACK-B-PP-F1 | 10 | VA-DC-001-RACK-B-TRK-2 | VA-DC-001-RACK-T-ODF-1 | 19
LNK-00066 | Z | VA-DC-001-AGG-R03 | VA-DC-001-PC-00060 | VA-DC-001-RACK-A-PP-F1 | 10 | VA-DC-001-RACK-A-TRK-1 | VA-DC-001-RACK-T-ODF-1 | 20
LNK-00067 | A | VA-DC-001-MMR-SW-07 | VA-DC-001-PC-00061 | VA-DC-001-RACK-B-PP-F1 | 11 | VA-DC-001-RACK-B-TRK-1 | VA-DC-001-RACK-T-ODF-1 | 21
LNK-00067 | Z | VA-DC-001-AGG-R01 | VA-DC-001-PC-00062 | VA-DC-001-RACK-A-PP-F1 | 11 | VA-DC-001-RACK-A-TRK-1 | VA-DC-001-RACK-T-ODF-1 | 22
LNK-00068 | A | VA-DC-001-MMR-SW-07 | VA-DC-001-PC-00063 | VA-DC-001-RACK-B-PP-F1 | 12 | VA-DC-001-RACK-B-TRK-2 | VA-DC-001-RACK-T-ODF-1 | 23
LNK-00068 | Z | VA-DC-001-AGG-R01 | VA-DC-001-PC-00064 | VA-DC-001-RACK-A-PP-F1 | 12 | VA-DC-001-RACK-A-TRK-2 | VA-DC-001-RACK-T-ODF-1 | 24
LNK-00069 | A | VA-DC-001-MMR-SW-08 | VA-DC-001-PC-00065 | VA-DC-001-RACK-B-PP-F1 | 13 | VA-DC-001-RACK-B-TRK-1 | VA-DC-001-RACK-T-ODF-2 | 1
LNK-00069 | Z | VA-DC-001-AGG-R02 | VA-DC-001-PC-00066 | VA-DC-001-RACK-A-PP-F1 | 13 | VA-DC-001-RACK-A-TRK-2 | VA-DC-001-RACK-T-ODF-2 | 2
LNK-00070 | A | VA-DC-001-MMR-SW-08 | VA-DC-001-PC-00067 | VA-DC-001-RACK-B-PP-F1 | 14 | VA-DC-001-RACK-B-TRK-2 | VA-DC-001-RACK-T-ODF-2 | 3
LNK-00070 | Z | VA-DC-001-AGG-R02 | VA-DC-001-PC-00068 | VA-DC-001-RACK-A-PP-F1 | 14 | VA-DC-001-RACK-A-TRK-1 | VA-DC-001-RACK-T-ODF-2 | 4
LNK-00071 | A | VA-DC-001-MMR-SW-09 | VA-DC-001-PC-00069 | VA-DC-001-RACK-B-PP-F1 | 15 | VA-DC-001-RACK-B-TRK-1 | VA-DC-001-RACK-T-ODF-2 | 5
LNK-00071 | Z | VA-DC-001-AGG-R03 | VA-DC-001-PC-00070 | VA-DC-001-RACK-A-PP-F1 | 15 | VA-DC-001-RACK-A-TRK-2 | VA-DC-001-RACK-T-ODF-2 | 6
LNK-00072 | A | VA-DC-001-MMR-SW-09 | VA-DC-001-PC-00071 | VA-DC-001-RACK-B-PP-F1 | 16 | VA-DC-001-RACK-B-TRK-2 | VA-DC-001-RACK-T-ODF-2 | 7
LNK-00072 | Z | VA-DC-001-AGG-R03 | VA-DC-001-PC-00072 | VA-DC-001-RACK-A-PP-F1 | 16 | VA-DC-001-RACK-A-TRK-1 | VA-DC-001-RACK-T-ODF-2 | 8
LNK-00073 | A | VA-DC-001-TOR-001 | VA-DC-001-PC-00073 | VA-DC-001-RACK-B-PP-F1 | 17 | VA-DC-001-RACK-B-TRK-1 | VA-DC-001-RACK-T-ODF-2 | 9
LNK-00073 | Z | VA-DC-001-MMR-SW-01 | VA-DC-001-PC-00074 | VA-DC-001-RACK-A-PP-F1 | 17 | VA-DC-001-RACK-A-TRK-1 | VA-DC-001-RACK-T-ODF-2 | 10
LNK-00074 | A | VA-DC-001-TOR-001 | VA-DC-001-PC-00075
LNK-00074 | Z | VA-DC-001-MMR-SW-02 | VA-DC-001-PC-00076
LNK-00075 | A | VA-DC-001-TOR-002 | VA-DC-001-PC-00077
LNK-00075 | Z | VA-DC-001-MMR-SW-02 | VA-DC-001-PC-00078
LNK-00076 | A | VA-DC-001-TOR-002 | VA-DC-001-PC-00079
LNK-00076 | Z | VA-DC-001-MMR-SW-03 | VA-DC-001-PC-00080
LNK-00077 | A | VA-DC-001-TOR-003 | VA-DC-001-PC-00081
LNK-00077 | Z | VA-DC-001-MMR-SW-03 | VA-DC-001-PC-00082
LNK-00078 | A | VA-DC-001-TOR-003 | VA-DC-001-PC-00083
LNK-00078 | Z | VA-DC-001-MMR-SW-04 | VA-DC-001-PC-00084
LNK-00079 | A | VA-DC-001-TOR-004 | VA-DC-001-PC-00085
LNK-00079 | Z | VA-DC-001-MMR-SW-04 | VA-DC-001-PC-00086
LNK-00080 | A | VA-DC-001-TOR-004 | VA-DC-001-PC-00087
LNK-00080 | Z | VA-DC-001-MMR-SW-05 | VA-DC-001-PC-00088
LNK-00081 | A | VA-DC-001-TOR-005 | VA-DC-001-PC-00089
LNK-00081 | Z | VA-DC-001-MMR-SW-05 | VA-DC-001-PC-00090
LNK-00082 | A | VA-DC-001-TOR-005 | VA-DC-001-PC-00091
LNK-00082 | Z | VA-DC-001-MMR-SW-06 | VA-DC-001-PC-00092
LNK-00083 | A | VA-DC-001-TOR-006 | VA-DC-001-PC-00093
LNK-00083 | Z | VA-DC-001-MMR-SW-06 | VA-DC-001-PC-00094
LNK-00084 | A | VA-DC-001-TOR-006 | VA-DC-001-PC-00095
LNK-00084 | Z | VA-DC-001-MMR-SW-07 | VA-DC-001-PC-00096
LNK-01520 | A | VA-DC-001-PE-T4-01 | VA-DC-001-PC-00097 | VA-DC-001-RACK-A-PP-F1 | 18 | VA-DC-001-RACK-A-TRK-1 | VA-DC-001-RACK-T-ODF-2 | 11 | 7
LNK-01522 | A | VA-DC-001-PE-T4-01 | VA-DC-001-PC-00098 | VA-DC-001-RACK-A-PP-F1 | 19 | VA-DC-001-RACK-A-TRK-2 | VA-DC-001-RACK-T-ODF-2 | 12 | 1
LNK-01524 | A | VA-DC-001-PE-T4-01 | VA-DC-001-PC-00099 | VA-DC-001-RACK-A-PP-F1 | 20 | VA-DC-001-RACK-A-TRK-1 | VA-DC-001-RACK-T-ODF-2 | 13 | 3
LNK-01527 | A | VA-DC-001-PE-T4-01 | VA-DC-001-PC-00100 | VA-DC-001-RACK-A-PP-F1 | 21 | VA-DC-001-RACK-A-TRK-2 | VA-DC-001-RACK-T-ODF-2 | 14 | 4
LNK-01529 | A | VA-DC-001-PE-T4-01 | VA-DC-001-PC-00101 | VA-DC-001-RACK-A-PP-F1 | 22 | VA-DC-001-RACK-A-TRK-1 | VA-DC-001-RACK-T-ODF-2 | 15 | 5
LNK-01541 | Z | VA-DC-001-PE-T4-02 | VA-DC-001-PC-00102 | VA-DC-001-RACK-A-PP-F1 | 23 | VA-DC-001-RACK-A-TRK-2 | VA-DC-001-RACK-T-ODF-2 | 16 | 8
LNK-01563 | Z | VA-DC-001-PE-T4-03 | VA-DC-001-PC-00103 | VA-DC-001-RACK-A-PP-F1 | 24 | VA-DC-001-RACK-A-TRK-2 | VA-DC-001-RACK-T-ODF-2 | 17 | 10
LNK-01602 | Z | VA-DC-001-PE-T4-03 | VA-DC-001-PC-00104 | VA-DC-001-RACK-A-PP-F2 | 1 | VA-DC-001-RACK-A-TRK-1 | VA-DC-001-RACK-T-ODF-2 | 18 | 17
LNK-01604 | A | VA-DC-001-PE-T4-03 | VA-DC-001-PC-00105 | VA-DC-001-RACK-A-PP-F2 | 2 | VA-DC-001-RACK-A-TRK-2 | VA-DC-001-RACK-T-ODF-2 | 19 | 18
LNK-01607 | Z | VA-DC-001-PE-T4-04 | VA-DC-001-PC-00106 | VA-DC-001-RACK-A-PP-F2 | 3 | VA-DC-001-RACK-A-TRK-1 | VA-DC-001-RACK-T-ODF-2 | 20 | 19
LNK-01647 | A | VA-DC-001-PE-T4-04 | VA-DC-001-PC-00107 | VA-DC-001-RACK-A-PP-F2 | 4 | VA-DC-001-RACK-A-TRK-2 | VA-DC-001-RACK-T-ODF-2 | 21 | 20
LNK-01663 | Z | VA-DC-001-PE-T4-04 | VA-DC-001-PC-00108 | VA-DC-001-RACK-A-PP-F2 | 5 | VA-DC-001-RACK-A-TRK-1 | VA-DC-001-RACK-T-ODF-2 | 22 | 21
LNK-01702 | Z | VA-DC-001-PE-T4-03 | VA-DC-001-PC-00109 | VA-DC-001-RACK-A-PP-F2 | 6 | VA-DC-001-RACK-A-TRK-1 | VA-DC-001-RACK-T-ODF-2 | 23 | 22
LNK-01731 | Z | VA-DC-001-PE-T4-02 | VA-DC-001-PC-00110 | VA-DC-001-RACK-A-PP-F2 | 7 | VA-DC-001-RACK-A-TRK-1 | VA-DC-001-RACK-T-ODF-2 | 24 | 23
LNK-01755 | A | VA-DC-001-PE-T4-03 | VA-DC-001-PC-00111 | VA-DC-001-RACK-A-PP-F2 | 8 | VA-DC-001-RACK-A-TRK-2 | VA-DC-001-RACK-T-ODF-3 | 1 | 24
LNK-01944 | Z | VA-DC-001-PE-T4-02 | VA-DC-001-PC-00112 | VA-DC-001-RACK-A-PP-F2 | 9 | VA-DC-001-RACK-A-TRK-2 | VA-DC-001-RACK-T-ODF-3 | 2 | 1
LNK-01962 | A | VA-DC-001-PE-T4-02 | VA-DC-001-PC-00113 | VA-DC-001-RACK-A-PP-F2 | 10 | VA-DC-001-RACK-A-TRK-1 | VA-DC-001-RACK-T-ODF-3 | 3 | 3
LNK-01983 | Z | VA-DC-001-PE-T4-02 | VA-DC-001-PC-00114 | VA-DC-001-RACK-A-PP-F2 | 11 | VA-DC-001-RACK-A-TRK-2 | VA-DC-001-RACK-T-ODF-3 | 4 | 5
LNK-02000 | A | VA-DC-001-PE-T4-04 | VA-DC-001-PC-00115 | VA-DC-001-RACK-A-PP-F2 | 12 | VA-DC-001-RACK-A-TRK-2 | VA-DC-001-RACK-T-ODF-3 | 5 | 8
LNK-02014 | A | VA-DC-001-PE-T4-04 | VA-DC-001-PC-00116 | VA-DC-001-RACK-A-PP-F2 | 13 | VA-DC-001-RACK-A-TRK-1 | VA-DC-001-RACK-T-ODF-3 | 6 | 10
LNK-00085 | A | VA-DC-002-PE-T4-01 | VA-DC-002-PC-00001
LNK-00085 | Z | VA-DC-002-PE-T4-02 | VA-DC-002-PC-00002
LNK-00090 | A | VA-DC-002-PE-T4-01 | VA-DC-002-PC-00003
LNK-00090 | Z | VA-DC-002-PE-T4-03 | VA-DC-002-PC-00004
LNK-00095 | A | VA-DC-002-PE-T4-01 | VA-DC-002-PC-00005
LNK-00095 | Z | VA-DC-002-PE-T4-04 | VA-DC-002-PC-00006
LNK-00100 | A | VA-DC-002-PE-T4-02 | VA-DC-002-PC-00007
LNK-00100 | Z | VA-DC-002-PE-T4-03 | VA-DC-002-PC-00008
LNK-00105 | A | VA-DC-002-PE-T4-02 | VA-DC-002-PC-00009
LNK-00105 | Z | VA-DC-002-PE-T4-04 | VA-DC-002-PC-00010
LNK-00110 | A | VA-DC-002-PE-T4-03 | VA-DC-002-PC-00011
LNK-00110 | Z | VA-DC-002-PE-T4-04 | VA-DC-002-PC-00012
LNK-00115 | A | VA-DC-002-AGG-R01 | VA-DC-002-PC-00013
LNK-00115 | Z | VA-DC-002-PE-T4-01 | VA-DC-002-PC-00014
LNK-00118 | A | VA-DC-002-AGG-R01 | VA-DC-002-PC-00015
LNK-00118 | Z | VA-DC-002-PE-T4-02 | VA-DC-002-PC-00016
LNK-00121 | A | VA-DC-002-AGG-R02 | VA-DC-002-PC-00017
LNK-00121 | Z | VA-DC-002-PE-T4-02 | VA-DC-002-PC-00018
LNK-00124 | A | VA-DC-002-AGG-R02 | VA-DC-002-PC-00019
LNK-00124 | Z | VA-DC-002-PE-T4-03 | VA-DC-002-PC-00020
LNK-00127 | A | VA-DC-002-OLA-01 | VA-DC-002-PC-00021
LNK-00127 | Z | VA-DC-002-AGG-R01 | VA-DC-002-PC-00022
LNK-00128 | A | VA-DC-002-FW-01 | VA-DC-002-PC-00023
LNK-00128 | Z | VA-DC-002-AGG-R01 | VA-DC-002-PC-00024
LNK-00129 | A | VA-DC-002-FW-01 | VA-DC-002-PC-00025
LNK-00129 | Z | VA-DC-002-AGG-R02 | VA-DC-002-PC-00026
LNK-00130 | A | VA-DC-002-MMR-SW-01 | VA-DC-002-PC-00027
LNK-00130 | Z | VA-DC-002-AGG-R01 | VA-DC-002-PC-00028
LNK-00131 | A | VA-DC-002-MMR-SW-01 | VA-DC-002-PC-00029
LNK-00131 | Z | VA-DC-002-AGG-R02 | VA-DC-002-PC-00030
LNK-00132 | A | VA-DC-002-MMR-SW-02 | VA-DC-002-PC-00031
LNK-00132 | Z | VA-DC-002-AGG-R02 | VA-DC-002-PC-00032
LNK-00133 | A | VA-DC-002-MMR-SW-02 | VA-DC-002-PC-00033
LNK-00133 | Z | VA-DC-002-AGG-R01 | VA-DC-002-PC-00034
LNK-00134 | A | VA-DC-002-MMR-SW-03 | VA-DC-002-PC-00035
LNK-00134 | Z | VA-DC-002-AGG-R01 | VA-DC-002-PC-00036
LNK-00135 | A | VA-DC-002-MMR-SW-03 | VA-DC-002-PC-00037
LNK-00135 | Z | VA-DC-002-AGG-R02 | VA-DC-002-PC-00038
LNK-00136 | A | VA-DC-002-MMR-SW-04 | VA-DC-002-PC-00039
LNK-00136 | Z | VA-DC-002-AGG-R02 | VA-DC-002-PC-00040
LNK-00137 | A | VA-DC-002-MMR-SW-04 | VA-DC-002-PC-00041
LNK-00137 | Z | VA-DC-002-AGG-R01 | VA-DC-002-PC-00042
LNK-00138 | A | VA-DC-002-TOR-001 | VA-DC-002-PC-00043
LNK-00138 | Z | VA-DC-002-MMR-SW-01 | VA-DC-002-PC-00044
LNK-00139 | A | VA-DC-002-TOR-001 | VA-DC-002-PC-00045
LNK-00139 | Z | VA-DC-002-MMR-SW-02 | VA-DC-002-PC-00046
LNK-00140 | A | VA-DC-002-TOR-002 | VA-DC-002-PC-00047
LNK-00140 | Z | VA-DC-002-MMR-SW-02 | VA-DC-002-PC-00048
LNK-00141 | A | VA-DC-002-TOR-002 | VA-DC-002-PC-00049
LNK-00141 | Z | VA-DC-002-MMR-SW-03 | VA-DC-002-PC-00050
LNK-00142 | A | VA-DC-002-TOR-003 | VA-DC-002-PC-00051
LNK-00142 | Z | VA-DC-002-MMR-SW-03 | VA-DC-002-PC-00052
LNK-00143 | A | VA-DC-002-TOR-003 | VA-DC-002-PC-00053
LNK-00143 | Z | VA-DC-002-MMR-SW-04 | VA-DC-002-PC-00054
LNK-01555 | A | VA-DC-002-PE-T4-03 | VA-DC-002-PC-00055 | VA-DC-002-RACK-A-PP-F1 | 1 | VA-DC-002-RACK-A-TRK-1 | VA-DC-002-RACK-J-ODF-1 | 1 | 1
LNK-01560 | A | VA-DC-002-PE-T4-03 | VA-DC-002-PC-00056 | VA-DC-002-RACK-A-PP-F1 | 2 | VA-DC-002-RACK-A-TRK-2 | VA-DC-002-RACK-J-ODF-1 | 2 | 3
LNK-01579 | Z | VA-DC-002-PE-T4-04 | VA-DC-002-PC-00057 | VA-DC-002-RACK-A-PP-F1 | 3 | VA-DC-002-RACK-A-TRK-2 | VA-DC-002-RACK-J-ODF-1 | 3 | 5
LNK-01588 | A | VA-DC-002-PE-T4-02 | VA-DC-002-PC-00058 | VA-DC-002-RACK-A-PP-F1 | 4 | VA-DC-002-RACK-A-TRK-2 | VA-DC-002-RACK-J-ODF-1 | 4 | 8
LNK-01609 | Z | VA-DC-002-PE-T4-04 | VA-DC-002-PC-00059 | VA-DC-002-RACK-A-PP-F1 | 5 | VA-DC-002-RACK-A-TRK-1 | VA-DC-002-RACK-J-ODF-1 | 5 | 10
LNK-01620 | Z | VA-DC-002-PE-T4-03 | VA-DC-002-PC-00060 | VA-DC-002-RACK-A-PP-F1 | 6 | VA-DC-002-RACK-A-TRK-1 | VA-DC-002-RACK-J-ODF-1 | 6 | 17
LNK-01633 | Z | VA-DC-002-PE-T4-01 | VA-DC-002-PC-00061 | VA-DC-002-RACK-A-PP-F1 | 7 | VA-DC-002-RACK-A-TRK-1 | VA-DC-002-RACK-J-ODF-1 | 7 | 18
LNK-01698 | Z | VA-DC-002-PE-T4-02 | VA-DC-002-PC-00062 | VA-DC-002-RACK-A-PP-F1 | 8 | VA-DC-002-RACK-A-TRK-1 | VA-DC-002-RACK-J-ODF-1 | 8 | 19
LNK-01721 | A | VA-DC-002-PE-T4-02 | VA-DC-002-PC-00063 | VA-DC-002-RACK-A-PP-F1 | 9 | VA-DC-002-RACK-A-TRK-2 | VA-DC-002-RACK-J-ODF-1 | 9 | 20
LNK-01733 | A | VA-DC-002-PE-T4-02 | VA-DC-002-PC-00064 | VA-DC-002-RACK-A-PP-F1 | 10 | VA-DC-002-RACK-A-TRK-1 | VA-DC-002-RACK-J-ODF-1 | 10 | 21
LNK-01738 | A | VA-DC-002-PE-T4-01 | VA-DC-002-PC-00065 | VA-DC-002-RACK-A-PP-F1 | 11 | VA-DC-002-RACK-A-TRK-2 | VA-DC-002-RACK-J-ODF-1 | 11 | 22
LNK-01795 | A | VA-DC-002-PE-T4-03 | VA-DC-002-PC-00066 | VA-DC-002-RACK-A-PP-F1 | 12 | VA-DC-002-RACK-A-TRK-2 | VA-DC-002-RACK-J-ODF-1 | 12 | 23
LNK-01827 | Z | VA-DC-002-PE-T4-04 | VA-DC-002-PC-00067 | VA-DC-002-RACK-A-PP-F1 | 13 | VA-DC-002-RACK-A-TRK-2 | VA-DC-002-RACK-J-ODF-1 | 13 | 24
LNK-01829 | Z | VA-DC-002-PE-T4-04 | VA-DC-002-PC-00068 | VA-DC-002-RACK-A-PP-F1 | 14 | VA-DC-002-RACK-A-TRK-1 | VA-DC-002-RACK-J-ODF-1 | 14 | 1
LNK-01878 | Z | VA-DC-002-PE-T4-01 | VA-DC-002-PC-00069 | VA-DC-002-RACK-A-PP-F1 | 15 | VA-DC-002-RACK-A-TRK-1 | VA-DC-002-RACK-J-ODF-1 | 15 | 4
LNK-01900 | Z | VA-DC-002-PE-T4-01 | VA-DC-002-PC-00070 | VA-DC-002-RACK-A-PP-F1 | 16 | VA-DC-002-RACK-A-TRK-2 | VA-DC-002-RACK-J-ODF-1 | 16 | 7
LNK-01927 | Z | VA-DC-002-PE-T4-03 | VA-DC-002-PC-00071 | VA-DC-002-RACK-A-PP-F1 | 17 | VA-DC-002-RACK-A-TRK-1 | VA-DC-002-RACK-J-ODF-1 | 17 | 3
LNK-01941 | Z | VA-DC-002-PE-T4-02 | VA-DC-002-PC-00072 | VA-DC-002-RACK-A-PP-F1 | 18 | VA-DC-002-RACK-A-TRK-2 | VA-DC-002-RACK-J-ODF-1 | 18 | 5
LNK-02044 | Z | VA-DC-002-PE-T4-01 | VA-DC-002-PC-00073 | VA-DC-002-RACK-A-PP-F1 | 19 | VA-DC-002-RACK-A-TRK-1 | VA-DC-002-RACK-J-ODF-1 | 19 | 8
LNK-02078 | Z | VA-DC-002-PE-T4-04 | VA-DC-002-PC-00074 | VA-DC-002-RACK-A-PP-F1 | 20 | VA-DC-002-RACK-A-TRK-2 | VA-DC-002-RACK-J-ODF-1 | 20 | 10
LNK-00144 | A | VA-DC-003-PE-T4-01 | VA-DC-003-PC-00001
LNK-00144 | Z | VA-DC-003-PE-T4-02 | VA-DC-003-PC-00002
LNK-00149 | A | VA-DC-003-PE-T4-01 | VA-DC-003-PC-00003
LNK-00149 | Z | VA-DC-003-PE-T4-03 | VA-DC-003-PC-00004
LNK-00154 | A | VA-DC-003-PE-T4-01 | VA-DC-003-PC-00005
LNK-00154 | Z | VA-DC-003-PE-T4-04 | VA-DC-003-PC-00006
LNK-00159 | A | VA-DC-003-PE-T4-02 | VA-DC-003-PC-00007
LNK-00159 | Z | VA-DC-003-PE-T4-03 | VA-DC-003-PC-00008
LNK-00164 | A | VA-DC-003-PE-T4-02 | VA-DC-003-PC-00009
LNK-00164 | Z | VA-DC-003-PE-T4-04 | VA-DC-003-PC-00010
LNK-00169 | A | VA-DC-003-PE-T4-03 | VA-DC-003-PC-00011
LNK-00169 | Z | VA-DC-003-PE-T4-04 | VA-DC-003-PC-00012
LNK-00174 | A | VA-DC-003-AGG-R01 | VA-DC-003-PC-00013
LNK-00174 | Z | VA-DC-003-PE-T4-01 | VA-DC-003-PC-00014
LNK-00177 | A | VA-DC-003-AGG-R01 | VA-DC-003-PC-00015
LNK-00177 | Z | VA-DC-003-PE-T4-02 | VA-DC-003-PC-00016
LNK-00180 | A | VA-DC-003-AGG-R02 | VA-DC-003-PC-00017
LNK-00180 | Z | VA-DC-003-PE-T4-02 | VA-DC-003-PC-00018
LNK-00183 | A | VA-DC-003-AGG-R02 | VA-DC-003-PC-00019
LNK-00183 | Z | VA-DC-003-PE-T4-03 | VA-DC-003-PC-00020
LNK-00186 | A | VA-DC-003-OLA-01 | VA-DC-003-PC-00021
LNK-00186 | Z | VA-DC-003-AGG-R01 | VA-DC-003-PC-00022
LNK-00187 | A | VA-DC-003-OLA-02 | VA-DC-003-PC-00023
LNK-00187 | Z | VA-DC-003-AGG-R02 | VA-DC-003-PC-00024
LNK-00188 | A | VA-DC-003-FW-01 | VA-DC-003-PC-00025
LNK-00188 | Z | VA-DC-003-AGG-R01 | VA-DC-003-PC-00026
LNK-00189 | A | VA-DC-003-FW-01 | VA-DC-003-PC-00027
LNK-00189 | Z | VA-DC-003-AGG-R02 | VA-DC-003-PC-00028
LNK-00190 | A | VA-DC-003-MMR-SW-01 | VA-DC-003-PC-00029
LNK-00190 | Z | VA-DC-003-AGG-R01 | VA-DC-003-PC-00030
LNK-00191 | A | VA-DC-003-MMR-SW-01 | VA-DC-003-PC-00031
LNK-00191 | Z | VA-DC-003-AGG-R02 | VA-DC-003-PC-00032
LNK-00192 | A | VA-DC-003-MMR-SW-02 | VA-DC-003-PC-00033
LNK-00192 | Z | VA-DC-003-AGG-R02 | VA-DC-003-PC-00034
LNK-00193 | A | VA-DC-003-MMR-SW-02 | VA-DC-003-PC-00035
LNK-00193 | Z | VA-DC-003-AGG-R01 | VA-DC-003-PC-00036
LNK-00194 | A | VA-DC-003-MMR-SW-03 | VA-DC-003-PC-00037
LNK-00194 | Z | VA-DC-003-AGG-R01 | VA-DC-003-PC-00038
LNK-00195 | A | VA-DC-003-MMR-SW-03 | VA-DC-003-PC-00039
LNK-00195 | Z | VA-DC-003-AGG-R02 | VA-DC-003-PC-00040
LNK-00196 | A | VA-DC-003-MMR-SW-04 | VA-DC-003-PC-00041
LNK-00196 | Z | VA-DC-003-AGG-R02 | VA-DC-003-PC-00042
LNK-00197 | A | VA-DC-003-MMR-SW-04 | VA-DC-003-PC-00043
LNK-00197 | Z | VA-DC-003-AGG-R01 | VA-DC-003-PC-00044
LNK-00198 | A | VA-DC-003-MMR-SW-05 | VA-DC-003-PC-00045
LNK-00198 | Z | VA-DC-003-AGG-R01 | VA-DC-003-PC-00046
LNK-00199 | A | VA-DC-003-MMR-SW-05 | VA-DC-003-PC-00047
LNK-00199 | Z | VA-DC-003-AGG-R02 | VA-DC-003-PC-00048
LNK-00200 | A | VA-DC-003-TOR-001 | VA-DC-003-PC-00049
LNK-00200 | Z | VA-DC-003-MMR-SW-01 | VA-DC-003-PC-00050
LNK-00201 | A | VA-DC-003-TOR-001 | VA-DC-003-PC-00051
LNK-00201 | Z | VA-DC-003-MMR-SW-02 | VA-DC-003-PC-00052
LNK-00202 | A | VA-DC-003-TOR-002 | VA-DC-003-PC-00053
LNK-00202 | Z | VA-DC-003-MMR-SW-02 | VA-DC-003-PC-00054
LNK-00203 | A | VA-DC-003-TOR-002 | VA-DC-003-PC-00055
LNK-00203 | Z | VA-DC-003-MMR-SW-03 | VA-DC-003-PC-00056
LNK-00204 | A | VA-DC-003-TOR-003 | VA-DC-003-PC-00057
LNK-00204 | Z | VA-DC-003-MMR-SW-03 | VA-DC-003-PC-00058
LNK-00205 | A | VA-DC-003-TOR-003 | VA-DC-003-PC-00059
LNK-00205 | Z | VA-DC-003-MMR-SW-04 | VA-DC-003-PC-00060
LNK-00206 | A | VA-DC-003-TOR-004 | VA-DC-003-PC-00061 | VA-DC-003-RACK-B-PP-F1 | 1 | VA-DC-003-RACK-B-TRK-1 | VA-DC-003-RACK-M-ODF-1 | 1
LNK-00206 | Z | VA-DC-003-MMR-SW-04 | VA-DC-003-PC-00062 | VA-DC-003-RACK-A-PP-F1 | 1 | VA-DC-003-RACK-A-TRK-2 | VA-DC-003-RACK-M-ODF-1 | 2
LNK-00207 | A | VA-DC-003-TOR-004 | VA-DC-003-PC-00063 | VA-DC-003-RACK-B-PP-F1 | 2 | VA-DC-003-RACK-B-TRK-2 | VA-DC-003-RACK-M-ODF-1 | 3
LNK-00207 | Z | VA-DC-003-MMR-SW-05 | VA-DC-003-PC-00064 | VA-DC-003-RACK-A-PP-F1 | 2 | VA-DC-003-RACK-A-TRK-1 | VA-DC-003-RACK-M-ODF-1 | 4
LNK-01557 | A | VA-DC-003-PE-T4-03 | VA-DC-003-PC-00065 | VA-DC-003-RACK-A-PP-F1 | 3 | VA-DC-003-RACK-A-TRK-1 | VA-DC-003-RACK-M-ODF-1 | 5 | 1
LNK-01595 | Z | VA-DC-003-PE-T4-03 | VA-DC-003-PC-00066 | VA-DC-003-RACK-A-PP-F1 | 4 | VA-DC-003-RACK-A-TRK-2 | VA-DC-003-RACK-M-ODF-1 | 6 | 3
LNK-01600 | Z | VA-DC-003-PE-T4-04 | VA-DC-003-PC-00067 | VA-DC-003-RACK-A-PP-F1 | 5 | VA-DC-003-RACK-A-TRK-2 | VA-DC-003-RACK-M-ODF-1 | 7 | 5
LNK-01616 | A | VA-DC-003-PE-T4-02 | VA-DC-003-PC-00068 | VA-DC-003-RACK-A-PP-F1 | 6 | VA-DC-003-RACK-A-TRK-2 | VA-DC-003-RACK-M-ODF-1 | 8 | 8
LNK-01644 | A | VA-DC-003-PE-T4-03 | VA-DC-003-PC-00069 | VA-DC-003-RACK-A-PP-F1 | 7 | VA-DC-003-RACK-A-TRK-1 | VA-DC-003-RACK-M-ODF-1 | 9 | 10
LNK-01658 | Z | VA-DC-003-PE-T4-01 | VA-DC-003-PC-00070 | VA-DC-003-RACK-A-PP-F1 | 8 | VA-DC-003-RACK-A-TRK-1 | VA-DC-003-RACK-M-ODF-1 | 10 | 7
LNK-01677 | Z | VA-DC-003-PE-T4-02 | VA-DC-003-PC-00071 | VA-DC-003-RACK-A-PP-F1 | 9 | VA-DC-003-RACK-A-TRK-1 | VA-DC-003-RACK-M-ODF-1 | 11 | 17
LNK-01711 | Z | VA-DC-003-PE-T4-02 | VA-DC-003-PC-00072 | VA-DC-003-RACK-A-PP-F1 | 10 | VA-DC-003-RACK-A-TRK-2 | VA-DC-003-RACK-M-ODF-1 | 12 | 18
LNK-01726 | A | VA-DC-003-PE-T4-01 | VA-DC-003-PC-00073 | VA-DC-003-RACK-A-PP-F1 | 11 | VA-DC-003-RACK-A-TRK-2 | VA-DC-003-RACK-M-ODF-1 | 13 | 19
LNK-01744 | Z | VA-DC-003-PE-T4-04 | VA-DC-003-PC-00074 | VA-DC-003-RACK-A-PP-F1 | 12 | VA-DC-003-RACK-A-TRK-1 | VA-DC-003-RACK-M-ODF-1 | 14 | 20
LNK-01749 | A | VA-DC-003-PE-T4-01 | VA-DC-003-PC-00075 | VA-DC-003-RACK-A-PP-F1 | 13 | VA-DC-003-RACK-A-TRK-1 | VA-DC-003-RACK-M-ODF-1 | 15 | 4
LNK-01938 | A | VA-DC-003-PE-T4-04 | VA-DC-003-PC-00076 | VA-DC-003-RACK-A-PP-F1 | 14 | VA-DC-003-RACK-A-TRK-2 | VA-DC-003-RACK-M-ODF-1 | 16 | 21
LNK-01947 | A | VA-DC-003-PE-T4-02 | VA-DC-003-PC-00077 | VA-DC-003-RACK-A-PP-F1 | 15 | VA-DC-003-RACK-A-TRK-1 | VA-DC-003-RACK-M-ODF-1 | 17 | 22
LNK-01958 | Z | VA-DC-003-PE-T4-03 | VA-DC-003-PC-00078 | VA-DC-003-RACK-A-PP-F1 | 16 | VA-DC-003-RACK-A-TRK-2 | VA-DC-003-RACK-M-ODF-1 | 18 | 23
LNK-01964 | A | VA-DC-003-PE-T4-04 | VA-DC-003-PC-00079 | VA-DC-003-RACK-A-PP-F1 | 17 | VA-DC-003-RACK-A-TRK-1 | VA-DC-003-RACK-M-ODF-1 | 19 | 24
LNK-01986 | A | VA-DC-003-PE-T4-04 | VA-DC-003-PC-00080 | VA-DC-003-RACK-A-PP-F1 | 18 | VA-DC-003-RACK-A-TRK-2 | VA-DC-003-RACK-M-ODF-1 | 20 | 1
LNK-02007 | Z | VA-DC-003-PE-T4-01 | VA-DC-003-PC-00081 | VA-DC-003-RACK-A-PP-F1 | 19 | VA-DC-003-RACK-A-TRK-2 | VA-DC-003-RACK-M-ODF-1 | 21 | 3
LNK-02030 | Z | VA-DC-003-PE-T4-03 | VA-DC-003-PC-00082 | VA-DC-003-RACK-A-PP-F1 | 20 | VA-DC-003-RACK-A-TRK-1 | VA-DC-003-RACK-M-ODF-1 | 22 | 5
LNK-02068 | A | VA-DC-003-PE-T4-01 | VA-DC-003-PC-00083 | VA-DC-003-RACK-A-PP-F1 | 21 | VA-DC-003-RACK-A-TRK-1 | VA-DC-003-RACK-M-ODF-1 | 23 | 8
LNK-02090 | A | VA-DC-003-PE-T4-02 | VA-DC-003-PC-00084 | VA-DC-003-RACK-A-PP-F1 | 22 | VA-DC-003-RACK-A-TRK-2 | VA-DC-003-RACK-M-ODF-1 | 24 | 10
LNK-00208 | A | VA-DC-004-PE-T4-01 | VA-DC-004-PC-00001
LNK-00208 | Z | VA-DC-004-PE-T4-02 | VA-DC-004-PC-00002
LNK-00213 | A | VA-DC-004-PE-T4-01 | VA-DC-004-PC-00003
LNK-00213 | Z | VA-DC-004-PE-T4-03 | VA-DC-004-PC-00004
LNK-00218 | A | VA-DC-004-PE-T4-01 | VA-DC-004-PC-00005
LNK-00218 | Z | VA-DC-004-PE-T4-04 | VA-DC-004-PC-00006
LNK-00223 | A | VA-DC-004-PE-T4-02 | VA-DC-004-PC-00007
LNK-00223 | Z | VA-DC-004-PE-T4-03 | VA-DC-004-PC-00008
LNK-00228 | A | VA-DC-004-PE-T4-02 | VA-DC-004-PC-00009
LNK-00228 | Z | VA-DC-004-PE-T4-04 | VA-DC-004-PC-00010
LNK-00233 | A | VA-DC-004-PE-T4-03 | VA-DC-004-PC-00011
LNK-00233 | Z | VA-DC-004-PE-T4-04 | VA-DC-004-PC-00012
LNK-00238 | A | VA-DC-004-AGG-R01 | VA-DC-004-PC-00013
LNK-00238 | Z | VA-DC-004-PE-T4-01 | VA-DC-004-PC-00014
LNK-00241 | A | VA-DC-004-AGG-R01 | VA-DC-004-PC-00015
LNK-00241 | Z | VA-DC-004-PE-T4-02 | VA-DC-004-PC-00016
LNK-00244 | A | VA-DC-004-AGG-R02 | VA-DC-004-PC-00017
LNK-00244 | Z | VA-DC-004-PE-T4-02 | VA-DC-004-PC-00018
LNK-00247 | A | VA-DC-004-AGG-R02 | VA-DC-004-PC-00019
LNK-00247 | Z | VA-DC-004-PE-T4-03 | VA-DC-004-PC-00020
LNK-00250 | A | VA-DC-004-OLA-01 | VA-DC-004-PC-00021
LNK-00250 | Z | VA-DC-004-AGG-R01 | VA-DC-004-PC-00022
LNK-00251 | A | VA-DC-004-FW-01 | VA-DC-004-PC-00023
LNK-00251 | Z | VA-DC-004-AGG-R01 | VA-DC-004-PC-00024
LNK-00252 | A | VA-DC-004-FW-01 | VA-DC-004-PC-00025
LNK-00252 | Z | VA-DC-004-AGG-R02 | VA-DC-004-PC-00026
LNK-00253 | A | VA-DC-004-MMR-SW-01 | VA-DC-004-PC-00027
LNK-00253 | Z | VA-DC-004-AGG-R01 | VA-DC-004-PC-00028
LNK-00254 | A | VA-DC-004-MMR-SW-01 | VA-DC-004-PC-00029
LNK-00254 | Z | VA-DC-004-AGG-R02 | VA-DC-004-PC-00030
LNK-00255 | A | VA-DC-004-MMR-SW-02 | VA-DC-004-PC-00031
LNK-00255 | Z | VA-DC-004-AGG-R02 | VA-DC-004-PC-00032
LNK-00256 | A | VA-DC-004-MMR-SW-02 | VA-DC-004-PC-00033
LNK-00256 | Z | VA-DC-004-AGG-R01 | VA-DC-004-PC-00034
LNK-00257 | A | VA-DC-004-MMR-SW-03 | VA-DC-004-PC-00035
LNK-00257 | Z | VA-DC-004-AGG-R01 | VA-DC-004-PC-00036
LNK-00258 | A | VA-DC-004-MMR-SW-03 | VA-DC-004-PC-00037
LNK-00258 | Z | VA-DC-004-AGG-R02 | VA-DC-004-PC-00038
LNK-00259 | A | VA-DC-004-MMR-SW-04 | VA-DC-004-PC-00039
LNK-00259 | Z | VA-DC-004-AGG-R02 | VA-DC-004-PC-00040
LNK-00260 | A | VA-DC-004-MMR-SW-04 | VA-DC-004-PC-00041
LNK-00260 | Z | VA-DC-004-AGG-R01 | VA-DC-004-PC-00042
LNK-00261 | A | VA-DC-004-TOR-001 | VA-DC-004-PC-00043
LNK-00261 | Z | VA-DC-004-MMR-SW-01 | VA-DC-004-PC-00044
LNK-00262 | A | VA-DC-004-TOR-001 | VA-DC-004-PC-00045
LNK-00262 | Z | VA-DC-004-MMR-SW-02 | VA-DC-004-PC-00046
LNK-00263 | A | VA-DC-004-TOR-002 | VA-DC-004-PC-00047
LNK-00263 | Z | VA-DC-004-MMR-SW-02 | VA-DC-004-PC-00048
LNK-00264 | A | VA-DC-004-TOR-002 | VA-DC-004-PC-00049
LNK-00264 | Z | VA-DC-004-MMR-SW-03 | VA-DC-004-PC-00050
LNK-01543 | Z | VA-DC-004-PE-T4-01 | VA-DC-004-PC-00051 | VA-DC-004-RACK-A-PP-F1 | 1 | VA-DC-004-RACK-A-TRK-1 | VA-DC-004-RACK-G-ODF-1 | 1 | 4
LNK-01566 | Z | VA-DC-004-PE-T4-01 | VA-DC-004-PC-00052 | VA-DC-004-RACK-A-PP-F1 | 2 | VA-DC-004-RACK-A-TRK-1 | VA-DC-004-RACK-G-ODF-1 | 2 | 7
LNK-01586 | A | VA-DC-004-PE-T4-02 | VA-DC-004-PC-00053 | VA-DC-004-RACK-A-PP-F1 | 3 | VA-DC-004-RACK-A-TRK-1 | VA-DC-004-RACK-G-ODF-1 | 3 | 1
LNK-01590 | A | VA-DC-004-PE-T4-02 | VA-DC-004-PC-00054 | VA-DC-004-RACK-A-PP-F1 | 4 | VA-DC-004-RACK-A-TRK-1 | VA-DC-004-RACK-G-ODF-1 | 4 | 3
LNK-01625 | Z | VA-DC-004-PE-T4-04 | VA-DC-004-PC-00055 | VA-DC-004-RACK-A-PP-F1 | 5 | VA-DC-004-RACK-A-TRK-1 | VA-DC-004-RACK-G-ODF-1 | 5 | 5
LNK-01652 | A | VA-DC-004-PE-T4-04 | VA-DC-004-PC-00056 | VA-DC-004-RACK-A-PP-F1 | 6 | VA-DC-004-RACK-A-TRK-1 | VA-DC-004-RACK-G-ODF-1 | 6 | 8
LNK-01726 | Z | VA-DC-004-PE-T4-02 | VA-DC-004-PC-00057 | VA-DC-004-RACK-A-PP-F1 | 7 | VA-DC-004-RACK-A-TRK-1 | VA-DC-004-RACK-G-ODF-1 | 7 | 10
LNK-01741 | A | VA-DC-004-PE-T4-04 | VA-DC-004-PC-00058 | VA-DC-004-RACK-A-PP-F1 | 8 | VA-DC-004-RACK-A-TRK-1 | VA-DC-004-RACK-G-ODF-1 | 8 | 17
LNK-01773 | A | VA-DC-004-PE-T4-01 | VA-DC-004-PC-00059 | VA-DC-004-RACK-A-PP-F1 | 9 | VA-DC-004-RACK-A-TRK-1 | VA-DC-004-RACK-G-ODF-1 | 9 | 18
LNK-01806 | A | VA-DC-004-PE-T4-04 | VA-DC-004-PC-00060 | VA-DC-004-RACK-A-PP-F1 | 10 | VA-DC-004-RACK-A-TRK-1 | VA-DC-004-RACK-G-ODF-1 | 10 | 19
LNK-01863 | Z | VA-DC-004-PE-T4-03 | VA-DC-004-PC-00061 | VA-DC-004-RACK-A-PP-F1 | 11 | VA-DC-004-RACK-A-TRK-1 | VA-DC-004-RACK-G-ODF-1 | 11 | 20
LNK-01894 | Z | VA-DC-004-PE-T4-03 | VA-DC-004-PC-00062 | VA-DC-004-RACK-A-PP-F1 | 12 | VA-DC-004-RACK-A-TRK-1 | VA-DC-004-RACK-G-ODF-1 | 12 | 21
LNK-01936 | A | VA-DC-004-PE-T4-02 | VA-DC-004-PC-00063 | VA-DC-004-RACK-A-PP-F1 | 13 | VA-DC-004-RACK-A-TRK-1 | VA-DC-004-RACK-G-ODF-1 | 13 | 22
LNK-01973 | A | VA-DC-004-PE-T4-04 | VA-DC-004-PC-00064 | VA-DC-004-RACK-A-PP-F1 | 14 | VA-DC-004-RACK-A-TRK-1 | VA-DC-004-RACK-G-ODF-1 | 14 | 23
LNK-02000 | Z | VA-DC-004-PE-T4-01 | VA-DC-004-PC-00065 | VA-DC-004-RACK-A-PP-F1 | 15 | VA-DC-004-RACK-A-TRK-1 | VA-DC-004-RACK-G-ODF-1 | 15 | 24
LNK-02007 | A | VA-DC-004-PE-T4-01 | VA-DC-004-PC-00066 | VA-DC-004-RACK-A-PP-F1 | 16 | VA-DC-004-RACK-A-TRK-1 | VA-DC-004-RACK-G-ODF-1 | 16 | 1
LNK-02019 | Z | VA-DC-004-PE-T4-03 | VA-DC-004-PC-00067 | VA-DC-004-RACK-A-PP-F1 | 17 | VA-DC-004-RACK-A-TRK-1 | VA-DC-004-RACK-G-ODF-1 | 17 | 3
LNK-02054 | Z | VA-DC-004-PE-T4-02 | VA-DC-004-PC-00068 | VA-DC-004-RACK-A-PP-F1 | 18 | VA-DC-004-RACK-A-TRK-1 | VA-DC-004-RACK-G-ODF-1 | 18 | 5
LNK-02076 | A | VA-DC-004-PE-T4-03 | VA-DC-004-PC-00069 | VA-DC-004-RACK-A-PP-F1 | 19 | VA-DC-004-RACK-A-TRK-1 | VA-DC-004-RACK-G-ODF-1 | 19 | 8
LNK-02095 | A | VA-DC-004-PE-T4-03 | VA-DC-004-PC-00070 | VA-DC-004-RACK-A-PP-F1 | 20 | VA-DC-004-RACK-A-TRK-1 | VA-DC-004-RACK-G-ODF-1 | 20 | 10
LNK-00265 | A | TX-DC-005-PE-T4-01 | TX-DC-005-PC-00001
LNK-00265 | Z | TX-DC-005-PE-T4-02 | TX-DC-005-PC-00002
LNK-00270 | A | TX-DC-005-PE-T4-01 | TX-DC-005-PC-00003
LNK-00270 | Z | TX-DC-005-PE-T4-03 | TX-DC-005-PC-00004
LNK-00275 | A | TX-DC-005-PE-T4-01 | TX-DC-005-PC-00005
LNK-00275 | Z | TX-DC-005-PE-T4-04 | TX-DC-005-PC-00006
LNK-00280 | A | TX-DC-005-PE-T4-02 | TX-DC-005-PC-00007
LNK-00280 | Z | TX-DC-005-PE-T4-03 | TX-DC-005-PC-00008
LNK-00285 | A | TX-DC-005-PE-T4-02 | TX-DC-005-PC-00009
LNK-00285 | Z | TX-DC-005-PE-T4-04 | TX-DC-005-PC-00010
LNK-00290 | A | TX-DC-005-PE-T4-03 | TX-DC-005-PC-00011
LNK-00290 | Z | TX-DC-005-PE-T4-04 | TX-DC-005-PC-00012
LNK-00295 | A | TX-DC-005-AGG-R01 | TX-DC-005-PC-00013
LNK-00295 | Z | TX-DC-005-PE-T4-01 | TX-DC-005-PC-00014
LNK-00298 | A | TX-DC-005-AGG-R01 | TX-DC-005-PC-00015
LNK-00298 | Z | TX-DC-005-PE-T4-02 | TX-DC-005-PC-00016
LNK-00301 | A | TX-DC-005-AGG-R02 | TX-DC-005-PC-00017
LNK-00301 | Z | TX-DC-005-PE-T4-02 | TX-DC-005-PC-00018
LNK-00304 | A | TX-DC-005-AGG-R02 | TX-DC-005-PC-00019
LNK-00304 | Z | TX-DC-005-PE-T4-03 | TX-DC-005-PC-00020
LNK-00307 | A | TX-DC-005-AGG-R03 | TX-DC-005-PC-00021
LNK-00307 | Z | TX-DC-005-PE-T4-03 | TX-DC-005-PC-00022
LNK-00310 | A | TX-DC-005-AGG-R03 | TX-DC-005-PC-00023
LNK-00310 | Z | TX-DC-005-PE-T4-04 | TX-DC-005-PC-00024
LNK-00313 | A | TX-DC-005-OLA-01 | TX-DC-005-PC-00025
LNK-00313 | Z | TX-DC-005-AGG-R01 | TX-DC-005-PC-00026
LNK-00314 | A | TX-DC-005-OLA-02 | TX-DC-005-PC-00027
LNK-00314 | Z | TX-DC-005-AGG-R02 | TX-DC-005-PC-00028
LNK-00315 | A | TX-DC-005-FW-01 | TX-DC-005-PC-00029
LNK-00315 | Z | TX-DC-005-AGG-R01 | TX-DC-005-PC-00030
LNK-00316 | A | TX-DC-005-FW-01 | TX-DC-005-PC-00031
LNK-00316 | Z | TX-DC-005-AGG-R02 | TX-DC-005-PC-00032
LNK-00317 | A | TX-DC-005-MMR-SW-01 | TX-DC-005-PC-00033
LNK-00317 | Z | TX-DC-005-AGG-R01 | TX-DC-005-PC-00034
LNK-00318 | A | TX-DC-005-MMR-SW-01 | TX-DC-005-PC-00035
LNK-00318 | Z | TX-DC-005-AGG-R01 | TX-DC-005-PC-00036
LNK-00319 | A | TX-DC-005-MMR-SW-02 | TX-DC-005-PC-00037
LNK-00319 | Z | TX-DC-005-AGG-R02 | TX-DC-005-PC-00038
LNK-00320 | A | TX-DC-005-MMR-SW-02 | TX-DC-005-PC-00039
LNK-00320 | Z | TX-DC-005-AGG-R02 | TX-DC-005-PC-00040
LNK-00321 | A | TX-DC-005-MMR-SW-03 | TX-DC-005-PC-00041
LNK-00321 | Z | TX-DC-005-AGG-R03 | TX-DC-005-PC-00042
LNK-00322 | A | TX-DC-005-MMR-SW-03 | TX-DC-005-PC-00043
LNK-00322 | Z | TX-DC-005-AGG-R03 | TX-DC-005-PC-00044
LNK-00323 | A | TX-DC-005-MMR-SW-04 | TX-DC-005-PC-00045
LNK-00323 | Z | TX-DC-005-AGG-R01 | TX-DC-005-PC-00046
LNK-00324 | A | TX-DC-005-MMR-SW-04 | TX-DC-005-PC-00047
LNK-00324 | Z | TX-DC-005-AGG-R01 | TX-DC-005-PC-00048
LNK-00325 | A | TX-DC-005-MMR-SW-05 | TX-DC-005-PC-00049 | TX-DC-005-RACK-B-PP-F1 | 1 | TX-DC-005-RACK-B-TRK-1 | TX-DC-005-RACK-P-ODF-1 | 1
LNK-00325 | Z | TX-DC-005-AGG-R02 | TX-DC-005-PC-00050 | TX-DC-005-RACK-A-PP-F1 | 1 | TX-DC-005-RACK-A-TRK-1 | TX-DC-005-RACK-P-ODF-1 | 2
LNK-00326 | A | TX-DC-005-MMR-SW-05 | TX-DC-005-PC-00051 | TX-DC-005-RACK-B-PP-F1 | 2 | TX-DC-005-RACK-B-TRK-2 | TX-DC-005-RACK-P-ODF-1 | 3
LNK-00326 | Z | TX-DC-005-AGG-R02 | TX-DC-005-PC-00052 | TX-DC-005-RACK-A-PP-F1 | 2 | TX-DC-005-RACK-A-TRK-2 | TX-DC-005-RACK-P-ODF-1 | 4
LNK-00327 | A | TX-DC-005-MMR-SW-06 | TX-DC-005-PC-00053 | TX-DC-005-RACK-B-PP-F1 | 3 | TX-DC-005-RACK-B-TRK-1 | TX-DC-005-RACK-P-ODF-1 | 5
LNK-00327 | Z | TX-DC-005-AGG-R03 | TX-DC-005-PC-00054 | TX-DC-005-RACK-A-PP-F1 | 3 | TX-DC-005-RACK-A-TRK-1 | TX-DC-005-RACK-P-ODF-1 | 6
LNK-00328 | A | TX-DC-005-MMR-SW-06 | TX-DC-005-PC-00055 | TX-DC-005-RACK-B-PP-F1 | 4 | TX-DC-005-RACK-B-TRK-2 | TX-DC-005-RACK-P-ODF-1 | 7
LNK-00328 | Z | TX-DC-005-AGG-R03 | TX-DC-005-PC-00056 | TX-DC-005-RACK-A-PP-F1 | 4 | TX-DC-005-RACK-A-TRK-2 | TX-DC-005-RACK-P-ODF-1 | 8
LNK-00329 | A | TX-DC-005-MMR-SW-07 | TX-DC-005-PC-00057 | TX-DC-005-RACK-B-PP-F1 | 5 | TX-DC-005-RACK-B-TRK-1 | TX-DC-005-RACK-P-ODF-1 | 9
LNK-00329 | Z | TX-DC-005-AGG-R01 | TX-DC-005-PC-00058 | TX-DC-005-RACK-A-PP-F1 | 5 | TX-DC-005-RACK-A-TRK-1 | TX-DC-005-RACK-P-ODF-1 | 10
LNK-00330 | A | TX-DC-005-MMR-SW-07 | TX-DC-005-PC-00059 | TX-DC-005-RACK-B-PP-F1 | 6 | TX-DC-005-RACK-B-TRK-2 | TX-DC-005-RACK-P-ODF-1 | 11
LNK-00330 | Z | TX-DC-005-AGG-R01 | TX-DC-005-PC-00060 | TX-DC-005-RACK-A-PP-F1 | 6 | TX-DC-005-RACK-A-TRK-2 | TX-DC-005-RACK-P-ODF-1 | 12
LNK-00331 | A | TX-DC-005-TOR-001 | TX-DC-005-PC-00061 | TX-DC-005-RACK-B-PP-F1 | 7 | TX-DC-005-RACK-B-TRK-1 | TX-DC-005-RACK-P-ODF-1 | 13
LNK-00331 | Z | TX-DC-005-MMR-SW-01 | TX-DC-005-PC-00062 | TX-DC-005-RACK-A-PP-F1 | 7 | TX-DC-005-RACK-A-TRK-1 | TX-DC-005-RACK-P-ODF-1 | 14
LNK-00332 | A | TX-DC-005-TOR-001 | TX-DC-005-PC-00063 | TX-DC-005-RACK-B-PP-F1 | 8 | TX-DC-005-RACK-B-TRK-2 | TX-DC-005-RACK-P-ODF-1 | 15
LNK-00332 | Z | TX-DC-005-MMR-SW-02 | TX-DC-005-PC-00064 | TX-DC-005-RACK-A-PP-F1 | 8 | TX-DC-005-RACK-A-TRK-1 | TX-DC-005-RACK-P-ODF-1 | 16
LNK-00333 | A | TX-DC-005-TOR-002 | TX-DC-005-PC-00065 | TX-DC-005-RACK-B-PP-F1 | 9 | TX-DC-005-RACK-B-TRK-1 | TX-DC-005-RACK-P-ODF-1 | 17
LNK-00333 | Z | TX-DC-005-MMR-SW-02 | TX-DC-005-PC-00066 | TX-DC-005-RACK-A-PP-F1 | 9 | TX-DC-005-RACK-A-TRK-2 | TX-DC-005-RACK-P-ODF-1 | 18
LNK-00334 | A | TX-DC-005-TOR-002 | TX-DC-005-PC-00067 | TX-DC-005-RACK-B-PP-F1 | 10 | TX-DC-005-RACK-B-TRK-2 | TX-DC-005-RACK-P-ODF-1 | 19
LNK-00334 | Z | TX-DC-005-MMR-SW-03 | TX-DC-005-PC-00068 | TX-DC-005-RACK-A-PP-F1 | 10 | TX-DC-005-RACK-A-TRK-1 | TX-DC-005-RACK-P-ODF-1 | 20
LNK-00335 | A | TX-DC-005-TOR-003 | TX-DC-005-PC-00069 | TX-DC-005-RACK-B-PP-F1 | 11 | TX-DC-005-RACK-B-TRK-1 | TX-DC-005-RACK-P-ODF-1 | 21
LNK-00335 | Z | TX-DC-005-MMR-SW-03 | TX-DC-005-PC-00070 | TX-DC-005-RACK-A-PP-F1 | 11 | TX-DC-005-RACK-A-TRK-2 | TX-DC-005-RACK-P-ODF-1 | 22
LNK-00336 | A | TX-DC-005-TOR-003 | TX-DC-005-PC-00071 | TX-DC-005-RACK-B-PP-F1 | 12 | TX-DC-005-RACK-B-TRK-2 | TX-DC-005-RACK-P-ODF-1 | 23
LNK-00336 | Z | TX-DC-005-MMR-SW-04 | TX-DC-005-PC-00072 | TX-DC-005-RACK-A-PP-F1 | 12 | TX-DC-005-RACK-A-TRK-1 | TX-DC-005-RACK-P-ODF-1 | 24
LNK-00337 | A | TX-DC-005-TOR-004 | TX-DC-005-PC-00073 | TX-DC-005-RACK-B-PP-F1 | 13 | TX-DC-005-RACK-B-TRK-1 | TX-DC-005-RACK-P-ODF-2 | 1
LNK-00337 | Z | TX-DC-005-MMR-SW-04 | TX-DC-005-PC-00074 | TX-DC-005-RACK-A-PP-F1 | 13 | TX-DC-005-RACK-A-TRK-2 | TX-DC-005-RACK-P-ODF-2 | 2
LNK-00338 | A | TX-DC-005-TOR-004 | TX-DC-005-PC-00075
LNK-00338 | Z | TX-DC-005-MMR-SW-05 | TX-DC-005-PC-00076
LNK-00339 | A | TX-DC-005-TOR-005 | TX-DC-005-PC-00077
LNK-00339 | Z | TX-DC-005-MMR-SW-05 | TX-DC-005-PC-00078
LNK-00340 | A | TX-DC-005-TOR-005 | TX-DC-005-PC-00079
LNK-00340 | Z | TX-DC-005-MMR-SW-06 | TX-DC-005-PC-00080
LNK-01590 | Z | TX-DC-005-PE-T4-01 | TX-DC-005-PC-00081 | TX-DC-005-RACK-A-PP-F1 | 14 | TX-DC-005-RACK-A-TRK-1 | TX-DC-005-RACK-P-ODF-2 | 3 | 1
LNK-01618 | Z | TX-DC-005-PE-T4-03 | TX-DC-005-PC-00082 | TX-DC-005-RACK-A-PP-F1 | 15 | TX-DC-005-RACK-A-TRK-2 | TX-DC-005-RACK-P-ODF-2 | 4 | 3
LNK-01655 | A | TX-DC-005-PE-T4-01 | TX-DC-005-PC-00083 | TX-DC-005-RACK-A-PP-F1 | 16 | TX-DC-005-RACK-A-TRK-2 | TX-DC-005-RACK-P-ODF-2 | 5 | 5
LNK-01658 | A | TX-DC-005-PE-T4-02 | TX-DC-005-PC-00084 | TX-DC-005-RACK-A-PP-F1 | 17 | TX-DC-005-RACK-A-TRK-2 | TX-DC-005-RACK-P-ODF-2 | 6 | 8
LNK-01660 | A | TX-DC-005-PE-T4-01 | TX-DC-005-PC-00085 | TX-DC-005-RACK-A-PP-F1 | 18 | TX-DC-005-RACK-A-TRK-1 | TX-DC-005-RACK-P-ODF-2 | 7 | 10
LNK-01687 | Z | TX-DC-005-PE-T4-03 | TX-DC-005-PC-00086 | TX-DC-005-RACK-A-PP-F1 | 19 | TX-DC-005-RACK-A-TRK-1 | TX-DC-005-RACK-P-ODF-2 | 8 | 17
LNK-01744 | A | TX-DC-005-PE-T4-02 | TX-DC-005-PC-00087 | TX-DC-005-RACK-A-PP-F1 | 20 | TX-DC-005-RACK-A-TRK-1 | TX-DC-005-RACK-P-ODF-2 | 9 | 18
LNK-01767 | Z | TX-DC-005-PE-T4-01 | TX-DC-005-PC-00088 | TX-DC-005-RACK-A-PP-F1 | 21 | TX-DC-005-RACK-A-TRK-2 | TX-DC-005-RACK-P-ODF-2 | 10 | 7
LNK-01778 | Z | TX-DC-005-PE-T4-04 | TX-DC-005-PC-00089 | TX-DC-005-RACK-A-PP-F1 | 22 | TX-DC-005-RACK-A-TRK-1 | TX-DC-005-RACK-P-ODF-2 | 11 | 19
LNK-01821 | A | TX-DC-005-PE-T4-03 | TX-DC-005-PC-00090 | TX-DC-005-RACK-A-PP-F1 | 23 | TX-DC-005-RACK-A-TRK-2 | TX-DC-005-RACK-P-ODF-2 | 12 | 20
LNK-01849 | A | TX-DC-005-PE-T4-04 | TX-DC-005-PC-00091 | TX-DC-005-RACK-A-PP-F1 | 24 | TX-DC-005-RACK-A-TRK-2 | TX-DC-005-RACK-P-ODF-2 | 13 | 21
LNK-01869 | Z | TX-DC-005-PE-T4-04 | TX-DC-005-PC-00092 | TX-DC-005-RACK-A-PP-F2 | 1 | TX-DC-005-RACK-A-TRK-1 | TX-DC-005-RACK-P-ODF-2 | 14 | 22
LNK-01920 | A | TX-DC-005-PE-T4-02 | TX-DC-005-PC-00093 | TX-DC-005-RACK-A-PP-F2 | 2 | TX-DC-005-RACK-A-TRK-2 | TX-DC-005-RACK-P-ODF-2 | 15 | 23
LNK-01933 | A | TX-DC-005-PE-T4-02 | TX-DC-005-PC-00094 | TX-DC-005-RACK-A-PP-F2 | 3 | TX-DC-005-RACK-A-TRK-1 | TX-DC-005-RACK-P-ODF-2 | 16 | 24
LNK-01949 | A | TX-DC-005-PE-T4-04 | TX-DC-005-PC-00095 | TX-DC-005-RACK-A-PP-F2 | 4 | TX-DC-005-RACK-A-TRK-2 | TX-DC-005-RACK-P-ODF-2 | 17 | 1
LNK-01960 | A | TX-DC-005-PE-T4-02 | TX-DC-005-PC-00096 | TX-DC-005-RACK-A-PP-F2 | 5 | TX-DC-005-RACK-A-TRK-2 | TX-DC-005-RACK-P-ODF-2 | 18 | 3
LNK-01968 | Z | TX-DC-005-PE-T4-03 | TX-DC-005-PC-00097 | TX-DC-005-RACK-A-PP-F2 | 6 | TX-DC-005-RACK-A-TRK-1 | TX-DC-005-RACK-P-ODF-2 | 19 | 5
LNK-01976 | Z | TX-DC-005-PE-T4-04 | TX-DC-005-PC-00098 | TX-DC-005-RACK-A-PP-F2 | 7 | TX-DC-005-RACK-A-TRK-1 | TX-DC-005-RACK-P-ODF-2 | 20 | 8
LNK-02057 | Z | TX-DC-005-PE-T4-03 | TX-DC-005-PC-00099 | TX-DC-005-RACK-A-PP-F2 | 8 | TX-DC-005-RACK-A-TRK-2 | TX-DC-005-RACK-P-ODF-2 | 21 | 10
LNK-02097 | A | TX-DC-005-PE-T4-01 | TX-DC-005-PC-00100 | TX-DC-005-RACK-A-PP-F2 | 9 | TX-DC-005-RACK-A-TRK-1 | TX-DC-005-RACK-P-ODF-2 | 22 | 4
LNK-00341 | A | TX-DC-006-PE-T4-01 | TX-DC-006-PC-00001
LNK-00341 | Z | TX-DC-006-PE-T4-02 | TX-DC-006-PC-00002
LNK-00346 | A | TX-DC-006-PE-T4-01 | TX-DC-006-PC-00003
LNK-00346 | Z | TX-DC-006-PE-T4-03 | TX-DC-006-PC-00004
LNK-00351 | A | TX-DC-006-PE-T4-01 | TX-DC-006-PC-00005
LNK-00351 | Z | TX-DC-006-PE-T4-04 | TX-DC-006-PC-00006
LNK-00356 | A | TX-DC-006-PE-T4-02 | TX-DC-006-PC-00007
LNK-00356 | Z | TX-DC-006-PE-T4-03 | TX-DC-006-PC-00008
LNK-00361 | A | TX-DC-006-PE-T4-02 | TX-DC-006-PC-00009
LNK-00361 | Z | TX-DC-006-PE-T4-04 | TX-DC-006-PC-00010
LNK-00366 | A | TX-DC-006-PE-T4-03 | TX-DC-006-PC-00011
LNK-00366 | Z | TX-DC-006-PE-T4-04 | TX-DC-006-PC-00012
LNK-00371 | A | TX-DC-006-AGG-R01 | TX-DC-006-PC-00013
LNK-00371 | Z | TX-DC-006-PE-T4-01 | TX-DC-006-PC-00014
LNK-00374 | A | TX-DC-006-AGG-R01 | TX-DC-006-PC-00015
LNK-00374 | Z | TX-DC-006-PE-T4-02 | TX-DC-006-PC-00016
LNK-00377 | A | TX-DC-006-AGG-R02 | TX-DC-006-PC-00017
LNK-00377 | Z | TX-DC-006-PE-T4-02 | TX-DC-006-PC-00018
LNK-00380 | A | TX-DC-006-AGG-R02 | TX-DC-006-PC-00019
LNK-00380 | Z | TX-DC-006-PE-T4-03 | TX-DC-006-PC-00020
LNK-00383 | A | TX-DC-006-OLA-01 | TX-DC-006-PC-00021
LNK-00383 | Z | TX-DC-006-AGG-R01 | TX-DC-006-PC-00022
LNK-00384 | A | TX-DC-006-OLA-02 | TX-DC-006-PC-00023
LNK-00384 | Z | TX-DC-006-AGG-R02 | TX-DC-006-PC-00024
LNK-00385 | A | TX-DC-006-FW-01 | TX-DC-006-PC-00025
LNK-00385 | Z | TX-DC-006-AGG-R01 | TX-DC-006-PC-00026
LNK-00386 | A | TX-DC-006-FW-01 | TX-DC-006-PC-00027
LNK-00386 | Z | TX-DC-006-AGG-R02 | TX-DC-006-PC-00028
LNK-00387 | A | TX-DC-006-MMR-SW-01 | TX-DC-006-PC-00029
LNK-00387 | Z | TX-DC-006-AGG-R01 | TX-DC-006-PC-00030
LNK-00388 | A | TX-DC-006-MMR-SW-01 | TX-DC-006-PC-00031
LNK-00388 | Z | TX-DC-006-AGG-R02 | TX-DC-006-PC-00032
LNK-00389 | A | TX-DC-006-MMR-SW-02 | TX-DC-006-PC-00033
LNK-00389 | Z | TX-DC-006-AGG-R02 | TX-DC-006-PC-00034
LNK-00390 | A | TX-DC-006-MMR-SW-02 | TX-DC-006-PC-00035
LNK-00390 | Z | TX-DC-006-AGG-R01 | TX-DC-006-PC-00036
LNK-00391 | A | TX-DC-006-MMR-SW-03 | TX-DC-006-PC-00037
LNK-00391 | Z | TX-DC-006-AGG-R01 | TX-DC-006-PC-00038
LNK-00392 | A | TX-DC-006-MMR-SW-03 | TX-DC-006-PC-00039
LNK-00392 | Z | TX-DC-006-AGG-R02 | TX-DC-006-PC-00040
LNK-00393 | A | TX-DC-006-MMR-SW-04 | TX-DC-006-PC-00041
LNK-00393 | Z | TX-DC-006-AGG-R02 | TX-DC-006-PC-00042
LNK-00394 | A | TX-DC-006-MMR-SW-04 | TX-DC-006-PC-00043
LNK-00394 | Z | TX-DC-006-AGG-R01 | TX-DC-006-PC-00044
LNK-00395 | A | TX-DC-006-MMR-SW-05 | TX-DC-006-PC-00045
LNK-00395 | Z | TX-DC-006-AGG-R01 | TX-DC-006-PC-00046
LNK-00396 | A | TX-DC-006-MMR-SW-05 | TX-DC-006-PC-00047
LNK-00396 | Z | TX-DC-006-AGG-R02 | TX-DC-006-PC-00048
LNK-00397 | A | TX-DC-006-TOR-001 | TX-DC-006-PC-00049
LNK-00397 | Z | TX-DC-006-MMR-SW-01 | TX-DC-006-PC-00050
LNK-00398 | A | TX-DC-006-TOR-001 | TX-DC-006-PC-00051
LNK-00398 | Z | TX-DC-006-MMR-SW-02 | TX-DC-006-PC-00052
LNK-00399 | A | TX-DC-006-TOR-002 | TX-DC-006-PC-00053
LNK-00399 | Z | TX-DC-006-MMR-SW-02 | TX-DC-006-PC-00054
LNK-00400 | A | TX-DC-006-TOR-002 | TX-DC-006-PC-00055
LNK-00400 | Z | TX-DC-006-MMR-SW-03 | TX-DC-006-PC-00056
LNK-00401 | A | TX-DC-006-TOR-003 | TX-DC-006-PC-00057
LNK-00401 | Z | TX-DC-006-MMR-SW-03 | TX-DC-006-PC-00058
LNK-00402 | A | TX-DC-006-TOR-003 | TX-DC-006-PC-00059
LNK-00402 | Z | TX-DC-006-MMR-SW-04 | TX-DC-006-PC-00060
LNK-00403 | A | TX-DC-006-TOR-004 | TX-DC-006-PC-00061 | TX-DC-006-RACK-B-PP-F1 | 1 | TX-DC-006-RACK-B-TRK-1 | TX-DC-006-RACK-M-ODF-1 | 1
LNK-00403 | Z | TX-DC-006-MMR-SW-04 | TX-DC-006-PC-00062 | TX-DC-006-RACK-A-PP-F1 | 1 | TX-DC-006-RACK-A-TRK-2 | TX-DC-006-RACK-M-ODF-1 | 2
LNK-00404 | A | TX-DC-006-TOR-004 | TX-DC-006-PC-00063 | TX-DC-006-RACK-B-PP-F1 | 2 | TX-DC-006-RACK-B-TRK-2 | TX-DC-006-RACK-M-ODF-1 | 3
LNK-00404 | Z | TX-DC-006-MMR-SW-05 | TX-DC-006-PC-00064 | TX-DC-006-RACK-A-PP-F1 | 2 | TX-DC-006-RACK-A-TRK-1 | TX-DC-006-RACK-M-ODF-1 | 4
LNK-01529 | Z | TX-DC-006-PE-T4-02 | TX-DC-006-PC-00065 | TX-DC-006-RACK-A-PP-F1 | 3 | TX-DC-006-RACK-A-TRK-2 | TX-DC-006-RACK-M-ODF-1 | 5 | 1
LNK-01541 | A | TX-DC-006-PE-T4-03 | TX-DC-006-PC-00066 | TX-DC-006-RACK-A-PP-F1 | 4 | TX-DC-006-RACK-A-TRK-1 | TX-DC-006-RACK-M-ODF-1 | 6 | 3
LNK-01550 | Z | TX-DC-006-PE-T4-01 | TX-DC-006-PC-00067 | TX-DC-006-RACK-A-PP-F1 | 5 | TX-DC-006-RACK-A-TRK-1 | TX-DC-006-RACK-M-ODF-1 | 7 | 5
LNK-01581 | Z | TX-DC-006-PE-T4-01 | TX-DC-006-PC-00068 | TX-DC-006-RACK-A-PP-F1 | 6 | TX-DC-006-RACK-A-TRK-2 | TX-DC-006-RACK-M-ODF-1 | 8 | 4
LNK-01584 | A | TX-DC-006-PE-T4-04 | TX-DC-006-PC-00069 | TX-DC-006-RACK-A-PP-F1 | 7 | TX-DC-006-RACK-A-TRK-2 | TX-DC-006-RACK-M-ODF-1 | 9 | 8
LNK-01630 | A | TX-DC-006-PE-T4-04 | TX-DC-006-PC-00070 | TX-DC-006-RACK-A-PP-F1 | 8 | TX-DC-006-RACK-A-TRK-1 | TX-DC-006-RACK-M-ODF-1 | 10 | 10
LNK-01673 | Z | TX-DC-006-PE-T4-01 | TX-DC-006-PC-00071 | TX-DC-006-RACK-A-PP-F1 | 9 | TX-DC-006-RACK-A-TRK-1 | TX-DC-006-RACK-M-ODF-1 | 11 | 17
LNK-01736 | A | TX-DC-006-PE-T4-03 | TX-DC-006-PC-00072 | TX-DC-006-RACK-A-PP-F1 | 10 | TX-DC-006-RACK-A-TRK-2 | TX-DC-006-RACK-M-ODF-1 | 12 | 18
LNK-01776 | Z | TX-DC-006-PE-T4-04 | TX-DC-006-PC-00073 | TX-DC-006-RACK-A-PP-F1 | 11 | TX-DC-006-RACK-A-TRK-2 | TX-DC-006-RACK-M-ODF-1 | 13 | 19
LNK-01795 | Z | TX-DC-006-PE-T4-02 | TX-DC-006-PC-00074 | TX-DC-006-RACK-A-PP-F1 | 12 | TX-DC-006-RACK-A-TRK-1 | TX-DC-006-RACK-M-ODF-1 | 14 | 20
LNK-01841 | Z | TX-DC-006-PE-T4-03 | TX-DC-006-PC-00075 | TX-DC-006-RACK-A-PP-F1 | 13 | TX-DC-006-RACK-A-TRK-1 | TX-DC-006-RACK-M-ODF-1 | 15 | 21
LNK-01872 | Z | TX-DC-006-PE-T4-03 | TX-DC-006-PC-00076 | TX-DC-006-RACK-A-PP-F1 | 14 | TX-DC-006-RACK-A-TRK-2 | TX-DC-006-RACK-M-ODF-1 | 16 | 22
LNK-01875 | A | TX-DC-006-PE-T4-01 | TX-DC-006-PC-00077 | TX-DC-006-RACK-A-PP-F1 | 15 | TX-DC-006-RACK-A-TRK-2 | TX-DC-006-RACK-M-ODF-1 | 17 | 23
LNK-01891 | Z | TX-DC-006-PE-T4-04 | TX-DC-006-PC-00078 | TX-DC-006-RACK-A-PP-F1 | 16 | TX-DC-006-RACK-A-TRK-1 | TX-DC-006-RACK-M-ODF-1 | 18 | 24
LNK-01933 | Z | TX-DC-006-PE-T4-01 | TX-DC-006-PC-00079 | TX-DC-006-RACK-A-PP-F1 | 17 | TX-DC-006-RACK-A-TRK-1 | TX-DC-006-RACK-M-ODF-1 | 19 | 7
LNK-01953 | Z | TX-DC-006-PE-T4-04 | TX-DC-006-PC-00080 | TX-DC-006-RACK-A-PP-F1 | 18 | TX-DC-006-RACK-A-TRK-2 | TX-DC-006-RACK-M-ODF-1 | 20 | 1
LNK-01979 | A | TX-DC-006-PE-T4-02 | TX-DC-006-PC-00081 | TX-DC-006-RACK-A-PP-F1 | 19 | TX-DC-006-RACK-A-TRK-2 | TX-DC-006-RACK-M-ODF-1 | 21 | 3
LNK-02037 | Z | TX-DC-006-PE-T4-02 | TX-DC-006-PC-00082 | TX-DC-006-RACK-A-PP-F1 | 20 | TX-DC-006-RACK-A-TRK-1 | TX-DC-006-RACK-M-ODF-1 | 22 | 5
LNK-02042 | A | TX-DC-006-PE-T4-02 | TX-DC-006-PC-00083 | TX-DC-006-RACK-A-PP-F1 | 21 | TX-DC-006-RACK-A-TRK-2 | TX-DC-006-RACK-M-ODF-1 | 23 | 8
LNK-02057 | A | TX-DC-006-PE-T4-03 | TX-DC-006-PC-00084 | TX-DC-006-RACK-A-PP-F1 | 22 | TX-DC-006-RACK-A-TRK-1 | TX-DC-006-RACK-M-ODF-1 | 24 | 10
LNK-00405 | A | TX-DC-007-PE-T4-01 | TX-DC-007-PC-00001
LNK-00405 | Z | TX-DC-007-PE-T4-02 | TX-DC-007-PC-00002
LNK-00410 | A | TX-DC-007-PE-T4-01 | TX-DC-007-PC-00003
LNK-00410 | Z | TX-DC-007-PE-T4-03 | TX-DC-007-PC-00004
LNK-00415 | A | TX-DC-007-PE-T4-01 | TX-DC-007-PC-00005
LNK-00415 | Z | TX-DC-007-PE-T4-04 | TX-DC-007-PC-00006
LNK-00420 | A | TX-DC-007-PE-T4-02 | TX-DC-007-PC-00007
LNK-00420 | Z | TX-DC-007-PE-T4-03 | TX-DC-007-PC-00008
LNK-00425 | A | TX-DC-007-PE-T4-02 | TX-DC-007-PC-00009
LNK-00425 | Z | TX-DC-007-PE-T4-04 | TX-DC-007-PC-00010
LNK-00430 | A | TX-DC-007-PE-T4-03 | TX-DC-007-PC-00011
LNK-00430 | Z | TX-DC-007-PE-T4-04 | TX-DC-007-PC-00012
LNK-00435 | A | TX-DC-007-AGG-R01 | TX-DC-007-PC-00013
LNK-00435 | Z | TX-DC-007-PE-T4-01 | TX-DC-007-PC-00014
LNK-00438 | A | TX-DC-007-AGG-R01 | TX-DC-007-PC-00015
LNK-00438 | Z | TX-DC-007-PE-T4-02 | TX-DC-007-PC-00016
LNK-00441 | A | TX-DC-007-AGG-R02 | TX-DC-007-PC-00017
LNK-00441 | Z | TX-DC-007-PE-T4-02 | TX-DC-007-PC-00018
LNK-00444 | A | TX-DC-007-AGG-R02 | TX-DC-007-PC-00019
LNK-00444 | Z | TX-DC-007-PE-T4-03 | TX-DC-007-PC-00020
LNK-00447 | A | TX-DC-007-OLA-01 | TX-DC-007-PC-00021
LNK-00447 | Z | TX-DC-007-AGG-R01 | TX-DC-007-PC-00022
LNK-00448 | A | TX-DC-007-FW-01 | TX-DC-007-PC-00023
LNK-00448 | Z | TX-DC-007-AGG-R01 | TX-DC-007-PC-00024
LNK-00449 | A | TX-DC-007-FW-01 | TX-DC-007-PC-00025
LNK-00449 | Z | TX-DC-007-AGG-R02 | TX-DC-007-PC-00026
LNK-00450 | A | TX-DC-007-MMR-SW-01 | TX-DC-007-PC-00027
LNK-00450 | Z | TX-DC-007-AGG-R01 | TX-DC-007-PC-00028
LNK-00451 | A | TX-DC-007-MMR-SW-01 | TX-DC-007-PC-00029
LNK-00451 | Z | TX-DC-007-AGG-R02 | TX-DC-007-PC-00030
LNK-00452 | A | TX-DC-007-MMR-SW-02 | TX-DC-007-PC-00031
LNK-00452 | Z | TX-DC-007-AGG-R02 | TX-DC-007-PC-00032
LNK-00453 | A | TX-DC-007-MMR-SW-02 | TX-DC-007-PC-00033
LNK-00453 | Z | TX-DC-007-AGG-R01 | TX-DC-007-PC-00034
LNK-00454 | A | TX-DC-007-MMR-SW-03 | TX-DC-007-PC-00035
LNK-00454 | Z | TX-DC-007-AGG-R01 | TX-DC-007-PC-00036
LNK-00455 | A | TX-DC-007-MMR-SW-03 | TX-DC-007-PC-00037
LNK-00455 | Z | TX-DC-007-AGG-R02 | TX-DC-007-PC-00038
LNK-00456 | A | TX-DC-007-MMR-SW-04 | TX-DC-007-PC-00039
LNK-00456 | Z | TX-DC-007-AGG-R02 | TX-DC-007-PC-00040
LNK-00457 | A | TX-DC-007-MMR-SW-04 | TX-DC-007-PC-00041
LNK-00457 | Z | TX-DC-007-AGG-R01 | TX-DC-007-PC-00042
LNK-00458 | A | TX-DC-007-TOR-001 | TX-DC-007-PC-00043
LNK-00458 | Z | TX-DC-007-MMR-SW-01 | TX-DC-007-PC-00044
LNK-00459 | A | TX-DC-007-TOR-001 | TX-DC-007-PC-00045
LNK-00459 | Z | TX-DC-007-MMR-SW-02 | TX-DC-007-PC-00046
LNK-00460 | A | TX-DC-007-TOR-002 | TX-DC-007-PC-00047
LNK-00460 | Z | TX-DC-007-MMR-SW-02 | TX-DC-007-PC-00048
LNK-00461 | A | TX-DC-007-TOR-002 | TX-DC-007-PC-00049
LNK-00461 | Z | TX-DC-007-MMR-SW-03 | TX-DC-007-PC-00050
LNK-00462 | A | TX-DC-007-TOR-003 | TX-DC-007-PC-00051
LNK-00462 | Z | TX-DC-007-MMR-SW-03 | TX-DC-007-PC-00052
LNK-00463 | A | TX-DC-007-TOR-003 | TX-DC-007-PC-00053
LNK-00463 | Z | TX-DC-007-MMR-SW-04 | TX-DC-007-PC-00054
LNK-01555 | Z | TX-DC-007-PE-T4-02 | TX-DC-007-PC-00055 | TX-DC-007-RACK-A-PP-F1 | 1 | TX-DC-007-RACK-A-TRK-1 | TX-DC-007-RACK-I-ODF-1 | 1 | 1
LNK-01569 | Z | TX-DC-007-PE-T4-02 | TX-DC-007-PC-00056 | TX-DC-007-RACK-A-PP-F1 | 2 | TX-DC-007-RACK-A-TRK-1 | TX-DC-007-RACK-I-ODF-1 | 2 | 3
LNK-01584 | Z | TX-DC-007-PE-T4-01 | TX-DC-007-PC-00057 | TX-DC-007-RACK-A-PP-F1 | 3 | TX-DC-007-RACK-A-TRK-1 | TX-DC-007-RACK-I-ODF-1 | 3 | 4
LNK-01638 | Z | TX-DC-007-PE-T4-02 | TX-DC-007-PC-00058 | TX-DC-007-RACK-A-PP-F1 | 4 | TX-DC-007-RACK-A-TRK-1 | TX-DC-007-RACK-I-ODF-1 | 4 | 5
LNK-01641 | A | TX-DC-007-PE-T4-04 | TX-DC-007-PC-00059 | TX-DC-007-RACK-A-PP-F1 | 5 | TX-DC-007-RACK-A-TRK-1 | TX-DC-007-RACK-I-ODF-1 | 5 | 8
LNK-01673 | A | TX-DC-007-PE-T4-02 | TX-DC-007-PC-00060 | TX-DC-007-RACK-A-PP-F1 | 6 | TX-DC-007-RACK-A-TRK-1 | TX-DC-007-RACK-I-ODF-1 | 6 | 10
LNK-01718 | Z | TX-DC-007-PE-T4-03 | TX-DC-007-PC-00061 | TX-DC-007-RACK-A-PP-F1 | 7 | TX-DC-007-RACK-A-TRK-1 | TX-DC-007-RACK-I-ODF-1 | 7 | 17
LNK-01729 | Z | TX-DC-007-PE-T4-02 | TX-DC-007-PC-00062 | TX-DC-007-RACK-A-PP-F1 | 8 | TX-DC-007-RACK-A-TRK-1 | TX-DC-007-RACK-I-ODF-1 | 8 | 18
LNK-01733 | Z | TX-DC-007-PE-T4-04 | TX-DC-007-PC-00063 | TX-DC-007-RACK-A-PP-F1 | 9 | TX-DC-007-RACK-A-TRK-1 | TX-DC-007-RACK-I-ODF-1 | 9 | 19
LNK-01741 | Z | TX-DC-007-PE-T4-04 | TX-DC-007-PC-00064 | TX-DC-007-RACK-A-PP-F1 | 10 | TX-DC-007-RACK-A-TRK-1 | TX-DC-007-RACK-I-ODF-1 | 10 | 20
LNK-01833 | A | TX-DC-007-PE-T4-01 | TX-DC-007-PC-00065 | TX-DC-007-RACK-A-PP-F1 | 11 | TX-DC-007-RACK-A-TRK-1 | TX-DC-007-RACK-I-ODF-1 | 11 | 21
LNK-01886 | A | TX-DC-007-PE-T4-01 | TX-DC-007-PC-00066 | TX-DC-007-RACK-A-PP-F1 | 12 | TX-DC-007-RACK-A-TRK-1 | TX-DC-007-RACK-I-ODF-1 | 12 | 22
LNK-01888 | Z | TX-DC-007-PE-T4-03 | TX-DC-007-PC-00067 | TX-DC-007-RACK-A-PP-F1 | 13 | TX-DC-007-RACK-A-TRK-1 | TX-DC-007-RACK-I-ODF-1 | 13 | 23
LNK-01894 | A | TX-DC-007-PE-T4-04 | TX-DC-007-PC-00068 | TX-DC-007-RACK-A-PP-F1 | 14 | TX-DC-007-RACK-A-TRK-1 | TX-DC-007-RACK-I-ODF-1 | 14 | 24
LNK-01918 | Z | TX-DC-007-PE-T4-04 | TX-DC-007-PC-00069 | TX-DC-007-RACK-A-PP-F1 | 15 | TX-DC-007-RACK-A-TRK-1 | TX-DC-007-RACK-I-ODF-1 | 15 | 1
LNK-01973 | Z | TX-DC-007-PE-T4-03 | TX-DC-007-PC-00070 | TX-DC-007-RACK-A-PP-F1 | 16 | TX-DC-007-RACK-A-TRK-1 | TX-DC-007-RACK-I-ODF-1 | 16 | 3
LNK-02005 | A | TX-DC-007-PE-T4-01 | TX-DC-007-PC-00071 | TX-DC-007-RACK-A-PP-F1 | 17 | TX-DC-007-RACK-A-TRK-1 | TX-DC-007-RACK-I-ODF-1 | 17 | 7
LNK-02060 | Z | TX-DC-007-PE-T4-03 | TX-DC-007-PC-00072 | TX-DC-007-RACK-A-PP-F1 | 18 | TX-DC-007-RACK-A-TRK-1 | TX-DC-007-RACK-I-ODF-1 | 18 | 5
LNK-02066 | A | TX-DC-007-PE-T4-01 | TX-DC-007-PC-00073 | TX-DC-007-RACK-A-PP-F1 | 19 | TX-DC-007-RACK-A-TRK-1 | TX-DC-007-RACK-I-ODF-1 | 19 | 8
LNK-02084 | Z | TX-DC-007-PE-T4-03 | TX-DC-007-PC-00074 | TX-DC-007-RACK-A-PP-F1 | 20 | TX-DC-007-RACK-A-TRK-1 | TX-DC-007-RACK-I-ODF-1 | 20 | 10
LNK-00464 | A | CA-DC-008-PE-T4-01 | CA-DC-008-PC-00001
LNK-00464 | Z | CA-DC-008-PE-T4-02 | CA-DC-008-PC-00002
LNK-00469 | A | CA-DC-008-PE-T4-01 | CA-DC-008-PC-00003
LNK-00469 | Z | CA-DC-008-PE-T4-03 | CA-DC-008-PC-00004
LNK-00474 | A | CA-DC-008-PE-T4-01 | CA-DC-008-PC-00005
LNK-00474 | Z | CA-DC-008-PE-T4-04 | CA-DC-008-PC-00006
LNK-00479 | A | CA-DC-008-PE-T4-02 | CA-DC-008-PC-00007
LNK-00479 | Z | CA-DC-008-PE-T4-03 | CA-DC-008-PC-00008
LNK-00484 | A | CA-DC-008-PE-T4-02 | CA-DC-008-PC-00009
LNK-00484 | Z | CA-DC-008-PE-T4-04 | CA-DC-008-PC-00010
LNK-00489 | A | CA-DC-008-PE-T4-03 | CA-DC-008-PC-00011
LNK-00489 | Z | CA-DC-008-PE-T4-04 | CA-DC-008-PC-00012
LNK-00494 | A | CA-DC-008-AGG-R01 | CA-DC-008-PC-00013
LNK-00494 | Z | CA-DC-008-PE-T4-01 | CA-DC-008-PC-00014
LNK-00497 | A | CA-DC-008-AGG-R01 | CA-DC-008-PC-00015
LNK-00497 | Z | CA-DC-008-PE-T4-02 | CA-DC-008-PC-00016
LNK-00500 | A | CA-DC-008-AGG-R02 | CA-DC-008-PC-00017
LNK-00500 | Z | CA-DC-008-PE-T4-02 | CA-DC-008-PC-00018
LNK-00503 | A | CA-DC-008-AGG-R02 | CA-DC-008-PC-00019
LNK-00503 | Z | CA-DC-008-PE-T4-03 | CA-DC-008-PC-00020
LNK-00506 | A | CA-DC-008-AGG-R03 | CA-DC-008-PC-00021
LNK-00506 | Z | CA-DC-008-PE-T4-03 | CA-DC-008-PC-00022
LNK-00509 | A | CA-DC-008-AGG-R03 | CA-DC-008-PC-00023
LNK-00509 | Z | CA-DC-008-PE-T4-04 | CA-DC-008-PC-00024
LNK-00512 | A | CA-DC-008-OLA-01 | CA-DC-008-PC-00025
LNK-00512 | Z | CA-DC-008-AGG-R01 | CA-DC-008-PC-00026
LNK-00513 | A | CA-DC-008-OLA-02 | CA-DC-008-PC-00027
LNK-00513 | Z | CA-DC-008-AGG-R02 | CA-DC-008-PC-00028
LNK-00514 | A | CA-DC-008-FW-01 | CA-DC-008-PC-00029
LNK-00514 | Z | CA-DC-008-AGG-R01 | CA-DC-008-PC-00030
LNK-00515 | A | CA-DC-008-FW-01 | CA-DC-008-PC-00031
LNK-00515 | Z | CA-DC-008-AGG-R02 | CA-DC-008-PC-00032
LNK-00516 | A | CA-DC-008-MMR-SW-01 | CA-DC-008-PC-00033
LNK-00516 | Z | CA-DC-008-AGG-R01 | CA-DC-008-PC-00034
LNK-00517 | A | CA-DC-008-MMR-SW-01 | CA-DC-008-PC-00035
LNK-00517 | Z | CA-DC-008-AGG-R01 | CA-DC-008-PC-00036
LNK-00518 | A | CA-DC-008-MMR-SW-02 | CA-DC-008-PC-00037
LNK-00518 | Z | CA-DC-008-AGG-R02 | CA-DC-008-PC-00038
LNK-00519 | A | CA-DC-008-MMR-SW-02 | CA-DC-008-PC-00039
LNK-00519 | Z | CA-DC-008-AGG-R02 | CA-DC-008-PC-00040
LNK-00520 | A | CA-DC-008-MMR-SW-03 | CA-DC-008-PC-00041
LNK-00520 | Z | CA-DC-008-AGG-R03 | CA-DC-008-PC-00042
LNK-00521 | A | CA-DC-008-MMR-SW-03 | CA-DC-008-PC-00043
LNK-00521 | Z | CA-DC-008-AGG-R03 | CA-DC-008-PC-00044
LNK-00522 | A | CA-DC-008-MMR-SW-04 | CA-DC-008-PC-00045
LNK-00522 | Z | CA-DC-008-AGG-R01 | CA-DC-008-PC-00046
LNK-00523 | A | CA-DC-008-MMR-SW-04 | CA-DC-008-PC-00047
LNK-00523 | Z | CA-DC-008-AGG-R01 | CA-DC-008-PC-00048
LNK-00524 | A | CA-DC-008-MMR-SW-05 | CA-DC-008-PC-00049 | CA-DC-008-RACK-B-PP-F1 | 1 | CA-DC-008-RACK-B-TRK-1 | CA-DC-008-RACK-P-ODF-1 | 1
LNK-00524 | Z | CA-DC-008-AGG-R02 | CA-DC-008-PC-00050 | CA-DC-008-RACK-A-PP-F1 | 1 | CA-DC-008-RACK-A-TRK-1 | CA-DC-008-RACK-P-ODF-1 | 2
LNK-00525 | A | CA-DC-008-MMR-SW-05 | CA-DC-008-PC-00051 | CA-DC-008-RACK-B-PP-F1 | 2 | CA-DC-008-RACK-B-TRK-2 | CA-DC-008-RACK-P-ODF-1 | 3
LNK-00525 | Z | CA-DC-008-AGG-R02 | CA-DC-008-PC-00052 | CA-DC-008-RACK-A-PP-F1 | 2 | CA-DC-008-RACK-A-TRK-2 | CA-DC-008-RACK-P-ODF-1 | 4
LNK-00526 | A | CA-DC-008-MMR-SW-06 | CA-DC-008-PC-00053 | CA-DC-008-RACK-B-PP-F1 | 3 | CA-DC-008-RACK-B-TRK-1 | CA-DC-008-RACK-P-ODF-1 | 5
LNK-00526 | Z | CA-DC-008-AGG-R03 | CA-DC-008-PC-00054 | CA-DC-008-RACK-A-PP-F1 | 3 | CA-DC-008-RACK-A-TRK-1 | CA-DC-008-RACK-P-ODF-1 | 6
LNK-00527 | A | CA-DC-008-MMR-SW-06 | CA-DC-008-PC-00055 | CA-DC-008-RACK-B-PP-F1 | 4 | CA-DC-008-RACK-B-TRK-2 | CA-DC-008-RACK-P-ODF-1 | 7
LNK-00527 | Z | CA-DC-008-AGG-R03 | CA-DC-008-PC-00056 | CA-DC-008-RACK-A-PP-F1 | 4 | CA-DC-008-RACK-A-TRK-2 | CA-DC-008-RACK-P-ODF-1 | 8
LNK-00528 | A | CA-DC-008-MMR-SW-07 | CA-DC-008-PC-00057 | CA-DC-008-RACK-B-PP-F1 | 5 | CA-DC-008-RACK-B-TRK-1 | CA-DC-008-RACK-P-ODF-1 | 9
LNK-00528 | Z | CA-DC-008-AGG-R01 | CA-DC-008-PC-00058 | CA-DC-008-RACK-A-PP-F1 | 5 | CA-DC-008-RACK-A-TRK-1 | CA-DC-008-RACK-P-ODF-1 | 10
LNK-00529 | A | CA-DC-008-MMR-SW-07 | CA-DC-008-PC-00059 | CA-DC-008-RACK-B-PP-F1 | 6 | CA-DC-008-RACK-B-TRK-2 | CA-DC-008-RACK-P-ODF-1 | 11
LNK-00529 | Z | CA-DC-008-AGG-R01 | CA-DC-008-PC-00060 | CA-DC-008-RACK-A-PP-F1 | 6 | CA-DC-008-RACK-A-TRK-2 | CA-DC-008-RACK-P-ODF-1 | 12
LNK-00530 | A | CA-DC-008-TOR-001 | CA-DC-008-PC-00061 | CA-DC-008-RACK-B-PP-F1 | 7 | CA-DC-008-RACK-B-TRK-1 | CA-DC-008-RACK-P-ODF-1 | 13
LNK-00530 | Z | CA-DC-008-MMR-SW-01 | CA-DC-008-PC-00062 | CA-DC-008-RACK-A-PP-F1 | 7 | CA-DC-008-RACK-A-TRK-1 | CA-DC-008-RACK-P-ODF-1 | 14
LNK-00531 | A | CA-DC-008-TOR-001 | CA-DC-008-PC-00063 | CA-DC-008-RACK-B-PP-F1 | 8 | CA-DC-008-RACK-B-TRK-2 | CA-DC-008-RACK-P-ODF-1 | 15
LNK-00531 | Z | CA-DC-008-MMR-SW-02 | CA-DC-008-PC-00064 | CA-DC-008-RACK-A-PP-F1 | 8 | CA-DC-008-RACK-A-TRK-1 | CA-DC-008-RACK-P-ODF-1 | 16
LNK-00532 | A | CA-DC-008-TOR-002 | CA-DC-008-PC-00065 | CA-DC-008-RACK-B-PP-F1 | 9 | CA-DC-008-RACK-B-TRK-1 | CA-DC-008-RACK-P-ODF-1 | 17
LNK-00532 | Z | CA-DC-008-MMR-SW-02 | CA-DC-008-PC-00066 | CA-DC-008-RACK-A-PP-F1 | 9 | CA-DC-008-RACK-A-TRK-2 | CA-DC-008-RACK-P-ODF-1 | 18
LNK-00533 | A | CA-DC-008-TOR-002 | CA-DC-008-PC-00067 | CA-DC-008-RACK-B-PP-F1 | 10 | CA-DC-008-RACK-B-TRK-2 | CA-DC-008-RACK-P-ODF-1 | 19
LNK-00533 | Z | CA-DC-008-MMR-SW-03 | CA-DC-008-PC-00068 | CA-DC-008-RACK-A-PP-F1 | 10 | CA-DC-008-RACK-A-TRK-1 | CA-DC-008-RACK-P-ODF-1 | 20
LNK-00534 | A | CA-DC-008-TOR-003 | CA-DC-008-PC-00069 | CA-DC-008-RACK-B-PP-F1 | 11 | CA-DC-008-RACK-B-TRK-1 | CA-DC-008-RACK-P-ODF-1 | 21
LNK-00534 | Z | CA-DC-008-MMR-SW-03 | CA-DC-008-PC-00070 | CA-DC-008-RACK-A-PP-F1 | 11 | CA-DC-008-RACK-A-TRK-2 | CA-DC-008-RACK-P-ODF-1 | 22
LNK-00535 | A | CA-DC-008-TOR-003 | CA-DC-008-PC-00071 | CA-DC-008-RACK-B-PP-F1 | 12 | CA-DC-008-RACK-B-TRK-2 | CA-DC-008-RACK-P-ODF-1 | 23
LNK-00535 | Z | CA-DC-008-MMR-SW-04 | CA-DC-008-PC-00072 | CA-DC-008-RACK-A-PP-F1 | 12 | CA-DC-008-RACK-A-TRK-1 | CA-DC-008-RACK-P-ODF-1 | 24
LNK-00536 | A | CA-DC-008-TOR-004 | CA-DC-008-PC-00073 | CA-DC-008-RACK-B-PP-F1 | 13 | CA-DC-008-RACK-B-TRK-1 | CA-DC-008-RACK-P-ODF-2 | 1
LNK-00536 | Z | CA-DC-008-MMR-SW-04 | CA-DC-008-PC-00074 | CA-DC-008-RACK-A-PP-F1 | 13 | CA-DC-008-RACK-A-TRK-2 | CA-DC-008-RACK-P-ODF-2 | 2
LNK-00537 | A | CA-DC-008-TOR-004 | CA-DC-008-PC-00075
LNK-00537 | Z | CA-DC-008-MMR-SW-05 | CA-DC-008-PC-00076
LNK-00538 | A | CA-DC-008-TOR-005 | CA-DC-008-PC-00077
LNK-00538 | Z | CA-DC-008-MMR-SW-05 | CA-DC-008-PC-00078
LNK-00539 | A | CA-DC-008-TOR-005 | CA-DC-008-PC-00079
LNK-00539 | Z | CA-DC-008-MMR-SW-06 | CA-DC-008-PC-00080
LNK-01532 | A | CA-DC-008-PE-T4-03 | CA-DC-008-PC-00081 | CA-DC-008-RACK-A-PP-F1 | 14 | CA-DC-008-RACK-A-TRK-2 | CA-DC-008-RACK-P-ODF-2 | 3 | 1
LNK-01538 | Z | CA-DC-008-PE-T4-01 | CA-DC-008-PC-00082 | CA-DC-008-RACK-A-PP-F1 | 15 | CA-DC-008-RACK-A-TRK-1 | CA-DC-008-RACK-P-ODF-2 | 4 | 3
LNK-01545 | Z | CA-DC-008-PE-T4-04 | CA-DC-008-PC-00083 | CA-DC-008-RACK-A-PP-F1 | 16 | CA-DC-008-RACK-A-TRK-1 | CA-DC-008-RACK-P-ODF-2 | 5 | 5
LNK-01576 | A | CA-DC-008-PE-T4-04 | CA-DC-008-PC-00084 | CA-DC-008-RACK-A-PP-F1 | 17 | CA-DC-008-RACK-A-TRK-2 | CA-DC-008-RACK-P-ODF-2 | 6 | 8
LNK-01609 | A | CA-DC-008-PE-T4-02 | CA-DC-008-PC-00085 | CA-DC-008-RACK-A-PP-F1 | 18 | CA-DC-008-RACK-A-TRK-2 | CA-DC-008-RACK-P-ODF-2 | 7 | 10
LNK-01622 | A | CA-DC-008-PE-T4-01 | CA-DC-008-PC-00086 | CA-DC-008-RACK-A-PP-F1 | 19 | CA-DC-008-RACK-A-TRK-2 | CA-DC-008-RACK-P-ODF-2 | 8 | 17
LNK-01627 | A | CA-DC-008-PE-T4-02 | CA-DC-008-PC-00087 | CA-DC-008-RACK-A-PP-F1 | 20 | CA-DC-008-RACK-A-TRK-1 | CA-DC-008-RACK-P-ODF-2 | 9 | 18
LNK-01706 | Z | CA-DC-008-PE-T4-01 | CA-DC-008-PC-00088 | CA-DC-008-RACK-A-PP-F1 | 21 | CA-DC-008-RACK-A-TRK-1 | CA-DC-008-RACK-P-ODF-2 | 10 | 7
LNK-01729 | A | CA-DC-008-PE-T4-04 | CA-DC-008-PC-00089 | CA-DC-008-RACK-A-PP-F1 | 22 | CA-DC-008-RACK-A-TRK-1 | CA-DC-008-RACK-P-ODF-2 | 11 | 19
LNK-01783 | Z | CA-DC-008-PE-T4-03 | CA-DC-008-PC-00090 | CA-DC-008-RACK-A-PP-F1 | 23 | CA-DC-008-RACK-A-TRK-1 | CA-DC-008-RACK-P-ODF-2 | 12 | 20
LNK-01786 | A | CA-DC-008-PE-T4-04 | CA-DC-008-PC-00091 | CA-DC-008-RACK-A-PP-F1 | 24 | CA-DC-008-RACK-A-TRK-2 | CA-DC-008-RACK-P-ODF-2 | 13 | 21
LNK-01809 | Z | CA-DC-008-PE-T4-02 | CA-DC-008-PC-00092 | CA-DC-008-RACK-A-PP-F2 | 1 | CA-DC-008-RACK-A-TRK-2 | CA-DC-008-RACK-P-ODF-2 | 14 | 22
LNK-01815 | Z | CA-DC-008-PE-T4-02 | CA-DC-008-PC-00093 | CA-DC-008-RACK-A-PP-F2 | 2 | CA-DC-008-RACK-A-TRK-1 | CA-DC-008-RACK-P-ODF-2 | 15 | 23
LNK-01821 | Z | CA-DC-008-PE-T4-03 | CA-DC-008-PC-00094 | CA-DC-008-RACK-A-PP-F2 | 3 | CA-DC-008-RACK-A-TRK-2 | CA-DC-008-RACK-P-ODF-2 | 16 | 24
LNK-01836 | Z | CA-DC-008-PE-T4-02 | CA-DC-008-PC-00095 | CA-DC-008-RACK-A-PP-F2 | 4 | CA-DC-008-RACK-A-TRK-2 | CA-DC-008-RACK-P-ODF-2 | 17 | 1
LNK-01843 | Z | CA-DC-008-PE-T4-04 | CA-DC-008-PC-00096 | CA-DC-008-RACK-A-PP-F2 | 5 | CA-DC-008-RACK-A-TRK-1 | CA-DC-008-RACK-P-ODF-2 | 18 | 3
LNK-01979 | Z | CA-DC-008-PE-T4-03 | CA-DC-008-PC-00097 | CA-DC-008-RACK-A-PP-F2 | 6 | CA-DC-008-RACK-A-TRK-1 | CA-DC-008-RACK-P-ODF-2 | 19 | 5
LNK-01988 | A | CA-DC-008-PE-T4-03 | CA-DC-008-PC-00098 | CA-DC-008-RACK-A-PP-F2 | 7 | CA-DC-008-RACK-A-TRK-2 | CA-DC-008-RACK-P-ODF-2 | 20 | 8
LNK-02054 | A | CA-DC-008-PE-T4-01 | CA-DC-008-PC-00099 | CA-DC-008-RACK-A-PP-F2 | 8 | CA-DC-008-RACK-A-TRK-2 | CA-DC-008-RACK-P-ODF-2 | 21 | 4
LNK-02078 | A | CA-DC-008-PE-T4-01 | CA-DC-008-PC-00100 | CA-DC-008-RACK-A-PP-F2 | 9 | CA-DC-008-RACK-A-TRK-1 | CA-DC-008-RACK-P-ODF-2 | 22 | 10
LNK-00540 | A | IL-DC-009-PE-T4-01 | IL-DC-009-PC-00001
LNK-00540 | Z | IL-DC-009-PE-T4-02 | IL-DC-009-PC-00002
LNK-00545 | A | IL-DC-009-PE-T4-01 | IL-DC-009-PC-00003
LNK-00545 | Z | IL-DC-009-PE-T4-03 | IL-DC-009-PC-00004
LNK-00550 | A | IL-DC-009-PE-T4-01 | IL-DC-009-PC-00005
LNK-00550 | Z | IL-DC-009-PE-T4-04 | IL-DC-009-PC-00006
LNK-00555 | A | IL-DC-009-PE-T4-02 | IL-DC-009-PC-00007
LNK-00555 | Z | IL-DC-009-PE-T4-03 | IL-DC-009-PC-00008
LNK-00560 | A | IL-DC-009-PE-T4-02 | IL-DC-009-PC-00009
LNK-00560 | Z | IL-DC-009-PE-T4-04 | IL-DC-009-PC-00010
LNK-00565 | A | IL-DC-009-PE-T4-03 | IL-DC-009-PC-00011
LNK-00565 | Z | IL-DC-009-PE-T4-04 | IL-DC-009-PC-00012
LNK-00570 | A | IL-DC-009-AGG-R01 | IL-DC-009-PC-00013
LNK-00570 | Z | IL-DC-009-PE-T4-01 | IL-DC-009-PC-00014
LNK-00573 | A | IL-DC-009-AGG-R01 | IL-DC-009-PC-00015
LNK-00573 | Z | IL-DC-009-PE-T4-02 | IL-DC-009-PC-00016
LNK-00576 | A | IL-DC-009-AGG-R02 | IL-DC-009-PC-00017
LNK-00576 | Z | IL-DC-009-PE-T4-02 | IL-DC-009-PC-00018
LNK-00579 | A | IL-DC-009-AGG-R02 | IL-DC-009-PC-00019
LNK-00579 | Z | IL-DC-009-PE-T4-03 | IL-DC-009-PC-00020
LNK-00582 | A | IL-DC-009-AGG-R03 | IL-DC-009-PC-00021
LNK-00582 | Z | IL-DC-009-PE-T4-03 | IL-DC-009-PC-00022
LNK-00585 | A | IL-DC-009-AGG-R03 | IL-DC-009-PC-00023
LNK-00585 | Z | IL-DC-009-PE-T4-04 | IL-DC-009-PC-00024
LNK-00588 | A | IL-DC-009-OLA-01 | IL-DC-009-PC-00025
LNK-00588 | Z | IL-DC-009-AGG-R01 | IL-DC-009-PC-00026
LNK-00589 | A | IL-DC-009-OLA-02 | IL-DC-009-PC-00027
LNK-00589 | Z | IL-DC-009-AGG-R02 | IL-DC-009-PC-00028
LNK-00590 | A | IL-DC-009-FW-01 | IL-DC-009-PC-00029
LNK-00590 | Z | IL-DC-009-AGG-R01 | IL-DC-009-PC-00030
LNK-00591 | A | IL-DC-009-FW-01 | IL-DC-009-PC-00031
LNK-00591 | Z | IL-DC-009-AGG-R02 | IL-DC-009-PC-00032
LNK-00592 | A | IL-DC-009-FW-02 | IL-DC-009-PC-00033
LNK-00592 | Z | IL-DC-009-AGG-R02 | IL-DC-009-PC-00034
LNK-00593 | A | IL-DC-009-FW-02 | IL-DC-009-PC-00035
LNK-00593 | Z | IL-DC-009-AGG-R03 | IL-DC-009-PC-00036
LNK-00594 | A | IL-DC-009-MMR-SW-01 | IL-DC-009-PC-00037
LNK-00594 | Z | IL-DC-009-AGG-R01 | IL-DC-009-PC-00038
LNK-00595 | A | IL-DC-009-MMR-SW-01 | IL-DC-009-PC-00039
LNK-00595 | Z | IL-DC-009-AGG-R01 | IL-DC-009-PC-00040
LNK-00596 | A | IL-DC-009-MMR-SW-02 | IL-DC-009-PC-00041 | IL-DC-009-RACK-B-PP-F1 | 1 | IL-DC-009-RACK-B-TRK-1 | IL-DC-009-RACK-R-ODF-1 | 1
LNK-00596 | Z | IL-DC-009-AGG-R02 | IL-DC-009-PC-00042 | IL-DC-009-RACK-A-PP-F1 | 1 | IL-DC-009-RACK-A-TRK-2 | IL-DC-009-RACK-R-ODF-1 | 2
LNK-00597 | A | IL-DC-009-MMR-SW-02 | IL-DC-009-PC-00043 | IL-DC-009-RACK-B-PP-F1 | 2 | IL-DC-009-RACK-B-TRK-2 | IL-DC-009-RACK-R-ODF-1 | 3
LNK-00597 | Z | IL-DC-009-AGG-R02 | IL-DC-009-PC-00044 | IL-DC-009-RACK-A-PP-F1 | 2 | IL-DC-009-RACK-A-TRK-1 | IL-DC-009-RACK-R-ODF-1 | 4
LNK-00598 | A | IL-DC-009-MMR-SW-03 | IL-DC-009-PC-00045 | IL-DC-009-RACK-B-PP-F1 | 3 | IL-DC-009-RACK-B-TRK-1 | IL-DC-009-RACK-R-ODF-1 | 5
LNK-00598 | Z | IL-DC-009-AGG-R03 | IL-DC-009-PC-00046 | IL-DC-009-RACK-A-PP-F1 | 3 | IL-DC-009-RACK-A-TRK-2 | IL-DC-009-RACK-R-ODF-1 | 6
LNK-00599 | A | IL-DC-009-MMR-SW-03 | IL-DC-009-PC-00047 | IL-DC-009-RACK-B-PP-F1 | 4 | IL-DC-009-RACK-B-TRK-2 | IL-DC-009-RACK-R-ODF-1 | 7
LNK-00599 | Z | IL-DC-009-AGG-R03 | IL-DC-009-PC-00048 | IL-DC-009-RACK-A-PP-F1 | 4 | IL-DC-009-RACK-A-TRK-1 | IL-DC-009-RACK-R-ODF-1 | 8
LNK-00600 | A | IL-DC-009-MMR-SW-04 | IL-DC-009-PC-00049 | IL-DC-009-RACK-B-PP-F1 | 5 | IL-DC-009-RACK-B-TRK-1 | IL-DC-009-RACK-R-ODF-1 | 9
LNK-00600 | Z | IL-DC-009-AGG-R01 | IL-DC-009-PC-00050 | IL-DC-009-RACK-A-PP-F1 | 5 | IL-DC-009-RACK-A-TRK-1 | IL-DC-009-RACK-R-ODF-1 | 10
LNK-00601 | A | IL-DC-009-MMR-SW-04 | IL-DC-009-PC-00051 | IL-DC-009-RACK-B-PP-F1 | 6 | IL-DC-009-RACK-B-TRK-2 | IL-DC-009-RACK-R-ODF-1 | 11
LNK-00601 | Z | IL-DC-009-AGG-R01 | IL-DC-009-PC-00052 | IL-DC-009-RACK-A-PP-F1 | 6 | IL-DC-009-RACK-A-TRK-2 | IL-DC-009-RACK-R-ODF-1 | 12
LNK-00602 | A | IL-DC-009-MMR-SW-05 | IL-DC-009-PC-00053 | IL-DC-009-RACK-B-PP-F1 | 7 | IL-DC-009-RACK-B-TRK-1 | IL-DC-009-RACK-R-ODF-1 | 13
LNK-00602 | Z | IL-DC-009-AGG-R02 | IL-DC-009-PC-00054 | IL-DC-009-RACK-A-PP-F1 | 7 | IL-DC-009-RACK-A-TRK-2 | IL-DC-009-RACK-R-ODF-1 | 14
LNK-00603 | A | IL-DC-009-MMR-SW-05 | IL-DC-009-PC-00055 | IL-DC-009-RACK-B-PP-F1 | 8 | IL-DC-009-RACK-B-TRK-2 | IL-DC-009-RACK-R-ODF-1 | 15
LNK-00603 | Z | IL-DC-009-AGG-R02 | IL-DC-009-PC-00056 | IL-DC-009-RACK-A-PP-F1 | 8 | IL-DC-009-RACK-A-TRK-1 | IL-DC-009-RACK-R-ODF-1 | 16
LNK-00604 | A | IL-DC-009-MMR-SW-06 | IL-DC-009-PC-00057 | IL-DC-009-RACK-B-PP-F1 | 9 | IL-DC-009-RACK-B-TRK-1 | IL-DC-009-RACK-R-ODF-1 | 17
LNK-00604 | Z | IL-DC-009-AGG-R03 | IL-DC-009-PC-00058 | IL-DC-009-RACK-A-PP-F1 | 9 | IL-DC-009-RACK-A-TRK-2 | IL-DC-009-RACK-R-ODF-1 | 18
LNK-00605 | A | IL-DC-009-MMR-SW-06 | IL-DC-009-PC-00059 | IL-DC-009-RACK-B-PP-F1 | 10 | IL-DC-009-RACK-B-TRK-2 | IL-DC-009-RACK-R-ODF-1 | 19
LNK-00605 | Z | IL-DC-009-AGG-R03 | IL-DC-009-PC-00060 | IL-DC-009-RACK-A-PP-F1 | 10 | IL-DC-009-RACK-A-TRK-1 | IL-DC-009-RACK-R-ODF-1 | 20
LNK-00606 | A | IL-DC-009-MMR-SW-07 | IL-DC-009-PC-00061 | IL-DC-009-RACK-B-PP-F1 | 11 | IL-DC-009-RACK-B-TRK-1 | IL-DC-009-RACK-R-ODF-1 | 21
LNK-00606 | Z | IL-DC-009-AGG-R01 | IL-DC-009-PC-00062 | IL-DC-009-RACK-A-PP-F1 | 11 | IL-DC-009-RACK-A-TRK-1 | IL-DC-009-RACK-R-ODF-1 | 22
LNK-00607 | A | IL-DC-009-MMR-SW-07 | IL-DC-009-PC-00063 | IL-DC-009-RACK-B-PP-F1 | 12 | IL-DC-009-RACK-B-TRK-2 | IL-DC-009-RACK-R-ODF-1 | 23
LNK-00607 | Z | IL-DC-009-AGG-R01 | IL-DC-009-PC-00064 | IL-DC-009-RACK-A-PP-F1 | 12 | IL-DC-009-RACK-A-TRK-2 | IL-DC-009-RACK-R-ODF-1 | 24
LNK-00608 | A | IL-DC-009-MMR-SW-08 | IL-DC-009-PC-00065 | IL-DC-009-RACK-B-PP-F1 | 13 | IL-DC-009-RACK-B-TRK-1 | IL-DC-009-RACK-R-ODF-2 | 1
LNK-00608 | Z | IL-DC-009-AGG-R02 | IL-DC-009-PC-00066 | IL-DC-009-RACK-A-PP-F1 | 13 | IL-DC-009-RACK-A-TRK-2 | IL-DC-009-RACK-R-ODF-2 | 2
LNK-00609 | A | IL-DC-009-MMR-SW-08 | IL-DC-009-PC-00067 | IL-DC-009-RACK-B-PP-F1 | 14 | IL-DC-009-RACK-B-TRK-2 | IL-DC-009-RACK-R-ODF-2 | 3
LNK-00609 | Z | IL-DC-009-AGG-R02 | IL-DC-009-PC-00068 | IL-DC-009-RACK-A-PP-F1 | 14 | IL-DC-009-RACK-A-TRK-1 | IL-DC-009-RACK-R-ODF-2 | 4
LNK-00610 | A | IL-DC-009-TOR-001 | IL-DC-009-PC-00069 | IL-DC-009-RACK-B-PP-F1 | 15 | IL-DC-009-RACK-B-TRK-1 | IL-DC-009-RACK-R-ODF-2 | 5
LNK-00610 | Z | IL-DC-009-MMR-SW-01 | IL-DC-009-PC-00070 | IL-DC-009-RACK-A-PP-F1 | 15 | IL-DC-009-RACK-A-TRK-1 | IL-DC-009-RACK-R-ODF-2 | 6
LNK-00611 | A | IL-DC-009-TOR-001 | IL-DC-009-PC-00071
LNK-00611 | Z | IL-DC-009-MMR-SW-02 | IL-DC-009-PC-00072
LNK-00612 | A | IL-DC-009-TOR-002 | IL-DC-009-PC-00073
LNK-00612 | Z | IL-DC-009-MMR-SW-02 | IL-DC-009-PC-00074
LNK-00613 | A | IL-DC-009-TOR-002 | IL-DC-009-PC-00075
LNK-00613 | Z | IL-DC-009-MMR-SW-03 | IL-DC-009-PC-00076
LNK-00614 | A | IL-DC-009-TOR-003 | IL-DC-009-PC-00077
LNK-00614 | Z | IL-DC-009-MMR-SW-03 | IL-DC-009-PC-00078
LNK-00615 | A | IL-DC-009-TOR-003 | IL-DC-009-PC-00079
LNK-00615 | Z | IL-DC-009-MMR-SW-04 | IL-DC-009-PC-00080
LNK-00616 | A | IL-DC-009-TOR-004 | IL-DC-009-PC-00081
LNK-00616 | Z | IL-DC-009-MMR-SW-04 | IL-DC-009-PC-00082
LNK-00617 | A | IL-DC-009-TOR-004 | IL-DC-009-PC-00083
LNK-00617 | Z | IL-DC-009-MMR-SW-05 | IL-DC-009-PC-00084
LNK-00618 | A | IL-DC-009-TOR-005 | IL-DC-009-PC-00085
LNK-00618 | Z | IL-DC-009-MMR-SW-05 | IL-DC-009-PC-00086
LNK-00619 | A | IL-DC-009-TOR-005 | IL-DC-009-PC-00087
LNK-00619 | Z | IL-DC-009-MMR-SW-06 | IL-DC-009-PC-00088
LNK-00620 | A | IL-DC-009-TOR-006 | IL-DC-009-PC-00089
LNK-00620 | Z | IL-DC-009-MMR-SW-06 | IL-DC-009-PC-00090
LNK-00621 | A | IL-DC-009-TOR-006 | IL-DC-009-PC-00091
LNK-00621 | Z | IL-DC-009-MMR-SW-07 | IL-DC-009-PC-00092
LNK-01560 | Z | IL-DC-009-PE-T4-02 | IL-DC-009-PC-00093 | IL-DC-009-RACK-A-PP-F1 | 16 | IL-DC-009-RACK-A-TRK-2 | IL-DC-009-RACK-R-ODF-2 | 7 | 1
LNK-01586 | Z | IL-DC-009-PE-T4-04 | IL-DC-009-PC-00094 | IL-DC-009-RACK-A-PP-F1 | 17 | IL-DC-009-RACK-A-TRK-1 | IL-DC-009-RACK-R-ODF-2 | 8 | 3
LNK-01598 | A | IL-DC-009-PE-T4-04 | IL-DC-009-PC-00095 | IL-DC-009-RACK-A-PP-F1 | 18 | IL-DC-009-RACK-A-TRK-2 | IL-DC-009-RACK-R-ODF-2 | 9 | 5
LNK-01679 | A | IL-DC-009-PE-T4-01 | IL-DC-009-PC-00096 | IL-DC-009-RACK-A-PP-F1 | 19 | IL-DC-009-RACK-A-TRK-1 | IL-DC-009-RACK-R-ODF-2 | 10 | 8
LNK-01704 | Z | IL-DC-009-PE-T4-04 | IL-DC-009-PC-00097 | IL-DC-009-RACK-A-PP-F1 | 20 | IL-DC-009-RACK-A-TRK-1 | IL-DC-009-RACK-R-ODF-2 | 11 | 10
LNK-01723 | Z | IL-DC-009-PE-T4-02 | IL-DC-009-PC-00098 | IL-DC-009-RACK-A-PP-F1 | 21 | IL-DC-009-RACK-A-TRK-1 | IL-DC-009-RACK-R-ODF-2 | 12 | 17
LNK-01731 | A | IL-DC-009-PE-T4-02 | IL-DC-009-PC-00099 | IL-DC-009-RACK-A-PP-F1 | 22 | IL-DC-009-RACK-A-TRK-2 | IL-DC-009-RACK-R-ODF-2 | 13 | 18
LNK-01799 | A | IL-DC-009-PE-T4-02 | IL-DC-009-PC-00100 | IL-DC-009-RACK-A-PP-F1 | 23 | IL-DC-009-RACK-A-TRK-1 | IL-DC-009-RACK-R-ODF-2 | 14 | 19
LNK-01818 | Z | IL-DC-009-PE-T4-01 | IL-DC-009-PC-00101 | IL-DC-009-RACK-A-PP-F1 | 24 | IL-DC-009-RACK-A-TRK-2 | IL-DC-009-RACK-R-ODF-2 | 15 | 20
LNK-01858 | Z | IL-DC-009-PE-T4-03 | IL-DC-009-PC-00102 | IL-DC-009-RACK-A-PP-F2 | 1 | IL-DC-009-RACK-A-TRK-2 | IL-DC-009-RACK-R-ODF-2 | 16 | 21
LNK-01866 | A | IL-DC-009-PE-T4-03 | IL-DC-009-PC-00103 | IL-DC-009-RACK-A-PP-F2 | 2 | IL-DC-009-RACK-A-TRK-1 | IL-DC-009-RACK-R-ODF-2 | 17 | 22
LNK-01897 | A | IL-DC-009-PE-T4-03 | IL-DC-009-PC-00104 | IL-DC-009-RACK-A-PP-F2 | 3 | IL-DC-009-RACK-A-TRK-2 | IL-DC-009-RACK-R-ODF-2 | 18 | 23
LNK-01920 | Z | IL-DC-009-PE-T4-01 | IL-DC-009-PC-00105 | IL-DC-009-RACK-A-PP-F2 | 4 | IL-DC-009-RACK-A-TRK-1 | IL-DC-009-RACK-R-ODF-2 | 19 | 7
LNK-01927 | A | IL-DC-009-PE-T4-04 | IL-DC-009-PC-00106 | IL-DC-009-RACK-A-PP-F2 | 5 | IL-DC-009-RACK-A-TRK-2 | IL-DC-009-RACK-R-ODF-2 | 20 | 24
LNK-01930 | A | IL-DC-009-PE-T4-03 | IL-DC-009-PC-00107 | IL-DC-009-RACK-A-PP-F2 | 6 | IL-DC-009-RACK-A-TRK-1 | IL-DC-009-RACK-R-ODF-2 | 21 | 1
LNK-01960 | Z | IL-DC-009-PE-T4-04 | IL-DC-009-PC-00108 | IL-DC-009-RACK-A-PP-F2 | 7 | IL-DC-009-RACK-A-TRK-1 | IL-DC-009-RACK-R-ODF-2 | 22 | 3
LNK-01981 | A | IL-DC-009-PE-T4-03 | IL-DC-009-PC-00109 | IL-DC-009-RACK-A-PP-F2 | 8 | IL-DC-009-RACK-A-TRK-2 | IL-DC-009-RACK-R-ODF-2 | 23 | 5
LNK-02032 | Z | IL-DC-009-PE-T4-01 | IL-DC-009-PC-00110 | IL-DC-009-RACK-A-PP-F2 | 9 | IL-DC-009-RACK-A-TRK-2 | IL-DC-009-RACK-R-ODF-2 | 24 | 8
LNK-02087 | A | IL-DC-009-PE-T4-01 | IL-DC-009-PC-00111 | IL-DC-009-RACK-A-PP-F2 | 10 | IL-DC-009-RACK-A-TRK-1 | IL-DC-009-RACK-R-ODF-3 | 1 | 4
LNK-02097 | Z | IL-DC-009-PE-T4-02 | IL-DC-009-PC-00112 | IL-DC-009-RACK-A-PP-F2 | 11 | IL-DC-009-RACK-A-TRK-2 | IL-DC-009-RACK-R-ODF-3 | 2 | 10
LNK-00622 | A | AZ-DC-010-PE-T4-01 | AZ-DC-010-PC-00001
LNK-00622 | Z | AZ-DC-010-PE-T4-02 | AZ-DC-010-PC-00002
LNK-00627 | A | AZ-DC-010-PE-T4-01 | AZ-DC-010-PC-00003
LNK-00627 | Z | AZ-DC-010-PE-T4-03 | AZ-DC-010-PC-00004
LNK-00632 | A | AZ-DC-010-PE-T4-01 | AZ-DC-010-PC-00005
LNK-00632 | Z | AZ-DC-010-PE-T4-04 | AZ-DC-010-PC-00006
LNK-00637 | A | AZ-DC-010-PE-T4-02 | AZ-DC-010-PC-00007
LNK-00637 | Z | AZ-DC-010-PE-T4-03 | AZ-DC-010-PC-00008
LNK-00642 | A | AZ-DC-010-PE-T4-02 | AZ-DC-010-PC-00009
LNK-00642 | Z | AZ-DC-010-PE-T4-04 | AZ-DC-010-PC-00010
LNK-00647 | A | AZ-DC-010-PE-T4-03 | AZ-DC-010-PC-00011
LNK-00647 | Z | AZ-DC-010-PE-T4-04 | AZ-DC-010-PC-00012
LNK-00652 | A | AZ-DC-010-AGG-R01 | AZ-DC-010-PC-00013
LNK-00652 | Z | AZ-DC-010-PE-T4-01 | AZ-DC-010-PC-00014
LNK-00655 | A | AZ-DC-010-AGG-R01 | AZ-DC-010-PC-00015
LNK-00655 | Z | AZ-DC-010-PE-T4-02 | AZ-DC-010-PC-00016
LNK-00658 | A | AZ-DC-010-AGG-R02 | AZ-DC-010-PC-00017
LNK-00658 | Z | AZ-DC-010-PE-T4-02 | AZ-DC-010-PC-00018
LNK-00661 | A | AZ-DC-010-AGG-R02 | AZ-DC-010-PC-00019
LNK-00661 | Z | AZ-DC-010-PE-T4-03 | AZ-DC-010-PC-00020
LNK-00664 | A | AZ-DC-010-OLA-01 | AZ-DC-010-PC-00021
LNK-00664 | Z | AZ-DC-010-AGG-R01 | AZ-DC-010-PC-00022
LNK-00665 | A | AZ-DC-010-FW-01 | AZ-DC-010-PC-00023
LNK-00665 | Z | AZ-DC-010-AGG-R01 | AZ-DC-010-PC-00024
LNK-00666 | A | AZ-DC-010-FW-01 | AZ-DC-010-PC-00025
LNK-00666 | Z | AZ-DC-010-AGG-R02 | AZ-DC-010-PC-00026
LNK-00667 | A | AZ-DC-010-MMR-SW-01 | AZ-DC-010-PC-00027
LNK-00667 | Z | AZ-DC-010-AGG-R01 | AZ-DC-010-PC-00028
LNK-00668 | A | AZ-DC-010-MMR-SW-01 | AZ-DC-010-PC-00029
LNK-00668 | Z | AZ-DC-010-AGG-R02 | AZ-DC-010-PC-00030
LNK-00669 | A | AZ-DC-010-MMR-SW-02 | AZ-DC-010-PC-00031
LNK-00669 | Z | AZ-DC-010-AGG-R02 | AZ-DC-010-PC-00032
LNK-00670 | A | AZ-DC-010-MMR-SW-02 | AZ-DC-010-PC-00033
LNK-00670 | Z | AZ-DC-010-AGG-R01 | AZ-DC-010-PC-00034
LNK-00671 | A | AZ-DC-010-MMR-SW-03 | AZ-DC-010-PC-00035
LNK-00671 | Z | AZ-DC-010-AGG-R01 | AZ-DC-010-PC-00036
LNK-00672 | A | AZ-DC-010-MMR-SW-03 | AZ-DC-010-PC-00037
LNK-00672 | Z | AZ-DC-010-AGG-R02 | AZ-DC-010-PC-00038
LNK-00673 | A | AZ-DC-010-MMR-SW-04 | AZ-DC-010-PC-00039
LNK-00673 | Z | AZ-DC-010-AGG-R02 | AZ-DC-010-PC-00040
LNK-00674 | A | AZ-DC-010-MMR-SW-04 | AZ-DC-010-PC-00041
LNK-00674 | Z | AZ-DC-010-AGG-R01 | AZ-DC-010-PC-00042
LNK-00675 | A | AZ-DC-010-TOR-001 | AZ-DC-010-PC-00043
LNK-00675 | Z | AZ-DC-010-MMR-SW-01 | AZ-DC-010-PC-00044
LNK-00676 | A | AZ-DC-010-TOR-001 | AZ-DC-010-PC-00045
LNK-00676 | Z | AZ-DC-010-MMR-SW-02 | AZ-DC-010-PC-00046
LNK-00677 | A | AZ-DC-010-TOR-002 | AZ-DC-010-PC-00047
LNK-00677 | Z | AZ-DC-010-MMR-SW-02 | AZ-DC-010-PC-00048
LNK-00678 | A | AZ-DC-010-TOR-002 | AZ-DC-010-PC-00049
LNK-00678 | Z | AZ-DC-010-MMR-SW-03 | AZ-DC-010-PC-00050
LNK-00679 | A | AZ-DC-010-TOR-003 | AZ-DC-010-PC-00051
LNK-00679 | Z | AZ-DC-010-MMR-SW-03 | AZ-DC-010-PC-00052
LNK-00680 | A | AZ-DC-010-TOR-003 | AZ-DC-010-PC-00053
LNK-00680 | Z | AZ-DC-010-MMR-SW-04 | AZ-DC-010-PC-00054
LNK-01548 | A | AZ-DC-010-PE-T4-02 | AZ-DC-010-PC-00055 | AZ-DC-010-RACK-A-PP-F1 | 1 | AZ-DC-010-RACK-A-TRK-1 | AZ-DC-010-RACK-G-ODF-1 | 1 | 1
LNK-01550 | A | AZ-DC-010-PE-T4-02 | AZ-DC-010-PC-00056 | AZ-DC-010-RACK-A-PP-F1 | 2 | AZ-DC-010-RACK-A-TRK-1 | AZ-DC-010-RACK-G-ODF-1 | 2 | 3
LNK-01557 | Z | AZ-DC-010-PE-T4-04 | AZ-DC-010-PC-00057 | AZ-DC-010-RACK-A-PP-F1 | 3 | AZ-DC-010-RACK-A-TRK-1 | AZ-DC-010-RACK-G-ODF-1 | 3 | 5
LNK-01627 | Z | AZ-DC-010-PE-T4-04 | AZ-DC-010-PC-00058 | AZ-DC-010-RACK-A-PP-F1 | 4 | AZ-DC-010-RACK-A-TRK-1 | AZ-DC-010-RACK-G-ODF-1 | 4 | 8
LNK-01649 | A | AZ-DC-010-PE-T4-01 | AZ-DC-010-PC-00059 | AZ-DC-010-RACK-A-PP-F1 | 5 | AZ-DC-010-RACK-A-TRK-1 | AZ-DC-010-RACK-G-ODF-1 | 5 | 10
LNK-01675 | A | AZ-DC-010-PE-T4-02 | AZ-DC-010-PC-00060 | AZ-DC-010-RACK-A-PP-F1 | 6 | AZ-DC-010-RACK-A-TRK-1 | AZ-DC-010-RACK-G-ODF-1 | 6 | 17
LNK-01736 | Z | AZ-DC-010-PE-T4-04 | AZ-DC-010-PC-00061 | AZ-DC-010-RACK-A-PP-F1 | 7 | AZ-DC-010-RACK-A-TRK-1 | AZ-DC-010-RACK-G-ODF-1 | 7 | 18
LNK-01771 | Z | AZ-DC-010-PE-T4-01 | AZ-DC-010-PC-00062 | AZ-DC-010-RACK-A-PP-F1 | 8 | AZ-DC-010-RACK-A-TRK-1 | AZ-DC-010-RACK-G-ODF-1 | 8 | 19
LNK-01773 | Z | AZ-DC-010-PE-T4-02 | AZ-DC-010-PC-00063 | AZ-DC-010-RACK-A-PP-F1 | 9 | AZ-DC-010-RACK-A-TRK-1 | AZ-DC-010-RACK-G-ODF-1 | 9 | 20
LNK-01786 | Z | AZ-DC-010-PE-T4-01 | AZ-DC-010-PC-00064 | AZ-DC-010-RACK-A-PP-F1 | 10 | AZ-DC-010-RACK-A-TRK-1 | AZ-DC-010-RACK-G-ODF-1 | 10 | 21
LNK-01809 | A | AZ-DC-010-PE-T4-03 | AZ-DC-010-PC-00065 | AZ-DC-010-RACK-A-PP-F1 | 11 | AZ-DC-010-RACK-A-TRK-1 | AZ-DC-010-RACK-G-ODF-1 | 11 | 22
LNK-01846 | A | AZ-DC-010-PE-T4-03 | AZ-DC-010-PC-00066 | AZ-DC-010-RACK-A-PP-F1 | 12 | AZ-DC-010-RACK-A-TRK-1 | AZ-DC-010-RACK-G-ODF-1 | 12 | 23
LNK-01854 | A | AZ-DC-010-PE-T4-01 | AZ-DC-010-PC-00067 | AZ-DC-010-RACK-A-PP-F1 | 13 | AZ-DC-010-RACK-A-TRK-1 | AZ-DC-010-RACK-G-ODF-1 | 13 | 7
LNK-01856 | A | AZ-DC-010-PE-T4-04 | AZ-DC-010-PC-00068 | AZ-DC-010-RACK-A-PP-F1 | 14 | AZ-DC-010-RACK-A-TRK-1 | AZ-DC-010-RACK-G-ODF-1 | 14 | 24
LNK-01925 | A | AZ-DC-010-PE-T4-03 | AZ-DC-010-PC-00069 | AZ-DC-010-RACK-A-PP-F1 | 15 | AZ-DC-010-RACK-A-TRK-1 | AZ-DC-010-RACK-G-ODF-1 | 15 | 1
LNK-01936 | Z | AZ-DC-010-PE-T4-02 | AZ-DC-010-PC-00070 | AZ-DC-010-RACK-A-PP-F1 | 16 | AZ-DC-010-RACK-A-TRK-1 | AZ-DC-010-RACK-G-ODF-1 | 16 | 3
LNK-02012 | A | AZ-DC-010-PE-T4-03 | AZ-DC-010-PC-00071 | AZ-DC-010-RACK-A-PP-F1 | 17 | AZ-DC-010-RACK-A-TRK-1 | AZ-DC-010-RACK-G-ODF-1 | 17 | 5
LNK-02027 | Z | AZ-DC-010-PE-T4-01 | AZ-DC-010-PC-00072 | AZ-DC-010-RACK-A-PP-F1 | 18 | AZ-DC-010-RACK-A-TRK-1 | AZ-DC-010-RACK-G-ODF-1 | 18 | 4
LNK-02042 | Z | AZ-DC-010-PE-T4-03 | AZ-DC-010-PC-00073 | AZ-DC-010-RACK-A-PP-F1 | 19 | AZ-DC-010-RACK-A-TRK-1 | AZ-DC-010-RACK-G-ODF-1 | 19 | 8
LNK-02046 | Z | AZ-DC-010-PE-T4-04 | AZ-DC-010-PC-00074 | AZ-DC-010-RACK-A-PP-F1 | 20 | AZ-DC-010-RACK-A-TRK-1 | AZ-DC-010-RACK-G-ODF-1 | 20 | 10
LNK-00681 | A | GA-DC-011-PE-T4-01 | GA-DC-011-PC-00001
LNK-00681 | Z | GA-DC-011-PE-T4-02 | GA-DC-011-PC-00002
LNK-00686 | A | GA-DC-011-PE-T4-01 | GA-DC-011-PC-00003
LNK-00686 | Z | GA-DC-011-PE-T4-03 | GA-DC-011-PC-00004
LNK-00691 | A | GA-DC-011-PE-T4-01 | GA-DC-011-PC-00005
LNK-00691 | Z | GA-DC-011-PE-T4-04 | GA-DC-011-PC-00006
LNK-00696 | A | GA-DC-011-PE-T4-02 | GA-DC-011-PC-00007
LNK-00696 | Z | GA-DC-011-PE-T4-03 | GA-DC-011-PC-00008
LNK-00701 | A | GA-DC-011-PE-T4-02 | GA-DC-011-PC-00009
LNK-00701 | Z | GA-DC-011-PE-T4-04 | GA-DC-011-PC-00010
LNK-00706 | A | GA-DC-011-PE-T4-03 | GA-DC-011-PC-00011
LNK-00706 | Z | GA-DC-011-PE-T4-04 | GA-DC-011-PC-00012
LNK-00711 | A | GA-DC-011-AGG-R01 | GA-DC-011-PC-00013
LNK-00711 | Z | GA-DC-011-PE-T4-01 | GA-DC-011-PC-00014
LNK-00714 | A | GA-DC-011-AGG-R01 | GA-DC-011-PC-00015
LNK-00714 | Z | GA-DC-011-PE-T4-02 | GA-DC-011-PC-00016
LNK-00717 | A | GA-DC-011-AGG-R02 | GA-DC-011-PC-00017
LNK-00717 | Z | GA-DC-011-PE-T4-02 | GA-DC-011-PC-00018
LNK-00720 | A | GA-DC-011-AGG-R02 | GA-DC-011-PC-00019
LNK-00720 | Z | GA-DC-011-PE-T4-03 | GA-DC-011-PC-00020
LNK-00723 | A | GA-DC-011-OLA-01 | GA-DC-011-PC-00021
LNK-00723 | Z | GA-DC-011-AGG-R01 | GA-DC-011-PC-00022
LNK-00724 | A | GA-DC-011-OLA-02 | GA-DC-011-PC-00023
LNK-00724 | Z | GA-DC-011-AGG-R02 | GA-DC-011-PC-00024
LNK-00725 | A | GA-DC-011-FW-01 | GA-DC-011-PC-00025
LNK-00725 | Z | GA-DC-011-AGG-R01 | GA-DC-011-PC-00026
LNK-00726 | A | GA-DC-011-FW-01 | GA-DC-011-PC-00027
LNK-00726 | Z | GA-DC-011-AGG-R02 | GA-DC-011-PC-00028
LNK-00727 | A | GA-DC-011-MMR-SW-01 | GA-DC-011-PC-00029
LNK-00727 | Z | GA-DC-011-AGG-R01 | GA-DC-011-PC-00030
LNK-00728 | A | GA-DC-011-MMR-SW-01 | GA-DC-011-PC-00031
LNK-00728 | Z | GA-DC-011-AGG-R02 | GA-DC-011-PC-00032
LNK-00729 | A | GA-DC-011-MMR-SW-02 | GA-DC-011-PC-00033
LNK-00729 | Z | GA-DC-011-AGG-R02 | GA-DC-011-PC-00034
LNK-00730 | A | GA-DC-011-MMR-SW-02 | GA-DC-011-PC-00035
LNK-00730 | Z | GA-DC-011-AGG-R01 | GA-DC-011-PC-00036
LNK-00731 | A | GA-DC-011-MMR-SW-03 | GA-DC-011-PC-00037
LNK-00731 | Z | GA-DC-011-AGG-R01 | GA-DC-011-PC-00038
LNK-00732 | A | GA-DC-011-MMR-SW-03 | GA-DC-011-PC-00039
LNK-00732 | Z | GA-DC-011-AGG-R02 | GA-DC-011-PC-00040
LNK-00733 | A | GA-DC-011-MMR-SW-04 | GA-DC-011-PC-00041
LNK-00733 | Z | GA-DC-011-AGG-R02 | GA-DC-011-PC-00042
LNK-00734 | A | GA-DC-011-MMR-SW-04 | GA-DC-011-PC-00043
LNK-00734 | Z | GA-DC-011-AGG-R01 | GA-DC-011-PC-00044
LNK-00735 | A | GA-DC-011-MMR-SW-05 | GA-DC-011-PC-00045
LNK-00735 | Z | GA-DC-011-AGG-R01 | GA-DC-011-PC-00046
LNK-00736 | A | GA-DC-011-MMR-SW-05 | GA-DC-011-PC-00047
LNK-00736 | Z | GA-DC-011-AGG-R02 | GA-DC-011-PC-00048
LNK-00737 | A | GA-DC-011-MMR-SW-06 | GA-DC-011-PC-00049
LNK-00737 | Z | GA-DC-011-AGG-R02 | GA-DC-011-PC-00050
LNK-00738 | A | GA-DC-011-MMR-SW-06 | GA-DC-011-PC-00051
LNK-00738 | Z | GA-DC-011-AGG-R01 | GA-DC-011-PC-00052
LNK-00739 | A | GA-DC-011-TOR-001 | GA-DC-011-PC-00053
LNK-00739 | Z | GA-DC-011-MMR-SW-01 | GA-DC-011-PC-00054
LNK-00740 | A | GA-DC-011-TOR-001 | GA-DC-011-PC-00055
LNK-00740 | Z | GA-DC-011-MMR-SW-02 | GA-DC-011-PC-00056
LNK-00741 | A | GA-DC-011-TOR-002 | GA-DC-011-PC-00057
LNK-00741 | Z | GA-DC-011-MMR-SW-02 | GA-DC-011-PC-00058
LNK-00742 | A | GA-DC-011-TOR-002 | GA-DC-011-PC-00059
LNK-00742 | Z | GA-DC-011-MMR-SW-03 | GA-DC-011-PC-00060
LNK-00743 | A | GA-DC-011-TOR-003 | GA-DC-011-PC-00061 | GA-DC-011-RACK-B-PP-F1 | 1 | GA-DC-011-RACK-B-TRK-1 | GA-DC-011-RACK-N-ODF-1 | 1
LNK-00743 | Z | GA-DC-011-MMR-SW-03 | GA-DC-011-PC-00062 | GA-DC-011-RACK-A-PP-F1 | 1 | GA-DC-011-RACK-A-TRK-2 | GA-DC-011-RACK-N-ODF-1 | 2
LNK-00744 | A | GA-DC-011-TOR-003 | GA-DC-011-PC-00063 | GA-DC-011-RACK-B-PP-F1 | 2 | GA-DC-011-RACK-B-TRK-2 | GA-DC-011-RACK-N-ODF-1 | 3
LNK-00744 | Z | GA-DC-011-MMR-SW-04 | GA-DC-011-PC-00064 | GA-DC-011-RACK-A-PP-F1 | 2 | GA-DC-011-RACK-A-TRK-1 | GA-DC-011-RACK-N-ODF-1 | 4
LNK-00745 | A | GA-DC-011-TOR-004 | GA-DC-011-PC-00065 | GA-DC-011-RACK-B-PP-F1 | 3 | GA-DC-011-RACK-B-TRK-1 | GA-DC-011-RACK-N-ODF-1 | 5
LNK-00745 | Z | GA-DC-011-MMR-SW-04 | GA-DC-011-PC-00066 | GA-DC-011-RACK-A-PP-F1 | 3 | GA-DC-011-RACK-A-TRK-2 | GA-DC-011-RACK-N-ODF-1 | 6
LNK-00746 | A | GA-DC-011-TOR-004 | GA-DC-011-PC-00067 | GA-DC-011-RACK-B-PP-F1 | 4 | GA-DC-011-RACK-B-TRK-2 | GA-DC-011-RACK-N-ODF-1 | 7
LNK-00746 | Z | GA-DC-011-MMR-SW-05 | GA-DC-011-PC-00068 | GA-DC-011-RACK-A-PP-F1 | 4 | GA-DC-011-RACK-A-TRK-1 | GA-DC-011-RACK-N-ODF-1 | 8
LNK-00747 | A | GA-DC-011-TOR-005 | GA-DC-011-PC-00069 | GA-DC-011-RACK-B-PP-F1 | 5 | GA-DC-011-RACK-B-TRK-1 | GA-DC-011-RACK-N-ODF-1 | 9
LNK-00747 | Z | GA-DC-011-MMR-SW-05 | GA-DC-011-PC-00070 | GA-DC-011-RACK-A-PP-F1 | 5 | GA-DC-011-RACK-A-TRK-2 | GA-DC-011-RACK-N-ODF-1 | 10
LNK-00748 | A | GA-DC-011-TOR-005 | GA-DC-011-PC-00071 | GA-DC-011-RACK-B-PP-F1 | 6 | GA-DC-011-RACK-B-TRK-2 | GA-DC-011-RACK-N-ODF-1 | 11
LNK-00748 | Z | GA-DC-011-MMR-SW-06 | GA-DC-011-PC-00072 | GA-DC-011-RACK-A-PP-F1 | 6 | GA-DC-011-RACK-A-TRK-1 | GA-DC-011-RACK-N-ODF-1 | 12
LNK-01574 | Z | GA-DC-011-PE-T4-03 | GA-DC-011-PC-00073 | GA-DC-011-RACK-A-PP-F1 | 7 | GA-DC-011-RACK-A-TRK-1 | GA-DC-011-RACK-N-ODF-1 | 13 | 1
LNK-01576 | Z | GA-DC-011-PE-T4-01 | GA-DC-011-PC-00074 | GA-DC-011-RACK-A-PP-F1 | 8 | GA-DC-011-RACK-A-TRK-1 | GA-DC-011-RACK-N-ODF-1 | 14 | 3
LNK-01604 | Z | GA-DC-011-PE-T4-01 | GA-DC-011-PC-00075 | GA-DC-011-RACK-A-PP-F1 | 9 | GA-DC-011-RACK-A-TRK-2 | GA-DC-011-RACK-N-ODF-1 | 15 | 5
LNK-01679 | Z | GA-DC-011-PE-T4-01 | GA-DC-011-PC-00076 | GA-DC-011-RACK-A-PP-F1 | 10 | GA-DC-011-RACK-A-TRK-1 | GA-DC-011-RACK-N-ODF-1 | 16 | 4
LNK-01761 | Z | GA-DC-011-PE-T4-03 | GA-DC-011-PC-00077 | GA-DC-011-RACK-A-PP-F1 | 11 | GA-DC-011-RACK-A-TRK-2 | GA-DC-011-RACK-N-ODF-1 | 17 | 8
LNK-01797 | Z | GA-DC-011-PE-T4-01 | GA-DC-011-PC-00078 | GA-DC-011-RACK-A-PP-F1 | 12 | GA-DC-011-RACK-A-TRK-2 | GA-DC-011-RACK-N-ODF-1 | 18 | 7
LNK-01824 | A | GA-DC-011-PE-T4-04 | GA-DC-011-PC-00079 | GA-DC-011-RACK-A-PP-F1 | 13 | GA-DC-011-RACK-A-TRK-2 | GA-DC-011-RACK-N-ODF-1 | 19 | 10
LNK-01831 | A | GA-DC-011-PE-T4-02 | GA-DC-011-PC-00080 | GA-DC-011-RACK-A-PP-F1 | 14 | GA-DC-011-RACK-A-TRK-2 | GA-DC-011-RACK-N-ODF-1 | 20 | 17
LNK-01841 | A | GA-DC-011-PE-T4-02 | GA-DC-011-PC-00081 | GA-DC-011-RACK-A-PP-F1 | 15 | GA-DC-011-RACK-A-TRK-1 | GA-DC-011-RACK-N-ODF-1 | 21 | 18
LNK-01872 | A | GA-DC-011-PE-T4-02 | GA-DC-011-PC-00082 | GA-DC-011-RACK-A-PP-F1 | 16 | GA-DC-011-RACK-A-TRK-2 | GA-DC-011-RACK-N-ODF-1 | 22 | 19
LNK-01903 | Z | GA-DC-011-PE-T4-01 | GA-DC-011-PC-00083 | GA-DC-011-RACK-A-PP-F1 | 17 | GA-DC-011-RACK-A-TRK-1 | GA-DC-011-RACK-N-ODF-1 | 23 | 20
LNK-01951 | A | GA-DC-011-PE-T4-04 | GA-DC-011-PC-00084 | GA-DC-011-RACK-A-PP-F1 | 18 | GA-DC-011-RACK-A-TRK-1 | GA-DC-011-RACK-N-ODF-1 | 24 | 21
LNK-01953 | A | GA-DC-011-PE-T4-04 | GA-DC-011-PC-00085 | GA-DC-011-RACK-A-PP-F1 | 19 | GA-DC-011-RACK-A-TRK-2 | GA-DC-011-RACK-N-ODF-2 | 1 | 22
LNK-01955 | A | GA-DC-011-PE-T4-03 | GA-DC-011-PC-00086 | GA-DC-011-RACK-A-PP-F1 | 20 | GA-DC-011-RACK-A-TRK-1 | GA-DC-011-RACK-N-ODF-2 | 2 | 23
LNK-01968 | A | GA-DC-011-PE-T4-02 | GA-DC-011-PC-00087 | GA-DC-011-RACK-A-PP-F1 | 21 | GA-DC-011-RACK-A-TRK-1 | GA-DC-011-RACK-N-ODF-2 | 3 | 24
LNK-01976 | A | GA-DC-011-PE-T4-02 | GA-DC-011-PC-00088 | GA-DC-011-RACK-A-PP-F1 | 22 | GA-DC-011-RACK-A-TRK-2 | GA-DC-011-RACK-N-ODF-2 | 4 | 1
LNK-01983 | A | GA-DC-011-PE-T4-03 | GA-DC-011-PC-00089 | GA-DC-011-RACK-A-PP-F1 | 23 | GA-DC-011-RACK-A-TRK-2 | GA-DC-011-RACK-N-ODF-2 | 5 | 3
LNK-01993 | Z | GA-DC-011-PE-T4-04 | GA-DC-011-PC-00090 | GA-DC-011-RACK-A-PP-F1 | 24 | GA-DC-011-RACK-A-TRK-1 | GA-DC-011-RACK-N-ODF-2 | 6 | 5
LNK-02052 | Z | GA-DC-011-PE-T4-03 | GA-DC-011-PC-00091 | GA-DC-011-RACK-A-PP-F2 | 1 | GA-DC-011-RACK-A-TRK-1 | GA-DC-011-RACK-N-ODF-2 | 7 | 8
LNK-02063 | Z | GA-DC-011-PE-T4-04 | GA-DC-011-PC-00092 | GA-DC-011-RACK-A-PP-F2 | 2 | GA-DC-011-RACK-A-TRK-2 | GA-DC-011-RACK-N-ODF-2 | 8 | 10
LNK-00749 | A | NJ-DC-012-PE-T4-01 | NJ-DC-012-PC-00001
LNK-00749 | Z | NJ-DC-012-PE-T4-02 | NJ-DC-012-PC-00002
LNK-00754 | A | NJ-DC-012-PE-T4-01 | NJ-DC-012-PC-00003
LNK-00754 | Z | NJ-DC-012-PE-T4-03 | NJ-DC-012-PC-00004
LNK-00759 | A | NJ-DC-012-PE-T4-01 | NJ-DC-012-PC-00005
LNK-00759 | Z | NJ-DC-012-PE-T4-04 | NJ-DC-012-PC-00006
LNK-00764 | A | NJ-DC-012-PE-T4-02 | NJ-DC-012-PC-00007
LNK-00764 | Z | NJ-DC-012-PE-T4-03 | NJ-DC-012-PC-00008
LNK-00769 | A | NJ-DC-012-PE-T4-02 | NJ-DC-012-PC-00009
LNK-00769 | Z | NJ-DC-012-PE-T4-04 | NJ-DC-012-PC-00010
LNK-00774 | A | NJ-DC-012-PE-T4-03 | NJ-DC-012-PC-00011
LNK-00774 | Z | NJ-DC-012-PE-T4-04 | NJ-DC-012-PC-00012
LNK-00779 | A | NJ-DC-012-AGG-R01 | NJ-DC-012-PC-00013
LNK-00779 | Z | NJ-DC-012-PE-T4-01 | NJ-DC-012-PC-00014
LNK-00782 | A | NJ-DC-012-AGG-R01 | NJ-DC-012-PC-00015
LNK-00782 | Z | NJ-DC-012-PE-T4-02 | NJ-DC-012-PC-00016
LNK-00785 | A | NJ-DC-012-AGG-R02 | NJ-DC-012-PC-00017
LNK-00785 | Z | NJ-DC-012-PE-T4-02 | NJ-DC-012-PC-00018
LNK-00788 | A | NJ-DC-012-AGG-R02 | NJ-DC-012-PC-00019
LNK-00788 | Z | NJ-DC-012-PE-T4-03 | NJ-DC-012-PC-00020
LNK-00791 | A | NJ-DC-012-OLA-01 | NJ-DC-012-PC-00021
LNK-00791 | Z | NJ-DC-012-AGG-R01 | NJ-DC-012-PC-00022
LNK-00792 | A | NJ-DC-012-FW-01 | NJ-DC-012-PC-00023
LNK-00792 | Z | NJ-DC-012-AGG-R01 | NJ-DC-012-PC-00024
LNK-00793 | A | NJ-DC-012-FW-01 | NJ-DC-012-PC-00025
LNK-00793 | Z | NJ-DC-012-AGG-R02 | NJ-DC-012-PC-00026
LNK-00794 | A | NJ-DC-012-MMR-SW-01 | NJ-DC-012-PC-00027
LNK-00794 | Z | NJ-DC-012-AGG-R01 | NJ-DC-012-PC-00028
LNK-00795 | A | NJ-DC-012-MMR-SW-01 | NJ-DC-012-PC-00029
LNK-00795 | Z | NJ-DC-012-AGG-R02 | NJ-DC-012-PC-00030
LNK-00796 | A | NJ-DC-012-MMR-SW-02 | NJ-DC-012-PC-00031
LNK-00796 | Z | NJ-DC-012-AGG-R02 | NJ-DC-012-PC-00032
LNK-00797 | A | NJ-DC-012-MMR-SW-02 | NJ-DC-012-PC-00033
LNK-00797 | Z | NJ-DC-012-AGG-R01 | NJ-DC-012-PC-00034
LNK-00798 | A | NJ-DC-012-MMR-SW-03 | NJ-DC-012-PC-00035
LNK-00798 | Z | NJ-DC-012-AGG-R01 | NJ-DC-012-PC-00036
LNK-00799 | A | NJ-DC-012-MMR-SW-03 | NJ-DC-012-PC-00037
LNK-00799 | Z | NJ-DC-012-AGG-R02 | NJ-DC-012-PC-00038
LNK-00800 | A | NJ-DC-012-MMR-SW-04 | NJ-DC-012-PC-00039
LNK-00800 | Z | NJ-DC-012-AGG-R02 | NJ-DC-012-PC-00040
LNK-00801 | A | NJ-DC-012-MMR-SW-04 | NJ-DC-012-PC-00041
LNK-00801 | Z | NJ-DC-012-AGG-R01 | NJ-DC-012-PC-00042
LNK-00802 | A | NJ-DC-012-TOR-001 | NJ-DC-012-PC-00043
LNK-00802 | Z | NJ-DC-012-MMR-SW-01 | NJ-DC-012-PC-00044
LNK-00803 | A | NJ-DC-012-TOR-001 | NJ-DC-012-PC-00045
LNK-00803 | Z | NJ-DC-012-MMR-SW-02 | NJ-DC-012-PC-00046
LNK-00804 | A | NJ-DC-012-TOR-002 | NJ-DC-012-PC-00047
LNK-00804 | Z | NJ-DC-012-MMR-SW-02 | NJ-DC-012-PC-00048
LNK-00805 | A | NJ-DC-012-TOR-002 | NJ-DC-012-PC-00049
LNK-00805 | Z | NJ-DC-012-MMR-SW-03 | NJ-DC-012-PC-00050
LNK-01524 | Z | NJ-DC-012-PE-T4-04 | NJ-DC-012-PC-00051 | NJ-DC-012-RACK-A-PP-F1 | 1 | NJ-DC-012-RACK-A-TRK-1 | NJ-DC-012-RACK-F-ODF-1 | 1 | 1
LNK-01618 | A | NJ-DC-012-PE-T4-03 | NJ-DC-012-PC-00052 | NJ-DC-012-RACK-A-PP-F1 | 2 | NJ-DC-012-RACK-A-TRK-1 | NJ-DC-012-RACK-F-ODF-1 | 2 | 3
LNK-01633 | A | NJ-DC-012-PE-T4-01 | NJ-DC-012-PC-00053 | NJ-DC-012-RACK-A-PP-F1 | 3 | NJ-DC-012-RACK-A-TRK-1 | NJ-DC-012-RACK-F-ODF-1 | 3 | 7
LNK-01669 | Z | NJ-DC-012-PE-T4-03 | NJ-DC-012-PC-00054 | NJ-DC-012-RACK-A-PP-F1 | 4 | NJ-DC-012-RACK-A-TRK-1 | NJ-DC-012-RACK-F-ODF-1 | 4 | 5
LNK-01692 | Z | NJ-DC-012-PE-T4-02 | NJ-DC-012-PC-00055 | NJ-DC-012-RACK-A-PP-F1 | 5 | NJ-DC-012-RACK-A-TRK-1 | NJ-DC-012-RACK-F-ODF-1 | 5 | 8
LNK-01698 | A | NJ-DC-012-PE-T4-04 | NJ-DC-012-PC-00056 | NJ-DC-012-RACK-A-PP-F1 | 6 | NJ-DC-012-RACK-A-TRK-1 | NJ-DC-012-RACK-F-ODF-1 | 6 | 10
LNK-01706 | A | NJ-DC-012-PE-T4-03 | NJ-DC-012-PC-00057 | NJ-DC-012-RACK-A-PP-F1 | 7 | NJ-DC-012-RACK-A-TRK-1 | NJ-DC-012-RACK-F-ODF-1 | 7 | 17
LNK-01758 | Z | NJ-DC-012-PE-T4-02 | NJ-DC-012-PC-00058 | NJ-DC-012-RACK-A-PP-F1 | 8 | NJ-DC-012-RACK-A-TRK-1 | NJ-DC-012-RACK-F-ODF-1 | 8 | 18
LNK-01763 | A | NJ-DC-012-PE-T4-01 | NJ-DC-012-PC-00059 | NJ-DC-012-RACK-A-PP-F1 | 9 | NJ-DC-012-RACK-A-TRK-1 | NJ-DC-012-RACK-F-ODF-1 | 9 | 19
LNK-01783 | A | NJ-DC-012-PE-T4-04 | NJ-DC-012-PC-00060 | NJ-DC-012-RACK-A-PP-F1 | 10 | NJ-DC-012-RACK-A-TRK-1 | NJ-DC-012-RACK-F-ODF-1 | 10 | 20
LNK-01792 | A | NJ-DC-012-PE-T4-02 | NJ-DC-012-PC-00061 | NJ-DC-012-RACK-A-PP-F1 | 11 | NJ-DC-012-RACK-A-TRK-1 | NJ-DC-012-RACK-F-ODF-1 | 11 | 21
LNK-01903 | A | NJ-DC-012-PE-T4-04 | NJ-DC-012-PC-00062 | NJ-DC-012-RACK-A-PP-F1 | 12 | NJ-DC-012-RACK-A-TRK-1 | NJ-DC-012-RACK-F-ODF-1 | 12 | 22
LNK-01912 | A | NJ-DC-012-PE-T4-02 | NJ-DC-012-PC-00063 | NJ-DC-012-RACK-A-PP-F1 | 13 | NJ-DC-012-RACK-A-TRK-1 | NJ-DC-012-RACK-F-ODF-1 | 13 | 23
LNK-01947 | Z | NJ-DC-012-PE-T4-01 | NJ-DC-012-PC-00064 | NJ-DC-012-RACK-A-PP-F1 | 14 | NJ-DC-012-RACK-A-TRK-1 | NJ-DC-012-RACK-F-ODF-1 | 14 | 4
LNK-01966 | A | NJ-DC-012-PE-T4-03 | NJ-DC-012-PC-00065 | NJ-DC-012-RACK-A-PP-F1 | 15 | NJ-DC-012-RACK-A-TRK-1 | NJ-DC-012-RACK-F-ODF-1 | 15 | 24
LNK-02002 | A | NJ-DC-012-PE-T4-01 | NJ-DC-012-PC-00066 | NJ-DC-012-RACK-A-PP-F1 | 16 | NJ-DC-012-RACK-A-TRK-1 | NJ-DC-012-RACK-F-ODF-1 | 16 | 1
LNK-02022 | Z | NJ-DC-012-PE-T4-01 | NJ-DC-012-PC-00067 | NJ-DC-012-RACK-A-PP-F1 | 17 | NJ-DC-012-RACK-A-TRK-1 | NJ-DC-012-RACK-F-ODF-1 | 17 | 3
LNK-02071 | A | NJ-DC-012-PE-T4-03 | NJ-DC-012-PC-00068 | NJ-DC-012-RACK-A-PP-F1 | 18 | NJ-DC-012-RACK-A-TRK-1 | NJ-DC-012-RACK-F-ODF-1 | 18 | 5
LNK-02084 | A | NJ-DC-012-PE-T4-04 | NJ-DC-012-PC-00069 | NJ-DC-012-RACK-A-PP-F1 | 19 | NJ-DC-012-RACK-A-TRK-1 | NJ-DC-012-RACK-F-ODF-1 | 19 | 8
LNK-02090 | Z | NJ-DC-012-PE-T4-02 | NJ-DC-012-PC-00070 | NJ-DC-012-RACK-A-PP-F1 | 20 | NJ-DC-012-RACK-A-TRK-1 | NJ-DC-012-RACK-F-ODF-1 | 20 | 10
LNK-00806 | A | OR-DC-014-PE-T4-01 | OR-DC-014-PC-00001
LNK-00806 | Z | OR-DC-014-PE-T4-02 | OR-DC-014-PC-00002
LNK-00811 | A | OR-DC-014-PE-T4-01 | OR-DC-014-PC-00003
LNK-00811 | Z | OR-DC-014-PE-T4-03 | OR-DC-014-PC-00004
LNK-00816 | A | OR-DC-014-PE-T4-01 | OR-DC-014-PC-00005
LNK-00816 | Z | OR-DC-014-PE-T4-04 | OR-DC-014-PC-00006
LNK-00821 | A | OR-DC-014-PE-T4-02 | OR-DC-014-PC-00007
LNK-00821 | Z | OR-DC-014-PE-T4-03 | OR-DC-014-PC-00008
LNK-00826 | A | OR-DC-014-PE-T4-02 | OR-DC-014-PC-00009
LNK-00826 | Z | OR-DC-014-PE-T4-04 | OR-DC-014-PC-00010
LNK-00831 | A | OR-DC-014-PE-T4-03 | OR-DC-014-PC-00011
LNK-00831 | Z | OR-DC-014-PE-T4-04 | OR-DC-014-PC-00012
LNK-00836 | A | OR-DC-014-AGG-R01 | OR-DC-014-PC-00013
LNK-00836 | Z | OR-DC-014-PE-T4-01 | OR-DC-014-PC-00014
LNK-00839 | A | OR-DC-014-AGG-R01 | OR-DC-014-PC-00015
LNK-00839 | Z | OR-DC-014-PE-T4-02 | OR-DC-014-PC-00016
LNK-00842 | A | OR-DC-014-AGG-R02 | OR-DC-014-PC-00017
LNK-00842 | Z | OR-DC-014-PE-T4-02 | OR-DC-014-PC-00018
LNK-00845 | A | OR-DC-014-AGG-R02 | OR-DC-014-PC-00019
LNK-00845 | Z | OR-DC-014-PE-T4-03 | OR-DC-014-PC-00020
LNK-00848 | A | OR-DC-014-OLA-01 | OR-DC-014-PC-00021
LNK-00848 | Z | OR-DC-014-AGG-R01 | OR-DC-014-PC-00022
LNK-00849 | A | OR-DC-014-FW-01 | OR-DC-014-PC-00023
LNK-00849 | Z | OR-DC-014-AGG-R01 | OR-DC-014-PC-00024
LNK-00850 | A | OR-DC-014-FW-01 | OR-DC-014-PC-00025
LNK-00850 | Z | OR-DC-014-AGG-R02 | OR-DC-014-PC-00026
LNK-00851 | A | OR-DC-014-MMR-SW-01 | OR-DC-014-PC-00027
LNK-00851 | Z | OR-DC-014-AGG-R01 | OR-DC-014-PC-00028
LNK-00852 | A | OR-DC-014-MMR-SW-01 | OR-DC-014-PC-00029
LNK-00852 | Z | OR-DC-014-AGG-R02 | OR-DC-014-PC-00030
LNK-00853 | A | OR-DC-014-MMR-SW-02 | OR-DC-014-PC-00031
LNK-00853 | Z | OR-DC-014-AGG-R02 | OR-DC-014-PC-00032
LNK-00854 | A | OR-DC-014-MMR-SW-02 | OR-DC-014-PC-00033
LNK-00854 | Z | OR-DC-014-AGG-R01 | OR-DC-014-PC-00034
LNK-00855 | A | OR-DC-014-MMR-SW-03 | OR-DC-014-PC-00035
LNK-00855 | Z | OR-DC-014-AGG-R01 | OR-DC-014-PC-00036
LNK-00856 | A | OR-DC-014-MMR-SW-03 | OR-DC-014-PC-00037
LNK-00856 | Z | OR-DC-014-AGG-R02 | OR-DC-014-PC-00038
LNK-00857 | A | OR-DC-014-MMR-SW-04 | OR-DC-014-PC-00039
LNK-00857 | Z | OR-DC-014-AGG-R02 | OR-DC-014-PC-00040
LNK-00858 | A | OR-DC-014-MMR-SW-04 | OR-DC-014-PC-00041
LNK-00858 | Z | OR-DC-014-AGG-R01 | OR-DC-014-PC-00042
LNK-00859 | A | OR-DC-014-MMR-SW-05 | OR-DC-014-PC-00043
LNK-00859 | Z | OR-DC-014-AGG-R01 | OR-DC-014-PC-00044
LNK-00860 | A | OR-DC-014-MMR-SW-05 | OR-DC-014-PC-00045
LNK-00860 | Z | OR-DC-014-AGG-R02 | OR-DC-014-PC-00046
LNK-00861 | A | OR-DC-014-TOR-001 | OR-DC-014-PC-00047
LNK-00861 | Z | OR-DC-014-MMR-SW-01 | OR-DC-014-PC-00048
LNK-00862 | A | OR-DC-014-TOR-001 | OR-DC-014-PC-00049
LNK-00862 | Z | OR-DC-014-MMR-SW-02 | OR-DC-014-PC-00050
LNK-00863 | A | OR-DC-014-TOR-002 | OR-DC-014-PC-00051
LNK-00863 | Z | OR-DC-014-MMR-SW-02 | OR-DC-014-PC-00052
LNK-00864 | A | OR-DC-014-TOR-002 | OR-DC-014-PC-00053
LNK-00864 | Z | OR-DC-014-MMR-SW-03 | OR-DC-014-PC-00054
LNK-00865 | A | OR-DC-014-TOR-003 | OR-DC-014-PC-00055
LNK-00865 | Z | OR-DC-014-MMR-SW-03 | OR-DC-014-PC-00056
LNK-00866 | A | OR-DC-014-TOR-003 | OR-DC-014-PC-00057
LNK-00866 | Z | OR-DC-014-MMR-SW-04 | OR-DC-014-PC-00058
LNK-01548 | Z | OR-DC-014-PE-T4-01 | OR-DC-014-PC-00059 | OR-DC-014-RACK-A-PP-F1 | 1 | OR-DC-014-RACK-A-TRK-1 | OR-DC-014-RACK-K-ODF-1 | 1 | 4
LNK-01663 | A | OR-DC-014-PE-T4-01 | OR-DC-014-PC-00060 | OR-DC-014-RACK-A-PP-F1 | 2 | OR-DC-014-RACK-A-TRK-2 | OR-DC-014-RACK-K-ODF-1 | 2 | 1
LNK-01669 | A | OR-DC-014-PE-T4-04 | OR-DC-014-PC-00061 | OR-DC-014-RACK-A-PP-F1 | 3 | OR-DC-014-RACK-A-TRK-2 | OR-DC-014-RACK-K-ODF-1 | 3 | 3
LNK-01675 | Z | OR-DC-014-PE-T4-03 | OR-DC-014-PC-00062 | OR-DC-014-RACK-A-PP-F1 | 4 | OR-DC-014-RACK-A-TRK-1 | OR-DC-014-RACK-K-ODF-1 | 4 | 5
LNK-01696 | A | OR-DC-014-PE-T4-04 | OR-DC-014-PC-00063 | OR-DC-014-RACK-A-PP-F1 | 5 | OR-DC-014-RACK-A-TRK-1 | OR-DC-014-RACK-K-ODF-1 | 5 | 8
LNK-01700 | A | OR-DC-014-PE-T4-03 | OR-DC-014-PC-00064 | OR-DC-014-RACK-A-PP-F1 | 6 | OR-DC-014-RACK-A-TRK-2 | OR-DC-014-RACK-K-ODF-1 | 6 | 10
LNK-01747 | Z | OR-DC-014-PE-T4-01 | OR-DC-014-PC-00065 | OR-DC-014-RACK-A-PP-F1 | 7 | OR-DC-014-RACK-A-TRK-1 | OR-DC-014-RACK-K-ODF-1 | 7 | 7
LNK-01752 | A | OR-DC-014-PE-T4-02 | OR-DC-014-PC-00066 | OR-DC-014-RACK-A-PP-F1 | 8 | OR-DC-014-RACK-A-TRK-2 | OR-DC-014-RACK-K-ODF-1 | 8 | 17
LNK-01780 | A | OR-DC-014-PE-T4-04 | OR-DC-014-PC-00067 | OR-DC-014-RACK-A-PP-F1 | 9 | OR-DC-014-RACK-A-TRK-2 | OR-DC-014-RACK-K-ODF-1 | 9 | 18
LNK-01815 | A | OR-DC-014-PE-T4-03 | OR-DC-014-PC-00068 | OR-DC-014-RACK-A-PP-F1 | 10 | OR-DC-014-RACK-A-TRK-1 | OR-DC-014-RACK-K-ODF-1 | 10 | 19
LNK-01869 | A | OR-DC-014-PE-T4-02 | OR-DC-014-PC-00069 | OR-DC-014-RACK-A-PP-F1 | 11 | OR-DC-014-RACK-A-TRK-1 | OR-DC-014-RACK-K-ODF-1 | 11 | 20
LNK-01900 | A | OR-DC-014-PE-T4-02 | OR-DC-014-PC-00070 | OR-DC-014-RACK-A-PP-F1 | 12 | OR-DC-014-RACK-A-TRK-2 | OR-DC-014-RACK-K-ODF-1 | 12 | 21
LNK-01906 | Z | OR-DC-014-PE-T4-02 | OR-DC-014-PC-00071 | OR-DC-014-RACK-A-PP-F1 | 13 | OR-DC-014-RACK-A-TRK-1 | OR-DC-014-RACK-K-ODF-1 | 13 | 22
LNK-01909 | A | OR-DC-014-PE-T4-04 | OR-DC-014-PC-00072 | OR-DC-014-RACK-A-PP-F1 | 14 | OR-DC-014-RACK-A-TRK-1 | OR-DC-014-RACK-K-ODF-1 | 14 | 23
LNK-01964 | Z | OR-DC-014-PE-T4-03 | OR-DC-014-PC-00073 | OR-DC-014-RACK-A-PP-F1 | 15 | OR-DC-014-RACK-A-TRK-2 | OR-DC-014-RACK-K-ODF-1 | 15 | 24
LNK-02019 | A | OR-DC-014-PE-T4-01 | OR-DC-014-PC-00074 | OR-DC-014-RACK-A-PP-F1 | 16 | OR-DC-014-RACK-A-TRK-2 | OR-DC-014-RACK-K-ODF-1 | 16 | 1
LNK-02024 | Z | OR-DC-014-PE-T4-01 | OR-DC-014-PC-00075 | OR-DC-014-RACK-A-PP-F1 | 17 | OR-DC-014-RACK-A-TRK-1 | OR-DC-014-RACK-K-ODF-1 | 17 | 3
LNK-02037 | A | OR-DC-014-PE-T4-04 | OR-DC-014-PC-00076 | OR-DC-014-RACK-A-PP-F1 | 18 | OR-DC-014-RACK-A-TRK-2 | OR-DC-014-RACK-K-ODF-1 | 18 | 5
LNK-02052 | A | OR-DC-014-PE-T4-02 | OR-DC-014-PC-00077 | OR-DC-014-RACK-A-PP-F1 | 19 | OR-DC-014-RACK-A-TRK-2 | OR-DC-014-RACK-K-ODF-1 | 19 | 8
LNK-02066 | Z | OR-DC-014-PE-T4-03 | OR-DC-014-PC-00078 | OR-DC-014-RACK-A-PP-F1 | 20 | OR-DC-014-RACK-A-TRK-1 | OR-DC-014-RACK-K-ODF-1 | 20 | 10
LNK-00867 | A | CO-DC-015-PE-T4-01 | CO-DC-015-PC-00001
LNK-00867 | Z | CO-DC-015-PE-T4-02 | CO-DC-015-PC-00002
LNK-00872 | A | CO-DC-015-PE-T4-01 | CO-DC-015-PC-00003
LNK-00872 | Z | CO-DC-015-PE-T4-03 | CO-DC-015-PC-00004
LNK-00877 | A | CO-DC-015-PE-T4-01 | CO-DC-015-PC-00005
LNK-00877 | Z | CO-DC-015-PE-T4-04 | CO-DC-015-PC-00006
LNK-00882 | A | CO-DC-015-PE-T4-02 | CO-DC-015-PC-00007
LNK-00882 | Z | CO-DC-015-PE-T4-03 | CO-DC-015-PC-00008
LNK-00887 | A | CO-DC-015-PE-T4-02 | CO-DC-015-PC-00009
LNK-00887 | Z | CO-DC-015-PE-T4-04 | CO-DC-015-PC-00010
LNK-00892 | A | CO-DC-015-PE-T4-03 | CO-DC-015-PC-00011
LNK-00892 | Z | CO-DC-015-PE-T4-04 | CO-DC-015-PC-00012
LNK-00897 | A | CO-DC-015-AGG-R01 | CO-DC-015-PC-00013
LNK-00897 | Z | CO-DC-015-PE-T4-01 | CO-DC-015-PC-00014
LNK-00900 | A | CO-DC-015-AGG-R01 | CO-DC-015-PC-00015
LNK-00900 | Z | CO-DC-015-PE-T4-02 | CO-DC-015-PC-00016
LNK-00903 | A | CO-DC-015-AGG-R02 | CO-DC-015-PC-00017
LNK-00903 | Z | CO-DC-015-PE-T4-02 | CO-DC-015-PC-00018
LNK-00906 | A | CO-DC-015-AGG-R02 | CO-DC-015-PC-00019
LNK-00906 | Z | CO-DC-015-PE-T4-03 | CO-DC-015-PC-00020
LNK-00909 | A | CO-DC-015-OLA-01 | CO-DC-015-PC-00021
LNK-00909 | Z | CO-DC-015-AGG-R01 | CO-DC-015-PC-00022
LNK-00910 | A | CO-DC-015-FW-01 | CO-DC-015-PC-00023
LNK-00910 | Z | CO-DC-015-AGG-R01 | CO-DC-015-PC-00024
LNK-00911 | A | CO-DC-015-FW-01 | CO-DC-015-PC-00025
LNK-00911 | Z | CO-DC-015-AGG-R02 | CO-DC-015-PC-00026
LNK-00912 | A | CO-DC-015-MMR-SW-01 | CO-DC-015-PC-00027
LNK-00912 | Z | CO-DC-015-AGG-R01 | CO-DC-015-PC-00028
LNK-00913 | A | CO-DC-015-MMR-SW-01 | CO-DC-015-PC-00029
LNK-00913 | Z | CO-DC-015-AGG-R02 | CO-DC-015-PC-00030
LNK-00914 | A | CO-DC-015-MMR-SW-02 | CO-DC-015-PC-00031
LNK-00914 | Z | CO-DC-015-AGG-R02 | CO-DC-015-PC-00032
LNK-00915 | A | CO-DC-015-MMR-SW-02 | CO-DC-015-PC-00033
LNK-00915 | Z | CO-DC-015-AGG-R01 | CO-DC-015-PC-00034
LNK-00916 | A | CO-DC-015-MMR-SW-03 | CO-DC-015-PC-00035
LNK-00916 | Z | CO-DC-015-AGG-R01 | CO-DC-015-PC-00036
LNK-00917 | A | CO-DC-015-MMR-SW-03 | CO-DC-015-PC-00037
LNK-00917 | Z | CO-DC-015-AGG-R02 | CO-DC-015-PC-00038
LNK-00918 | A | CO-DC-015-MMR-SW-04 | CO-DC-015-PC-00039
LNK-00918 | Z | CO-DC-015-AGG-R02 | CO-DC-015-PC-00040
LNK-00919 | A | CO-DC-015-MMR-SW-04 | CO-DC-015-PC-00041
LNK-00919 | Z | CO-DC-015-AGG-R01 | CO-DC-015-PC-00042
LNK-00920 | A | CO-DC-015-TOR-001 | CO-DC-015-PC-00043
LNK-00920 | Z | CO-DC-015-MMR-SW-01 | CO-DC-015-PC-00044
LNK-00921 | A | CO-DC-015-TOR-001 | CO-DC-015-PC-00045
LNK-00921 | Z | CO-DC-015-MMR-SW-02 | CO-DC-015-PC-00046
LNK-00922 | A | CO-DC-015-TOR-002 | CO-DC-015-PC-00047
LNK-00922 | Z | CO-DC-015-MMR-SW-02 | CO-DC-015-PC-00048
LNK-00923 | A | CO-DC-015-TOR-002 | CO-DC-015-PC-00049
LNK-00923 | Z | CO-DC-015-MMR-SW-03 | CO-DC-015-PC-00050
LNK-00924 | A | CO-DC-015-TOR-003 | CO-DC-015-PC-00051
LNK-00924 | Z | CO-DC-015-MMR-SW-03 | CO-DC-015-PC-00052
LNK-00925 | A | CO-DC-015-TOR-003 | CO-DC-015-PC-00053
LNK-00925 | Z | CO-DC-015-MMR-SW-04 | CO-DC-015-PC-00054
LNK-01553 | Z | CO-DC-015-PE-T4-03 | CO-DC-015-PC-00055 | CO-DC-015-RACK-A-PP-F1 | 1 | CO-DC-015-RACK-A-TRK-1 | CO-DC-015-RACK-G-ODF-1 | 1 | 1
LNK-01593 | A | CO-DC-015-PE-T4-04 | CO-DC-015-PC-00056 | CO-DC-015-RACK-A-PP-F1 | 2 | CO-DC-015-RACK-A-TRK-1 | CO-DC-015-RACK-G-ODF-1 | 2 | 3
LNK-01600 | A | CO-DC-015-PE-T4-02 | CO-DC-015-PC-00057 | CO-DC-015-RACK-A-PP-F1 | 3 | CO-DC-015-RACK-A-TRK-1 | CO-DC-015-RACK-G-ODF-1 | 3 | 5
LNK-01602 | A | CO-DC-015-PE-T4-01 | CO-DC-015-PC-00058 | CO-DC-015-RACK-A-PP-F1 | 4 | CO-DC-015-RACK-A-TRK-1 | CO-DC-015-RACK-G-ODF-1 | 4 | 8
LNK-01635 | Z | CO-DC-015-PE-T4-03 | CO-DC-015-PC-00059 | CO-DC-015-RACK-A-PP-F1 | 5 | CO-DC-015-RACK-A-TRK-1 | CO-DC-015-RACK-G-ODF-1 | 5 | 10
LNK-01638 | A | CO-DC-015-PE-T4-02 | CO-DC-015-PC-00060 | CO-DC-015-RACK-A-PP-F1 | 6 | CO-DC-015-RACK-A-TRK-1 | CO-DC-015-RACK-G-ODF-1 | 6 | 17
LNK-01660 | Z | CO-DC-015-PE-T4-02 | CO-DC-015-PC-00061 | CO-DC-015-RACK-A-PP-F1 | 7 | CO-DC-015-RACK-A-TRK-1 | CO-DC-015-RACK-G-ODF-1 | 7 | 18
LNK-01671 | Z | CO-DC-015-PE-T4-02 | CO-DC-015-PC-00062 | CO-DC-015-RACK-A-PP-F1 | 8 | CO-DC-015-RACK-A-TRK-1 | CO-DC-015-RACK-G-ODF-1 | 8 | 19
LNK-01738 | Z | CO-DC-015-PE-T4-04 | CO-DC-015-PC-00063 | CO-DC-015-RACK-A-PP-F1 | 9 | CO-DC-015-RACK-A-TRK-1 | CO-DC-015-RACK-G-ODF-1 | 9 | 20
LNK-01752 | Z | CO-DC-015-PE-T4-04 | CO-DC-015-PC-00064 | CO-DC-015-RACK-A-PP-F1 | 10 | CO-DC-015-RACK-A-TRK-1 | CO-DC-015-RACK-G-ODF-1 | 10 | 21
LNK-01758 | A | CO-DC-015-PE-T4-01 | CO-DC-015-PC-00065 | CO-DC-015-RACK-A-PP-F1 | 11 | CO-DC-015-RACK-A-TRK-1 | CO-DC-015-RACK-G-ODF-1 | 11 | 4
LNK-01827 | A | CO-DC-015-PE-T4-04 | CO-DC-015-PC-00066 | CO-DC-015-RACK-A-PP-F1 | 12 | CO-DC-015-RACK-A-TRK-1 | CO-DC-015-RACK-G-ODF-1 | 12 | 22
LNK-01861 | A | CO-DC-015-PE-T4-01 | CO-DC-015-PC-00067 | CO-DC-015-RACK-A-PP-F1 | 13 | CO-DC-015-RACK-A-TRK-1 | CO-DC-015-RACK-G-ODF-1 | 13 | 23
LNK-01863 | A | CO-DC-015-PE-T4-01 | CO-DC-015-PC-00068 | CO-DC-015-RACK-A-PP-F1 | 14 | CO-DC-015-RACK-A-TRK-1 | CO-DC-015-RACK-G-ODF-1 | 14 | 7
LNK-01883 | Z | CO-DC-015-PE-T4-03 | CO-DC-015-PC-00069 | CO-DC-015-RACK-A-PP-F1 | 15 | CO-DC-015-RACK-A-TRK-1 | CO-DC-015-RACK-G-ODF-1 | 15 | 24
LNK-01970 | Z | CO-DC-015-PE-T4-03 | CO-DC-015-PC-00070 | CO-DC-015-RACK-A-PP-F1 | 16 | CO-DC-015-RACK-A-TRK-1 | CO-DC-015-RACK-G-ODF-1 | 16 | 1
LNK-01991 | Z | CO-DC-015-PE-T4-01 | CO-DC-015-PC-00071 | CO-DC-015-RACK-A-PP-F1 | 17 | CO-DC-015-RACK-A-TRK-1 | CO-DC-015-RACK-G-ODF-1 | 17 | 3
LNK-02035 | A | CO-DC-015-PE-T4-02 | CO-DC-015-PC-00072 | CO-DC-015-RACK-A-PP-F1 | 18 | CO-DC-015-RACK-A-TRK-1 | CO-DC-015-RACK-G-ODF-1 | 18 | 5
LNK-02060 | A | CO-DC-015-PE-T4-04 | CO-DC-015-PC-00073 | CO-DC-015-RACK-A-PP-F1 | 19 | CO-DC-015-RACK-A-TRK-1 | CO-DC-015-RACK-G-ODF-1 | 19 | 8
LNK-02071 | Z | CO-DC-015-PE-T4-03 | CO-DC-015-PC-00074 | CO-DC-015-RACK-A-PP-F1 | 20 | CO-DC-015-RACK-A-TRK-1 | CO-DC-015-RACK-G-ODF-1 | 20 | 10
LNK-00926 | A | OH-DC-016-PE-T4-01 | OH-DC-016-PC-00001
LNK-00926 | Z | OH-DC-016-PE-T4-02 | OH-DC-016-PC-00002
LNK-00931 | A | OH-DC-016-PE-T4-01 | OH-DC-016-PC-00003
LNK-00931 | Z | OH-DC-016-PE-T4-03 | OH-DC-016-PC-00004
LNK-00936 | A | OH-DC-016-PE-T4-01 | OH-DC-016-PC-00005
LNK-00936 | Z | OH-DC-016-PE-T4-04 | OH-DC-016-PC-00006
LNK-00941 | A | OH-DC-016-PE-T4-02 | OH-DC-016-PC-00007
LNK-00941 | Z | OH-DC-016-PE-T4-03 | OH-DC-016-PC-00008
LNK-00946 | A | OH-DC-016-PE-T4-02 | OH-DC-016-PC-00009
LNK-00946 | Z | OH-DC-016-PE-T4-04 | OH-DC-016-PC-00010
LNK-00951 | A | OH-DC-016-PE-T4-03 | OH-DC-016-PC-00011
LNK-00951 | Z | OH-DC-016-PE-T4-04 | OH-DC-016-PC-00012
LNK-00956 | A | OH-DC-016-AGG-R01 | OH-DC-016-PC-00013
LNK-00956 | Z | OH-DC-016-PE-T4-01 | OH-DC-016-PC-00014
LNK-00959 | A | OH-DC-016-AGG-R01 | OH-DC-016-PC-00015
LNK-00959 | Z | OH-DC-016-PE-T4-02 | OH-DC-016-PC-00016
LNK-00962 | A | OH-DC-016-AGG-R02 | OH-DC-016-PC-00017
LNK-00962 | Z | OH-DC-016-PE-T4-02 | OH-DC-016-PC-00018
LNK-00965 | A | OH-DC-016-AGG-R02 | OH-DC-016-PC-00019
LNK-00965 | Z | OH-DC-016-PE-T4-03 | OH-DC-016-PC-00020
LNK-00968 | A | OH-DC-016-OLA-01 | OH-DC-016-PC-00021
LNK-00968 | Z | OH-DC-016-AGG-R01 | OH-DC-016-PC-00022
LNK-00969 | A | OH-DC-016-OLA-02 | OH-DC-016-PC-00023
LNK-00969 | Z | OH-DC-016-AGG-R02 | OH-DC-016-PC-00024
LNK-00970 | A | OH-DC-016-FW-01 | OH-DC-016-PC-00025
LNK-00970 | Z | OH-DC-016-AGG-R01 | OH-DC-016-PC-00026
LNK-00971 | A | OH-DC-016-FW-01 | OH-DC-016-PC-00027
LNK-00971 | Z | OH-DC-016-AGG-R02 | OH-DC-016-PC-00028
LNK-00972 | A | OH-DC-016-MMR-SW-01 | OH-DC-016-PC-00029
LNK-00972 | Z | OH-DC-016-AGG-R01 | OH-DC-016-PC-00030
LNK-00973 | A | OH-DC-016-MMR-SW-01 | OH-DC-016-PC-00031
LNK-00973 | Z | OH-DC-016-AGG-R02 | OH-DC-016-PC-00032
LNK-00974 | A | OH-DC-016-MMR-SW-02 | OH-DC-016-PC-00033
LNK-00974 | Z | OH-DC-016-AGG-R02 | OH-DC-016-PC-00034
LNK-00975 | A | OH-DC-016-MMR-SW-02 | OH-DC-016-PC-00035
LNK-00975 | Z | OH-DC-016-AGG-R01 | OH-DC-016-PC-00036
LNK-00976 | A | OH-DC-016-MMR-SW-03 | OH-DC-016-PC-00037
LNK-00976 | Z | OH-DC-016-AGG-R01 | OH-DC-016-PC-00038
LNK-00977 | A | OH-DC-016-MMR-SW-03 | OH-DC-016-PC-00039
LNK-00977 | Z | OH-DC-016-AGG-R02 | OH-DC-016-PC-00040
LNK-00978 | A | OH-DC-016-MMR-SW-04 | OH-DC-016-PC-00041
LNK-00978 | Z | OH-DC-016-AGG-R02 | OH-DC-016-PC-00042
LNK-00979 | A | OH-DC-016-MMR-SW-04 | OH-DC-016-PC-00043
LNK-00979 | Z | OH-DC-016-AGG-R01 | OH-DC-016-PC-00044
LNK-00980 | A | OH-DC-016-MMR-SW-05 | OH-DC-016-PC-00045
LNK-00980 | Z | OH-DC-016-AGG-R01 | OH-DC-016-PC-00046
LNK-00981 | A | OH-DC-016-MMR-SW-05 | OH-DC-016-PC-00047
LNK-00981 | Z | OH-DC-016-AGG-R02 | OH-DC-016-PC-00048
LNK-00982 | A | OH-DC-016-MMR-SW-06 | OH-DC-016-PC-00049
LNK-00982 | Z | OH-DC-016-AGG-R02 | OH-DC-016-PC-00050
LNK-00983 | A | OH-DC-016-MMR-SW-06 | OH-DC-016-PC-00051
LNK-00983 | Z | OH-DC-016-AGG-R01 | OH-DC-016-PC-00052
LNK-00984 | A | OH-DC-016-TOR-001 | OH-DC-016-PC-00053
LNK-00984 | Z | OH-DC-016-MMR-SW-01 | OH-DC-016-PC-00054
LNK-00985 | A | OH-DC-016-TOR-001 | OH-DC-016-PC-00055
LNK-00985 | Z | OH-DC-016-MMR-SW-02 | OH-DC-016-PC-00056
LNK-00986 | A | OH-DC-016-TOR-002 | OH-DC-016-PC-00057
LNK-00986 | Z | OH-DC-016-MMR-SW-02 | OH-DC-016-PC-00058
LNK-00987 | A | OH-DC-016-TOR-002 | OH-DC-016-PC-00059
LNK-00987 | Z | OH-DC-016-MMR-SW-03 | OH-DC-016-PC-00060
LNK-00988 | A | OH-DC-016-TOR-003 | OH-DC-016-PC-00061 | OH-DC-016-RACK-B-PP-F1 | 1 | OH-DC-016-RACK-B-TRK-1 | OH-DC-016-RACK-N-ODF-1 | 1
LNK-00988 | Z | OH-DC-016-MMR-SW-03 | OH-DC-016-PC-00062 | OH-DC-016-RACK-A-PP-F1 | 1 | OH-DC-016-RACK-A-TRK-2 | OH-DC-016-RACK-N-ODF-1 | 2
LNK-00989 | A | OH-DC-016-TOR-003 | OH-DC-016-PC-00063 | OH-DC-016-RACK-B-PP-F1 | 2 | OH-DC-016-RACK-B-TRK-2 | OH-DC-016-RACK-N-ODF-1 | 3
LNK-00989 | Z | OH-DC-016-MMR-SW-04 | OH-DC-016-PC-00064 | OH-DC-016-RACK-A-PP-F1 | 2 | OH-DC-016-RACK-A-TRK-1 | OH-DC-016-RACK-N-ODF-1 | 4
LNK-00990 | A | OH-DC-016-TOR-004 | OH-DC-016-PC-00065 | OH-DC-016-RACK-B-PP-F1 | 3 | OH-DC-016-RACK-B-TRK-1 | OH-DC-016-RACK-N-ODF-1 | 5
LNK-00990 | Z | OH-DC-016-MMR-SW-04 | OH-DC-016-PC-00066 | OH-DC-016-RACK-A-PP-F1 | 3 | OH-DC-016-RACK-A-TRK-2 | OH-DC-016-RACK-N-ODF-1 | 6
LNK-00991 | A | OH-DC-016-TOR-004 | OH-DC-016-PC-00067 | OH-DC-016-RACK-B-PP-F1 | 4 | OH-DC-016-RACK-B-TRK-2 | OH-DC-016-RACK-N-ODF-1 | 7
LNK-00991 | Z | OH-DC-016-MMR-SW-05 | OH-DC-016-PC-00068 | OH-DC-016-RACK-A-PP-F1 | 4 | OH-DC-016-RACK-A-TRK-1 | OH-DC-016-RACK-N-ODF-1 | 8
LNK-00992 | A | OH-DC-016-TOR-005 | OH-DC-016-PC-00069 | OH-DC-016-RACK-B-PP-F1 | 5 | OH-DC-016-RACK-B-TRK-1 | OH-DC-016-RACK-N-ODF-1 | 9
LNK-00992 | Z | OH-DC-016-MMR-SW-05 | OH-DC-016-PC-00070 | OH-DC-016-RACK-A-PP-F1 | 5 | OH-DC-016-RACK-A-TRK-2 | OH-DC-016-RACK-N-ODF-1 | 10
LNK-00993 | A | OH-DC-016-TOR-005 | OH-DC-016-PC-00071 | OH-DC-016-RACK-B-PP-F1 | 6 | OH-DC-016-RACK-B-TRK-2 | OH-DC-016-RACK-N-ODF-1 | 11
LNK-00993 | Z | OH-DC-016-MMR-SW-06 | OH-DC-016-PC-00072 | OH-DC-016-RACK-A-PP-F1 | 6 | OH-DC-016-RACK-A-TRK-1 | OH-DC-016-RACK-N-ODF-1 | 12
LNK-01572 | Z | OH-DC-016-PE-T4-01 | OH-DC-016-PC-00073 | OH-DC-016-RACK-A-PP-F1 | 7 | OH-DC-016-RACK-A-TRK-1 | OH-DC-016-RACK-N-ODF-1 | 13 | 1
LNK-01581 | A | OH-DC-016-PE-T4-01 | OH-DC-016-PC-00074 | OH-DC-016-RACK-A-PP-F1 | 8 | OH-DC-016-RACK-A-TRK-2 | OH-DC-016-RACK-N-ODF-1 | 14 | 3
LNK-01635 | A | OH-DC-016-PE-T4-02 | OH-DC-016-PC-00075 | OH-DC-016-RACK-A-PP-F1 | 9 | OH-DC-016-RACK-A-TRK-2 | OH-DC-016-RACK-N-ODF-1 | 15 | 5
LNK-01649 | Z | OH-DC-016-PE-T4-02 | OH-DC-016-PC-00076 | OH-DC-016-RACK-A-PP-F1 | 10 | OH-DC-016-RACK-A-TRK-1 | OH-DC-016-RACK-N-ODF-1 | 16 | 8
LNK-01685 | A | OH-DC-016-PE-T4-02 | OH-DC-016-PC-00077 | OH-DC-016-RACK-A-PP-F1 | 11 | OH-DC-016-RACK-A-TRK-2 | OH-DC-016-RACK-N-ODF-1 | 17 | 10
LNK-01687 | A | OH-DC-016-PE-T4-02 | OH-DC-016-PC-00078 | OH-DC-016-RACK-A-PP-F1 | 12 | OH-DC-016-RACK-A-TRK-1 | OH-DC-016-RACK-N-ODF-1 | 18 | 17
LNK-01702 | A | OH-DC-016-PE-T4-04 | OH-DC-016-PC-00079 | OH-DC-016-RACK-A-PP-F1 | 13 | OH-DC-016-RACK-A-TRK-2 | OH-DC-016-RACK-N-ODF-1 | 19 | 18
LNK-01792 | Z | OH-DC-016-PE-T4-03 | OH-DC-016-PC-00080 | OH-DC-016-RACK-A-PP-F1 | 14 | OH-DC-016-RACK-A-TRK-1 | OH-DC-016-RACK-N-ODF-1 | 20 | 19
LNK-01802 | Z | OH-DC-016-PE-T4-03 | OH-DC-016-PC-00081 | OH-DC-016-RACK-A-PP-F1 | 15 | OH-DC-016-RACK-A-TRK-2 | OH-DC-016-RACK-N-ODF-1 | 21 | 20
LNK-01833 | Z | OH-DC-016-PE-T4-04 | OH-DC-016-PC-00082 | OH-DC-016-RACK-A-PP-F1 | 16 | OH-DC-016-RACK-A-TRK-1 | OH-DC-016-RACK-N-ODF-1 | 22 | 21
LNK-01836 | A | OH-DC-016-PE-T4-01 | OH-DC-016-PC-00083 | OH-DC-016-RACK-A-PP-F1 | 17 | OH-DC-016-RACK-A-TRK-1 | OH-DC-016-RACK-N-ODF-1 | 23 | 7
LNK-01866 | Z | OH-DC-016-PE-T4-04 | OH-DC-016-PC-00084 | OH-DC-016-RACK-A-PP-F1 | 18 | OH-DC-016-RACK-A-TRK-2 | OH-DC-016-RACK-N-ODF-1 | 24 | 22
LNK-01875 | Z | OH-DC-016-PE-T4-03 | OH-DC-016-PC-00085 | OH-DC-016-RACK-A-PP-F1 | 19 | OH-DC-016-RACK-A-TRK-1 | OH-DC-016-RACK-N-ODF-2 | 1 | 23
LNK-01918 | A | OH-DC-016-PE-T4-01 | OH-DC-016-PC-00086 | OH-DC-016-RACK-A-PP-F1 | 20 | OH-DC-016-RACK-A-TRK-2 | OH-DC-016-RACK-N-ODF-2 | 2 | 24
LNK-02009 | A | OH-DC-016-PE-T4-01 | OH-DC-016-PC-00087 | OH-DC-016-RACK-A-PP-F1 | 21 | OH-DC-016-RACK-A-TRK-1 | OH-DC-016-RACK-N-ODF-2 | 3 | 4
LNK-02030 | A | OH-DC-016-PE-T4-04 | OH-DC-016-PC-00088 | OH-DC-016-RACK-A-PP-F1 | 22 | OH-DC-016-RACK-A-TRK-1 | OH-DC-016-RACK-N-ODF-2 | 4 | 1
LNK-02068 | Z | OH-DC-016-PE-T4-02 | OH-DC-016-PC-00089 | OH-DC-016-RACK-A-PP-F1 | 23 | OH-DC-016-RACK-A-TRK-2 | OH-DC-016-RACK-N-ODF-2 | 5 | 3
LNK-02076 | Z | OH-DC-016-PE-T4-04 | OH-DC-016-PC-00090 | OH-DC-016-RACK-A-PP-F1 | 24 | OH-DC-016-RACK-A-TRK-2 | OH-DC-016-RACK-N-ODF-2 | 6 | 5
LNK-02092 | Z | OH-DC-016-PE-T4-03 | OH-DC-016-PC-00091 | OH-DC-016-RACK-A-PP-F2 | 1 | OH-DC-016-RACK-A-TRK-2 | OH-DC-016-RACK-N-ODF-2 | 7 | 8
LNK-02095 | Z | OH-DC-016-PE-T4-03 | OH-DC-016-PC-00092 | OH-DC-016-RACK-A-PP-F2 | 2 | OH-DC-016-RACK-A-TRK-1 | OH-DC-016-RACK-N-ODF-2 | 8 | 10
LNK-00994 | A | OH-DC-017-PE-T4-01 | OH-DC-017-PC-00001
LNK-00994 | Z | OH-DC-017-PE-T4-02 | OH-DC-017-PC-00002
LNK-00999 | A | OH-DC-017-PE-T4-01 | OH-DC-017-PC-00003
LNK-00999 | Z | OH-DC-017-PE-T4-03 | OH-DC-017-PC-00004
LNK-01004 | A | OH-DC-017-PE-T4-01 | OH-DC-017-PC-00005
LNK-01004 | Z | OH-DC-017-PE-T4-04 | OH-DC-017-PC-00006
LNK-01009 | A | OH-DC-017-PE-T4-02 | OH-DC-017-PC-00007
LNK-01009 | Z | OH-DC-017-PE-T4-03 | OH-DC-017-PC-00008
LNK-01014 | A | OH-DC-017-PE-T4-02 | OH-DC-017-PC-00009
LNK-01014 | Z | OH-DC-017-PE-T4-04 | OH-DC-017-PC-00010
LNK-01019 | A | OH-DC-017-PE-T4-03 | OH-DC-017-PC-00011
LNK-01019 | Z | OH-DC-017-PE-T4-04 | OH-DC-017-PC-00012
LNK-01024 | A | OH-DC-017-AGG-R01 | OH-DC-017-PC-00013
LNK-01024 | Z | OH-DC-017-PE-T4-01 | OH-DC-017-PC-00014
LNK-01027 | A | OH-DC-017-AGG-R01 | OH-DC-017-PC-00015
LNK-01027 | Z | OH-DC-017-PE-T4-02 | OH-DC-017-PC-00016
LNK-01030 | A | OH-DC-017-AGG-R02 | OH-DC-017-PC-00017
LNK-01030 | Z | OH-DC-017-PE-T4-02 | OH-DC-017-PC-00018
LNK-01033 | A | OH-DC-017-AGG-R02 | OH-DC-017-PC-00019
LNK-01033 | Z | OH-DC-017-PE-T4-03 | OH-DC-017-PC-00020
LNK-01036 | A | OH-DC-017-OLA-01 | OH-DC-017-PC-00021
LNK-01036 | Z | OH-DC-017-AGG-R01 | OH-DC-017-PC-00022
LNK-01037 | A | OH-DC-017-FW-01 | OH-DC-017-PC-00023
LNK-01037 | Z | OH-DC-017-AGG-R01 | OH-DC-017-PC-00024
LNK-01038 | A | OH-DC-017-FW-01 | OH-DC-017-PC-00025
LNK-01038 | Z | OH-DC-017-AGG-R02 | OH-DC-017-PC-00026
LNK-01039 | A | OH-DC-017-MMR-SW-01 | OH-DC-017-PC-00027
LNK-01039 | Z | OH-DC-017-AGG-R01 | OH-DC-017-PC-00028
LNK-01040 | A | OH-DC-017-MMR-SW-01 | OH-DC-017-PC-00029
LNK-01040 | Z | OH-DC-017-AGG-R02 | OH-DC-017-PC-00030
LNK-01041 | A | OH-DC-017-MMR-SW-02 | OH-DC-017-PC-00031
LNK-01041 | Z | OH-DC-017-AGG-R02 | OH-DC-017-PC-00032
LNK-01042 | A | OH-DC-017-MMR-SW-02 | OH-DC-017-PC-00033
LNK-01042 | Z | OH-DC-017-AGG-R01 | OH-DC-017-PC-00034
LNK-01043 | A | OH-DC-017-MMR-SW-03 | OH-DC-017-PC-00035
LNK-01043 | Z | OH-DC-017-AGG-R01 | OH-DC-017-PC-00036
LNK-01044 | A | OH-DC-017-MMR-SW-03 | OH-DC-017-PC-00037
LNK-01044 | Z | OH-DC-017-AGG-R02 | OH-DC-017-PC-00038
LNK-01045 | A | OH-DC-017-MMR-SW-04 | OH-DC-017-PC-00039
LNK-01045 | Z | OH-DC-017-AGG-R02 | OH-DC-017-PC-00040
LNK-01046 | A | OH-DC-017-MMR-SW-04 | OH-DC-017-PC-00041
LNK-01046 | Z | OH-DC-017-AGG-R01 | OH-DC-017-PC-00042
LNK-01047 | A | OH-DC-017-TOR-001 | OH-DC-017-PC-00043
LNK-01047 | Z | OH-DC-017-MMR-SW-01 | OH-DC-017-PC-00044
LNK-01048 | A | OH-DC-017-TOR-001 | OH-DC-017-PC-00045
LNK-01048 | Z | OH-DC-017-MMR-SW-02 | OH-DC-017-PC-00046
LNK-01049 | A | OH-DC-017-TOR-002 | OH-DC-017-PC-00047
LNK-01049 | Z | OH-DC-017-MMR-SW-02 | OH-DC-017-PC-00048
LNK-01050 | A | OH-DC-017-TOR-002 | OH-DC-017-PC-00049
LNK-01050 | Z | OH-DC-017-MMR-SW-03 | OH-DC-017-PC-00050
LNK-01051 | A | OH-DC-017-TOR-003 | OH-DC-017-PC-00051
LNK-01051 | Z | OH-DC-017-MMR-SW-03 | OH-DC-017-PC-00052
LNK-01052 | A | OH-DC-017-TOR-003 | OH-DC-017-PC-00053
LNK-01052 | Z | OH-DC-017-MMR-SW-04 | OH-DC-017-PC-00054
LNK-01545 | A | OH-DC-017-PE-T4-04 | OH-DC-017-PC-00055 | OH-DC-017-RACK-A-PP-F1 | 1 | OH-DC-017-RACK-A-TRK-1 | OH-DC-017-RACK-K-ODF-1 | 1 | 1
LNK-01574 | A | OH-DC-017-PE-T4-03 | OH-DC-017-PC-00056 | OH-DC-017-RACK-A-PP-F1 | 2 | OH-DC-017-RACK-A-TRK-1 | OH-DC-017-RACK-K-ODF-1 | 2 | 3
LNK-01614 | A | OH-DC-017-PE-T4-02 | OH-DC-017-PC-00057 | OH-DC-017-RACK-A-PP-F1 | 3 | OH-DC-017-RACK-A-TRK-1 | OH-DC-017-RACK-K-ODF-1 | 3 | 5
LNK-01644 | Z | OH-DC-017-PE-T4-02 | OH-DC-017-PC-00058 | OH-DC-017-RACK-A-PP-F1 | 4 | OH-DC-017-RACK-A-TRK-1 | OH-DC-017-RACK-K-ODF-1 | 4 | 8
LNK-01652 | Z | OH-DC-017-PE-T4-01 | OH-DC-017-PC-00059 | OH-DC-017-RACK-A-PP-F1 | 5 | OH-DC-017-RACK-A-TRK-1 | OH-DC-017-RACK-K-ODF-1 | 5 | 10
LNK-01765 | A | OH-DC-017-PE-T4-02 | OH-DC-017-PC-00060 | OH-DC-017-RACK-A-PP-F1 | 6 | OH-DC-017-RACK-A-TRK-1 | OH-DC-017-RACK-K-ODF-1 | 6 | 17
LNK-01776 | A | OH-DC-017-PE-T4-03 | OH-DC-017-PC-00061 | OH-DC-017-RACK-A-PP-F1 | 7 | OH-DC-017-RACK-A-TRK-1 | OH-DC-017-RACK-K-ODF-1 | 7 | 18
LNK-01778 | A | OH-DC-017-PE-T4-01 | OH-DC-017-PC-00062 | OH-DC-017-RACK-A-PP-F1 | 8 | OH-DC-017-RACK-A-TRK-1 | OH-DC-017-RACK-K-ODF-1 | 8 | 19
LNK-01780 | Z | OH-DC-017-PE-T4-02 | OH-DC-017-PC-00063 | OH-DC-017-RACK-A-PP-F1 | 9 | OH-DC-017-RACK-A-TRK-1 | OH-DC-017-RACK-K-ODF-1 | 9 | 20
LNK-01789 | Z | OH-DC-017-PE-T4-04 | OH-DC-017-PC-00064 | OH-DC-017-RACK-A-PP-F1 | 10 | OH-DC-017-RACK-A-TRK-1 | OH-DC-017-RACK-K-ODF-1 | 10 | 21
LNK-01804 | Z | OH-DC-017-PE-T4-04 | OH-DC-017-PC-00065 | OH-DC-017-RACK-A-PP-F1 | 11 | OH-DC-017-RACK-A-TRK-1 | OH-DC-017-RACK-K-ODF-1 | 11 | 22
LNK-01922 | Z | OH-DC-017-PE-T4-01 | OH-DC-017-PC-00066 | OH-DC-017-RACK-A-PP-F1 | 12 | OH-DC-017-RACK-A-TRK-1 | OH-DC-017-RACK-K-ODF-1 | 12 | 23
LNK-01949 | Z | OH-DC-017-PE-T4-03 | OH-DC-017-PC-00067 | OH-DC-017-RACK-A-PP-F1 | 13 | OH-DC-017-RACK-A-TRK-1 | OH-DC-017-RACK-K-ODF-1 | 13 | 24
LNK-01981 | Z | OH-DC-017-PE-T4-03 | OH-DC-017-PC-00068 | OH-DC-017-RACK-A-PP-F1 | 14 | OH-DC-017-RACK-A-TRK-1 | OH-DC-017-RACK-K-ODF-1 | 14 | 1
LNK-01986 | Z | OH-DC-017-PE-T4-03 | OH-DC-017-PC-00069 | OH-DC-017-RACK-A-PP-F1 | 15 | OH-DC-017-RACK-A-TRK-1 | OH-DC-017-RACK-K-ODF-1 | 15 | 3
LNK-01991 | A | OH-DC-017-PE-T4-04 | OH-DC-017-PC-00070 | OH-DC-017-RACK-A-PP-F1 | 16 | OH-DC-017-RACK-A-TRK-1 | OH-DC-017-RACK-K-ODF-1 | 16 | 5
LNK-02002 | Z | OH-DC-017-PE-T4-04 | OH-DC-017-PC-00071 | OH-DC-017-RACK-A-PP-F1 | 17 | OH-DC-017-RACK-A-TRK-1 | OH-DC-017-RACK-K-ODF-1 | 17 | 8
LNK-02016 | Z | OH-DC-017-PE-T4-01 | OH-DC-017-PC-00072 | OH-DC-017-RACK-A-PP-F1 | 18 | OH-DC-017-RACK-A-TRK-1 | OH-DC-017-RACK-K-ODF-1 | 18 | 7
LNK-02022 | A | OH-DC-017-PE-T4-01 | OH-DC-017-PC-00073 | OH-DC-017-RACK-A-PP-F1 | 19 | OH-DC-017-RACK-A-TRK-1 | OH-DC-017-RACK-K-ODF-1 | 19 | 4
LNK-02049 | Z | OH-DC-017-PE-T4-02 | OH-DC-017-PC-00074 | OH-DC-017-RACK-A-PP-F1 | 20 | OH-DC-017-RACK-A-TRK-1 | OH-DC-017-RACK-K-ODF-1 | 20 | 10
LNK-01053 | A | FL-DC-018-PE-T4-01 | FL-DC-018-PC-00001
LNK-01053 | Z | FL-DC-018-PE-T4-02 | FL-DC-018-PC-00002
LNK-01058 | A | FL-DC-018-PE-T4-01 | FL-DC-018-PC-00003
LNK-01058 | Z | FL-DC-018-PE-T4-03 | FL-DC-018-PC-00004
LNK-01063 | A | FL-DC-018-PE-T4-01 | FL-DC-018-PC-00005
LNK-01063 | Z | FL-DC-018-PE-T4-04 | FL-DC-018-PC-00006
LNK-01068 | A | FL-DC-018-PE-T4-02 | FL-DC-018-PC-00007
LNK-01068 | Z | FL-DC-018-PE-T4-03 | FL-DC-018-PC-00008
LNK-01073 | A | FL-DC-018-PE-T4-02 | FL-DC-018-PC-00009
LNK-01073 | Z | FL-DC-018-PE-T4-04 | FL-DC-018-PC-00010
LNK-01078 | A | FL-DC-018-PE-T4-03 | FL-DC-018-PC-00011
LNK-01078 | Z | FL-DC-018-PE-T4-04 | FL-DC-018-PC-00012
LNK-01083 | A | FL-DC-018-AGG-R01 | FL-DC-018-PC-00013
LNK-01083 | Z | FL-DC-018-PE-T4-01 | FL-DC-018-PC-00014
LNK-01086 | A | FL-DC-018-AGG-R01 | FL-DC-018-PC-00015
LNK-01086 | Z | FL-DC-018-PE-T4-02 | FL-DC-018-PC-00016
LNK-01089 | A | FL-DC-018-AGG-R02 | FL-DC-018-PC-00017
LNK-01089 | Z | FL-DC-018-PE-T4-02 | FL-DC-018-PC-00018
LNK-01092 | A | FL-DC-018-AGG-R02 | FL-DC-018-PC-00019
LNK-01092 | Z | FL-DC-018-PE-T4-03 | FL-DC-018-PC-00020
LNK-01095 | A | FL-DC-018-OLA-01 | FL-DC-018-PC-00021
LNK-01095 | Z | FL-DC-018-AGG-R01 | FL-DC-018-PC-00022
LNK-01096 | A | FL-DC-018-FW-01 | FL-DC-018-PC-00023
LNK-01096 | Z | FL-DC-018-AGG-R01 | FL-DC-018-PC-00024
LNK-01097 | A | FL-DC-018-FW-01 | FL-DC-018-PC-00025
LNK-01097 | Z | FL-DC-018-AGG-R02 | FL-DC-018-PC-00026
LNK-01098 | A | FL-DC-018-MMR-SW-01 | FL-DC-018-PC-00027
LNK-01098 | Z | FL-DC-018-AGG-R01 | FL-DC-018-PC-00028
LNK-01099 | A | FL-DC-018-MMR-SW-01 | FL-DC-018-PC-00029
LNK-01099 | Z | FL-DC-018-AGG-R02 | FL-DC-018-PC-00030
LNK-01100 | A | FL-DC-018-MMR-SW-02 | FL-DC-018-PC-00031
LNK-01100 | Z | FL-DC-018-AGG-R02 | FL-DC-018-PC-00032
LNK-01101 | A | FL-DC-018-MMR-SW-02 | FL-DC-018-PC-00033
LNK-01101 | Z | FL-DC-018-AGG-R01 | FL-DC-018-PC-00034
LNK-01102 | A | FL-DC-018-MMR-SW-03 | FL-DC-018-PC-00035
LNK-01102 | Z | FL-DC-018-AGG-R01 | FL-DC-018-PC-00036
LNK-01103 | A | FL-DC-018-MMR-SW-03 | FL-DC-018-PC-00037
LNK-01103 | Z | FL-DC-018-AGG-R02 | FL-DC-018-PC-00038
LNK-01104 | A | FL-DC-018-MMR-SW-04 | FL-DC-018-PC-00039
LNK-01104 | Z | FL-DC-018-AGG-R02 | FL-DC-018-PC-00040
LNK-01105 | A | FL-DC-018-MMR-SW-04 | FL-DC-018-PC-00041
LNK-01105 | Z | FL-DC-018-AGG-R01 | FL-DC-018-PC-00042
LNK-01106 | A | FL-DC-018-TOR-001 | FL-DC-018-PC-00043
LNK-01106 | Z | FL-DC-018-MMR-SW-01 | FL-DC-018-PC-00044
LNK-01107 | A | FL-DC-018-TOR-001 | FL-DC-018-PC-00045
LNK-01107 | Z | FL-DC-018-MMR-SW-02 | FL-DC-018-PC-00046
LNK-01108 | A | FL-DC-018-TOR-002 | FL-DC-018-PC-00047
LNK-01108 | Z | FL-DC-018-MMR-SW-02 | FL-DC-018-PC-00048
LNK-01109 | A | FL-DC-018-TOR-002 | FL-DC-018-PC-00049
LNK-01109 | Z | FL-DC-018-MMR-SW-03 | FL-DC-018-PC-00050
LNK-01538 | A | FL-DC-018-PE-T4-03 | FL-DC-018-PC-00051 | FL-DC-018-RACK-A-PP-F1 | 1 | FL-DC-018-RACK-A-TRK-1 | FL-DC-018-RACK-G-ODF-1 | 1 | 1
LNK-01588 | Z | FL-DC-018-PE-T4-03 | FL-DC-018-PC-00052 | FL-DC-018-RACK-A-PP-F1 | 2 | FL-DC-018-RACK-A-TRK-1 | FL-DC-018-RACK-G-ODF-1 | 2 | 3
LNK-01611 | Z | FL-DC-018-PE-T4-01 | FL-DC-018-PC-00053 | FL-DC-018-RACK-A-PP-F1 | 3 | FL-DC-018-RACK-A-TRK-1 | FL-DC-018-RACK-G-ODF-1 | 3 | 5
LNK-01685 | Z | FL-DC-018-PE-T4-01 | FL-DC-018-PC-00054 | FL-DC-018-RACK-A-PP-F1 | 4 | FL-DC-018-RACK-A-TRK-1 | FL-DC-018-RACK-G-ODF-1 | 4 | 8
LNK-01690 | A | FL-DC-018-PE-T4-01 | FL-DC-018-PC-00055 | FL-DC-018-RACK-A-PP-F1 | 5 | FL-DC-018-RACK-A-TRK-1 | FL-DC-018-RACK-G-ODF-1 | 5 | 10
LNK-01721 | Z | FL-DC-018-PE-T4-02 | FL-DC-018-PC-00056 | FL-DC-018-RACK-A-PP-F1 | 6 | FL-DC-018-RACK-A-TRK-1 | FL-DC-018-RACK-G-ODF-1 | 6 | 17
LNK-01812 | A | FL-DC-018-PE-T4-03 | FL-DC-018-PC-00057 | FL-DC-018-RACK-A-PP-F1 | 7 | FL-DC-018-RACK-A-TRK-1 | FL-DC-018-RACK-G-ODF-1 | 7 | 18
LNK-01883 | A | FL-DC-018-PE-T4-04 | FL-DC-018-PC-00058 | FL-DC-018-RACK-A-PP-F1 | 8 | FL-DC-018-RACK-A-TRK-1 | FL-DC-018-RACK-G-ODF-1 | 8 | 19
LNK-01897 | Z | FL-DC-018-PE-T4-04 | FL-DC-018-PC-00059 | FL-DC-018-RACK-A-PP-F1 | 9 | FL-DC-018-RACK-A-TRK-1 | FL-DC-018-RACK-G-ODF-1 | 9 | 20
LNK-01906 | A | FL-DC-018-PE-T4-04 | FL-DC-018-PC-00060 | FL-DC-018-RACK-A-PP-F1 | 10 | FL-DC-018-RACK-A-TRK-1 | FL-DC-018-RACK-G-ODF-1 | 10 | 21
LNK-01925 | Z | FL-DC-018-PE-T4-01 | FL-DC-018-PC-00061 | FL-DC-018-RACK-A-PP-F1 | 11 | FL-DC-018-RACK-A-TRK-1 | FL-DC-018-RACK-G-ODF-1 | 11 | 7
LNK-01951 | Z | FL-DC-018-PE-T4-03 | FL-DC-018-PC-00062 | FL-DC-018-RACK-A-PP-F1 | 12 | FL-DC-018-RACK-A-TRK-1 | FL-DC-018-RACK-G-ODF-1 | 12 | 22
LNK-01955 | Z | FL-DC-018-PE-T4-02 | FL-DC-018-PC-00063 | FL-DC-018-RACK-A-PP-F1 | 13 | FL-DC-018-RACK-A-TRK-1 | FL-DC-018-RACK-G-ODF-1 | 13 | 23
LNK-01988 | Z | FL-DC-018-PE-T4-01 | FL-DC-018-PC-00064 | FL-DC-018-RACK-A-PP-F1 | 14 | FL-DC-018-RACK-A-TRK-1 | FL-DC-018-RACK-G-ODF-1 | 14 | 4
LNK-01993 | A | FL-DC-018-PE-T4-04 | FL-DC-018-PC-00065 | FL-DC-018-RACK-A-PP-F1 | 15 | FL-DC-018-RACK-A-TRK-1 | FL-DC-018-RACK-G-ODF-1 | 15 | 24
LNK-01996 | Z | FL-DC-018-PE-T4-02 | FL-DC-018-PC-00066 | FL-DC-018-RACK-A-PP-F1 | 16 | FL-DC-018-RACK-A-TRK-1 | FL-DC-018-RACK-G-ODF-1 | 16 | 1
LNK-01998 | A | FL-DC-018-PE-T4-03 | FL-DC-018-PC-00067 | FL-DC-018-RACK-A-PP-F1 | 17 | FL-DC-018-RACK-A-TRK-1 | FL-DC-018-RACK-G-ODF-1 | 17 | 3
LNK-02005 | Z | FL-DC-018-PE-T4-04 | FL-DC-018-PC-00068 | FL-DC-018-RACK-A-PP-F1 | 18 | FL-DC-018-RACK-A-TRK-1 | FL-DC-018-RACK-G-ODF-1 | 18 | 5
LNK-02016 | A | FL-DC-018-PE-T4-02 | FL-DC-018-PC-00069 | FL-DC-018-RACK-A-PP-F1 | 19 | FL-DC-018-RACK-A-TRK-1 | FL-DC-018-RACK-G-ODF-1 | 19 | 8
LNK-02032 | A | FL-DC-018-PE-T4-02 | FL-DC-018-PC-00070 | FL-DC-018-RACK-A-PP-F1 | 20 | FL-DC-018-RACK-A-TRK-1 | FL-DC-018-RACK-G-ODF-1 | 20 | 10
LNK-01110 | A | UT-DC-019-PE-T4-01 | UT-DC-019-PC-00001
LNK-01110 | Z | UT-DC-019-PE-T4-02 | UT-DC-019-PC-00002
LNK-01115 | A | UT-DC-019-PE-T4-01 | UT-DC-019-PC-00003
LNK-01115 | Z | UT-DC-019-PE-T4-03 | UT-DC-019-PC-00004
LNK-01120 | A | UT-DC-019-PE-T4-01 | UT-DC-019-PC-00005
LNK-01120 | Z | UT-DC-019-PE-T4-04 | UT-DC-019-PC-00006
LNK-01125 | A | UT-DC-019-PE-T4-02 | UT-DC-019-PC-00007
LNK-01125 | Z | UT-DC-019-PE-T4-03 | UT-DC-019-PC-00008
LNK-01130 | A | UT-DC-019-PE-T4-02 | UT-DC-019-PC-00009
LNK-01130 | Z | UT-DC-019-PE-T4-04 | UT-DC-019-PC-00010
LNK-01135 | A | UT-DC-019-PE-T4-03 | UT-DC-019-PC-00011
LNK-01135 | Z | UT-DC-019-PE-T4-04 | UT-DC-019-PC-00012
LNK-01140 | A | UT-DC-019-AGG-R01 | UT-DC-019-PC-00013
LNK-01140 | Z | UT-DC-019-PE-T4-01 | UT-DC-019-PC-00014
LNK-01143 | A | UT-DC-019-AGG-R01 | UT-DC-019-PC-00015
LNK-01143 | Z | UT-DC-019-PE-T4-02 | UT-DC-019-PC-00016
LNK-01146 | A | UT-DC-019-AGG-R02 | UT-DC-019-PC-00017
LNK-01146 | Z | UT-DC-019-PE-T4-02 | UT-DC-019-PC-00018
LNK-01149 | A | UT-DC-019-AGG-R02 | UT-DC-019-PC-00019
LNK-01149 | Z | UT-DC-019-PE-T4-03 | UT-DC-019-PC-00020
LNK-01152 | A | UT-DC-019-OLA-01 | UT-DC-019-PC-00021
LNK-01152 | Z | UT-DC-019-AGG-R01 | UT-DC-019-PC-00022
LNK-01153 | A | UT-DC-019-FW-01 | UT-DC-019-PC-00023
LNK-01153 | Z | UT-DC-019-AGG-R01 | UT-DC-019-PC-00024
LNK-01154 | A | UT-DC-019-FW-01 | UT-DC-019-PC-00025
LNK-01154 | Z | UT-DC-019-AGG-R02 | UT-DC-019-PC-00026
LNK-01155 | A | UT-DC-019-MMR-SW-01 | UT-DC-019-PC-00027
LNK-01155 | Z | UT-DC-019-AGG-R01 | UT-DC-019-PC-00028
LNK-01156 | A | UT-DC-019-MMR-SW-01 | UT-DC-019-PC-00029
LNK-01156 | Z | UT-DC-019-AGG-R02 | UT-DC-019-PC-00030
LNK-01157 | A | UT-DC-019-MMR-SW-02 | UT-DC-019-PC-00031
LNK-01157 | Z | UT-DC-019-AGG-R02 | UT-DC-019-PC-00032
LNK-01158 | A | UT-DC-019-MMR-SW-02 | UT-DC-019-PC-00033
LNK-01158 | Z | UT-DC-019-AGG-R01 | UT-DC-019-PC-00034
LNK-01159 | A | UT-DC-019-MMR-SW-03 | UT-DC-019-PC-00035
LNK-01159 | Z | UT-DC-019-AGG-R01 | UT-DC-019-PC-00036
LNK-01160 | A | UT-DC-019-MMR-SW-03 | UT-DC-019-PC-00037
LNK-01160 | Z | UT-DC-019-AGG-R02 | UT-DC-019-PC-00038
LNK-01161 | A | UT-DC-019-MMR-SW-04 | UT-DC-019-PC-00039
LNK-01161 | Z | UT-DC-019-AGG-R02 | UT-DC-019-PC-00040
LNK-01162 | A | UT-DC-019-MMR-SW-04 | UT-DC-019-PC-00041
LNK-01162 | Z | UT-DC-019-AGG-R01 | UT-DC-019-PC-00042
LNK-01163 | A | UT-DC-019-TOR-001 | UT-DC-019-PC-00043
LNK-01163 | Z | UT-DC-019-MMR-SW-01 | UT-DC-019-PC-00044
LNK-01164 | A | UT-DC-019-TOR-001 | UT-DC-019-PC-00045
LNK-01164 | Z | UT-DC-019-MMR-SW-02 | UT-DC-019-PC-00046
LNK-01165 | A | UT-DC-019-TOR-002 | UT-DC-019-PC-00047
LNK-01165 | Z | UT-DC-019-MMR-SW-02 | UT-DC-019-PC-00048
LNK-01166 | A | UT-DC-019-TOR-002 | UT-DC-019-PC-00049
LNK-01166 | Z | UT-DC-019-MMR-SW-03 | UT-DC-019-PC-00050
LNK-01522 | Z | UT-DC-019-PE-T4-01 | UT-DC-019-PC-00051 | UT-DC-019-RACK-A-PP-F1 | 1 | UT-DC-019-RACK-A-TRK-1 | UT-DC-019-RACK-F-ODF-1 | 1 | 1
LNK-01655 | Z | UT-DC-019-PE-T4-03 | UT-DC-019-PC-00052 | UT-DC-019-RACK-A-PP-F1 | 2 | UT-DC-019-RACK-A-TRK-1 | UT-DC-019-RACK-F-ODF-1 | 2 | 3
LNK-01690 | Z | UT-DC-019-PE-T4-04 | UT-DC-019-PC-00053 | UT-DC-019-RACK-A-PP-F1 | 3 | UT-DC-019-RACK-A-TRK-1 | UT-DC-019-RACK-F-ODF-1 | 3 | 5
LNK-01694 | Z | UT-DC-019-PE-T4-02 | UT-DC-019-PC-00054 | UT-DC-019-RACK-A-PP-F1 | 4 | UT-DC-019-RACK-A-TRK-1 | UT-DC-019-RACK-F-ODF-1 | 4 | 8
LNK-01755 | Z | UT-DC-019-PE-T4-01 | UT-DC-019-PC-00055 | UT-DC-019-RACK-A-PP-F1 | 5 | UT-DC-019-RACK-A-TRK-1 | UT-DC-019-RACK-F-ODF-1 | 5 | 10
LNK-01769 | A | UT-DC-019-PE-T4-02 | UT-DC-019-PC-00056 | UT-DC-019-RACK-A-PP-F1 | 6 | UT-DC-019-RACK-A-TRK-1 | UT-DC-019-RACK-F-ODF-1 | 6 | 17
LNK-01797 | A | UT-DC-019-PE-T4-03 | UT-DC-019-PC-00057 | UT-DC-019-RACK-A-PP-F1 | 7 | UT-DC-019-RACK-A-TRK-1 | UT-DC-019-RACK-F-ODF-1 | 7 | 18
LNK-01804 | A | UT-DC-019-PE-T4-03 | UT-DC-019-PC-00058 | UT-DC-019-RACK-A-PP-F1 | 8 | UT-DC-019-RACK-A-TRK-1 | UT-DC-019-RACK-F-ODF-1 | 8 | 19
LNK-01839 | A | UT-DC-019-PE-T4-01 | UT-DC-019-PC-00059 | UT-DC-019-RACK-A-PP-F1 | 9 | UT-DC-019-RACK-A-TRK-1 | UT-DC-019-RACK-F-ODF-1 | 9 | 4
LNK-01854 | Z | UT-DC-019-PE-T4-04 | UT-DC-019-PC-00060 | UT-DC-019-RACK-A-PP-F1 | 10 | UT-DC-019-RACK-A-TRK-1 | UT-DC-019-RACK-F-ODF-1 | 10 | 20
LNK-01861 | Z | UT-DC-019-PE-T4-04 | UT-DC-019-PC-00061 | UT-DC-019-RACK-A-PP-F1 | 11 | UT-DC-019-RACK-A-TRK-1 | UT-DC-019-RACK-F-ODF-1 | 11 | 21
LNK-01880 | Z | UT-DC-019-PE-T4-03 | UT-DC-019-PC-00062 | UT-DC-019-RACK-A-PP-F1 | 12 | UT-DC-019-RACK-A-TRK-1 | UT-DC-019-RACK-F-ODF-1 | 12 | 22
LNK-01888 | A | UT-DC-019-PE-T4-02 | UT-DC-019-PC-00063 | UT-DC-019-RACK-A-PP-F1 | 13 | UT-DC-019-RACK-A-TRK-1 | UT-DC-019-RACK-F-ODF-1 | 13 | 23
LNK-01915 | A | UT-DC-019-PE-T4-01 | UT-DC-019-PC-00064 | UT-DC-019-RACK-A-PP-F1 | 14 | UT-DC-019-RACK-A-TRK-1 | UT-DC-019-RACK-F-ODF-1 | 14 | 7
LNK-01944 | A | UT-DC-019-PE-T4-02 | UT-DC-019-PC-00065 | UT-DC-019-RACK-A-PP-F1 | 15 | UT-DC-019-RACK-A-TRK-1 | UT-DC-019-RACK-F-ODF-1 | 15 | 24
LNK-01966 | Z | UT-DC-019-PE-T4-04 | UT-DC-019-PC-00066 | UT-DC-019-RACK-A-PP-F1 | 16 | UT-DC-019-RACK-A-TRK-1 | UT-DC-019-RACK-F-ODF-1 | 16 | 1
LNK-02009 | Z | UT-DC-019-PE-T4-04 | UT-DC-019-PC-00067 | UT-DC-019-RACK-A-PP-F1 | 17 | UT-DC-019-RACK-A-TRK-1 | UT-DC-019-RACK-F-ODF-1 | 17 | 3
LNK-02024 | A | UT-DC-019-PE-T4-02 | UT-DC-019-PC-00068 | UT-DC-019-RACK-A-PP-F1 | 18 | UT-DC-019-RACK-A-TRK-1 | UT-DC-019-RACK-F-ODF-1 | 18 | 5
LNK-02035 | Z | UT-DC-019-PE-T4-01 | UT-DC-019-PC-00069 | UT-DC-019-RACK-A-PP-F1 | 19 | UT-DC-019-RACK-A-TRK-1 | UT-DC-019-RACK-F-ODF-1 | 19 | 8
LNK-02081 | Z | UT-DC-019-PE-T4-03 | UT-DC-019-PC-00070 | UT-DC-019-RACK-A-PP-F1 | 20 | UT-DC-019-RACK-A-TRK-1 | UT-DC-019-RACK-F-ODF-1 | 20 | 10
LNK-01167 | A | CA-DC-020-PE-T4-01 | CA-DC-020-PC-00001
LNK-01167 | Z | CA-DC-020-PE-T4-02 | CA-DC-020-PC-00002
LNK-01172 | A | CA-DC-020-PE-T4-01 | CA-DC-020-PC-00003
LNK-01172 | Z | CA-DC-020-PE-T4-03 | CA-DC-020-PC-00004
LNK-01177 | A | CA-DC-020-PE-T4-01 | CA-DC-020-PC-00005
LNK-01177 | Z | CA-DC-020-PE-T4-04 | CA-DC-020-PC-00006
LNK-01182 | A | CA-DC-020-PE-T4-02 | CA-DC-020-PC-00007
LNK-01182 | Z | CA-DC-020-PE-T4-03 | CA-DC-020-PC-00008
LNK-01187 | A | CA-DC-020-PE-T4-02 | CA-DC-020-PC-00009
LNK-01187 | Z | CA-DC-020-PE-T4-04 | CA-DC-020-PC-00010
LNK-01192 | A | CA-DC-020-PE-T4-03 | CA-DC-020-PC-00011
LNK-01192 | Z | CA-DC-020-PE-T4-04 | CA-DC-020-PC-00012
LNK-01197 | A | CA-DC-020-AGG-R01 | CA-DC-020-PC-00013
LNK-01197 | Z | CA-DC-020-PE-T4-01 | CA-DC-020-PC-00014
LNK-01200 | A | CA-DC-020-AGG-R01 | CA-DC-020-PC-00015
LNK-01200 | Z | CA-DC-020-PE-T4-02 | CA-DC-020-PC-00016
LNK-01203 | A | CA-DC-020-AGG-R02 | CA-DC-020-PC-00017
LNK-01203 | Z | CA-DC-020-PE-T4-02 | CA-DC-020-PC-00018
LNK-01206 | A | CA-DC-020-AGG-R02 | CA-DC-020-PC-00019
LNK-01206 | Z | CA-DC-020-PE-T4-03 | CA-DC-020-PC-00020
LNK-01209 | A | CA-DC-020-AGG-R03 | CA-DC-020-PC-00021 | CA-DC-020-RACK-B-PP-F1 | 1 | CA-DC-020-RACK-B-TRK-1 | CA-DC-020-RACK-S-ODF-1 | 1
LNK-01209 | Z | CA-DC-020-PE-T4-03 | CA-DC-020-PC-00022 | CA-DC-020-RACK-A-PP-F1 | 1 | CA-DC-020-RACK-A-TRK-1 | CA-DC-020-RACK-S-ODF-1 | 2
LNK-01212 | A | CA-DC-020-AGG-R03 | CA-DC-020-PC-00023 | CA-DC-020-RACK-B-PP-F1 | 2 | CA-DC-020-RACK-B-TRK-2 | CA-DC-020-RACK-S-ODF-1 | 3
LNK-01212 | Z | CA-DC-020-PE-T4-04 | CA-DC-020-PC-00024 | CA-DC-020-RACK-A-PP-F1 | 2 | CA-DC-020-RACK-A-TRK-2 | CA-DC-020-RACK-S-ODF-1 | 4
LNK-01215 | A | CA-DC-020-OLA-01 | CA-DC-020-PC-00025
LNK-01215 | Z | CA-DC-020-AGG-R01 | CA-DC-020-PC-00026
LNK-01216 | A | CA-DC-020-OLA-02 | CA-DC-020-PC-00027
LNK-01216 | Z | CA-DC-020-AGG-R02 | CA-DC-020-PC-00028
LNK-01217 | A | CA-DC-020-FW-01 | CA-DC-020-PC-00029
LNK-01217 | Z | CA-DC-020-AGG-R01 | CA-DC-020-PC-00030
LNK-01218 | A | CA-DC-020-FW-01 | CA-DC-020-PC-00031
LNK-01218 | Z | CA-DC-020-AGG-R02 | CA-DC-020-PC-00032
LNK-01219 | A | CA-DC-020-FW-02 | CA-DC-020-PC-00033
LNK-01219 | Z | CA-DC-020-AGG-R02 | CA-DC-020-PC-00034
LNK-01220 | A | CA-DC-020-FW-02 | CA-DC-020-PC-00035 | CA-DC-020-RACK-A-PP-F1 | 3 | CA-DC-020-RACK-A-TRK-2 | CA-DC-020-RACK-S-ODF-1 | 5
LNK-01220 | Z | CA-DC-020-AGG-R03 | CA-DC-020-PC-00036 | CA-DC-020-RACK-B-PP-F1 | 3 | CA-DC-020-RACK-B-TRK-1 | CA-DC-020-RACK-S-ODF-1 | 6
LNK-01221 | A | CA-DC-020-MMR-SW-01 | CA-DC-020-PC-00037 | CA-DC-020-RACK-B-PP-F1 | 4 | CA-DC-020-RACK-B-TRK-1 | CA-DC-020-RACK-S-ODF-1 | 7
LNK-01221 | Z | CA-DC-020-AGG-R01 | CA-DC-020-PC-00038 | CA-DC-020-RACK-A-PP-F1 | 4 | CA-DC-020-RACK-A-TRK-1 | CA-DC-020-RACK-S-ODF-1 | 8
LNK-01222 | A | CA-DC-020-MMR-SW-01 | CA-DC-020-PC-00039 | CA-DC-020-RACK-B-PP-F1 | 5 | CA-DC-020-RACK-B-TRK-2 | CA-DC-020-RACK-S-ODF-1 | 9
LNK-01222 | Z | CA-DC-020-AGG-R01 | CA-DC-020-PC-00040 | CA-DC-020-RACK-A-PP-F1 | 5 | CA-DC-020-RACK-A-TRK-2 | CA-DC-020-RACK-S-ODF-1 | 10
LNK-01223 | A | CA-DC-020-MMR-SW-02 | CA-DC-020-PC-00041 | CA-DC-020-RACK-B-PP-F1 | 6 | CA-DC-020-RACK-B-TRK-1 | CA-DC-020-RACK-S-ODF-1 | 11
LNK-01223 | Z | CA-DC-020-AGG-R02 | CA-DC-020-PC-00042 | CA-DC-020-RACK-A-PP-F1 | 6 | CA-DC-020-RACK-A-TRK-2 | CA-DC-020-RACK-S-ODF-1 | 12
LNK-01224 | A | CA-DC-020-MMR-SW-02 | CA-DC-020-PC-00043 | CA-DC-020-RACK-B-PP-F1 | 7 | CA-DC-020-RACK-B-TRK-2 | CA-DC-020-RACK-S-ODF-1 | 13
LNK-01224 | Z | CA-DC-020-AGG-R02 | CA-DC-020-PC-00044 | CA-DC-020-RACK-A-PP-F1 | 7 | CA-DC-020-RACK-A-TRK-1 | CA-DC-020-RACK-S-ODF-1 | 14
LNK-01225 | A | CA-DC-020-MMR-SW-03 | CA-DC-020-PC-00045
LNK-01225 | Z | CA-DC-020-AGG-R03 | CA-DC-020-PC-00046
LNK-01226 | A | CA-DC-020-MMR-SW-03 | CA-DC-020-PC-00047
LNK-01226 | Z | CA-DC-020-AGG-R03 | CA-DC-020-PC-00048
LNK-01227 | A | CA-DC-020-MMR-SW-04 | CA-DC-020-PC-00049 | CA-DC-020-RACK-B-PP-F1 | 8 | CA-DC-020-RACK-B-TRK-1 | CA-DC-020-RACK-S-ODF-1 | 15
LNK-01227 | Z | CA-DC-020-AGG-R01 | CA-DC-020-PC-00050 | CA-DC-020-RACK-A-PP-F1 | 8 | CA-DC-020-RACK-A-TRK-1 | CA-DC-020-RACK-S-ODF-1 | 16
LNK-01228 | A | CA-DC-020-MMR-SW-04 | CA-DC-020-PC-00051 | CA-DC-020-RACK-B-PP-F1 | 9 | CA-DC-020-RACK-B-TRK-2 | CA-DC-020-RACK-S-ODF-1 | 17
LNK-01228 | Z | CA-DC-020-AGG-R01 | CA-DC-020-PC-00052 | CA-DC-020-RACK-A-PP-F1 | 9 | CA-DC-020-RACK-A-TRK-2 | CA-DC-020-RACK-S-ODF-1 | 18
LNK-01229 | A | CA-DC-020-MMR-SW-05 | CA-DC-020-PC-00053 | CA-DC-020-RACK-B-PP-F1 | 10 | CA-DC-020-RACK-B-TRK-1 | CA-DC-020-RACK-S-ODF-1 | 19
LNK-01229 | Z | CA-DC-020-AGG-R02 | CA-DC-020-PC-00054 | CA-DC-020-RACK-A-PP-F1 | 10 | CA-DC-020-RACK-A-TRK-2 | CA-DC-020-RACK-S-ODF-1 | 20
LNK-01230 | A | CA-DC-020-MMR-SW-05 | CA-DC-020-PC-00055 | CA-DC-020-RACK-B-PP-F1 | 11 | CA-DC-020-RACK-B-TRK-2 | CA-DC-020-RACK-S-ODF-1 | 21
LNK-01230 | Z | CA-DC-020-AGG-R02 | CA-DC-020-PC-00056 | CA-DC-020-RACK-A-PP-F1 | 11 | CA-DC-020-RACK-A-TRK-1 | CA-DC-020-RACK-S-ODF-1 | 22
LNK-01231 | A | CA-DC-020-MMR-SW-06 | CA-DC-020-PC-00057
LNK-01231 | Z | CA-DC-020-AGG-R03 | CA-DC-020-PC-00058
LNK-01232 | A | CA-DC-020-MMR-SW-06 | CA-DC-020-PC-00059
LNK-01232 | Z | CA-DC-020-AGG-R03 | CA-DC-020-PC-00060
LNK-01233 | A | CA-DC-020-MMR-SW-07 | CA-DC-020-PC-00061 | CA-DC-020-RACK-B-PP-F1 | 12 | CA-DC-020-RACK-B-TRK-1 | CA-DC-020-RACK-S-ODF-1 | 23
LNK-01233 | Z | CA-DC-020-AGG-R01 | CA-DC-020-PC-00062 | CA-DC-020-RACK-A-PP-F1 | 12 | CA-DC-020-RACK-A-TRK-1 | CA-DC-020-RACK-S-ODF-1 | 24
LNK-01234 | A | CA-DC-020-MMR-SW-07 | CA-DC-020-PC-00063 | CA-DC-020-RACK-B-PP-F1 | 13 | CA-DC-020-RACK-B-TRK-2 | CA-DC-020-RACK-S-ODF-2 | 1
LNK-01234 | Z | CA-DC-020-AGG-R01 | CA-DC-020-PC-00064 | CA-DC-020-RACK-A-PP-F1 | 13 | CA-DC-020-RACK-A-TRK-2 | CA-DC-020-RACK-S-ODF-2 | 2
LNK-01235 | A | CA-DC-020-MMR-SW-08 | CA-DC-020-PC-00065 | CA-DC-020-RACK-B-PP-F1 | 14 | CA-DC-020-RACK-B-TRK-1 | CA-DC-020-RACK-S-ODF-2 | 3
LNK-01235 | Z | CA-DC-020-AGG-R02 | CA-DC-020-PC-00066 | CA-DC-020-RACK-A-PP-F1 | 14 | CA-DC-020-RACK-A-TRK-2 | CA-DC-020-RACK-S-ODF-2 | 4
LNK-01236 | A | CA-DC-020-MMR-SW-08 | CA-DC-020-PC-00067 | CA-DC-020-RACK-B-PP-F1 | 15 | CA-DC-020-RACK-B-TRK-2 | CA-DC-020-RACK-S-ODF-2 | 5
LNK-01236 | Z | CA-DC-020-AGG-R02 | CA-DC-020-PC-00068 | CA-DC-020-RACK-A-PP-F1 | 15 | CA-DC-020-RACK-A-TRK-1 | CA-DC-020-RACK-S-ODF-2 | 6
LNK-01237 | A | CA-DC-020-TOR-001 | CA-DC-020-PC-00069
LNK-01237 | Z | CA-DC-020-MMR-SW-01 | CA-DC-020-PC-00070
LNK-01238 | A | CA-DC-020-TOR-001 | CA-DC-020-PC-00071
LNK-01238 | Z | CA-DC-020-MMR-SW-02 | CA-DC-020-PC-00072
LNK-01239 | A | CA-DC-020-TOR-002 | CA-DC-020-PC-00073
LNK-01239 | Z | CA-DC-020-MMR-SW-02 | CA-DC-020-PC-00074
LNK-01240 | A | CA-DC-020-TOR-002 | CA-DC-020-PC-00075
LNK-01240 | Z | CA-DC-020-MMR-SW-03 | CA-DC-020-PC-00076
LNK-01241 | A | CA-DC-020-TOR-003 | CA-DC-020-PC-00077
LNK-01241 | Z | CA-DC-020-MMR-SW-03 | CA-DC-020-PC-00078
LNK-01242 | A | CA-DC-020-TOR-003 | CA-DC-020-PC-00079
LNK-01242 | Z | CA-DC-020-MMR-SW-04 | CA-DC-020-PC-00080
LNK-01243 | A | CA-DC-020-TOR-004 | CA-DC-020-PC-00081
LNK-01243 | Z | CA-DC-020-MMR-SW-04 | CA-DC-020-PC-00082
LNK-01244 | A | CA-DC-020-TOR-004 | CA-DC-020-PC-00083
LNK-01244 | Z | CA-DC-020-MMR-SW-05 | CA-DC-020-PC-00084
LNK-01245 | A | CA-DC-020-TOR-005 | CA-DC-020-PC-00085
LNK-01245 | Z | CA-DC-020-MMR-SW-05 | CA-DC-020-PC-00086
LNK-01246 | A | CA-DC-020-TOR-005 | CA-DC-020-PC-00087
LNK-01246 | Z | CA-DC-020-MMR-SW-06 | CA-DC-020-PC-00088
LNK-01247 | A | CA-DC-020-TOR-006 | CA-DC-020-PC-00089
LNK-01247 | Z | CA-DC-020-MMR-SW-06 | CA-DC-020-PC-00090
LNK-01248 | A | CA-DC-020-TOR-006 | CA-DC-020-PC-00091
LNK-01248 | Z | CA-DC-020-MMR-SW-07 | CA-DC-020-PC-00092
LNK-01535 | A | CA-DC-020-PE-T4-02 | CA-DC-020-PC-00093 | CA-DC-020-RACK-A-PP-F1 | 16 | CA-DC-020-RACK-A-TRK-2 | CA-DC-020-RACK-S-ODF-2 | 7 | 1
LNK-01579 | A | CA-DC-020-PE-T4-03 | CA-DC-020-PC-00094 | CA-DC-020-RACK-A-PP-F1 | 17 | CA-DC-020-RACK-A-TRK-2 | CA-DC-020-RACK-S-ODF-2 | 8 | 3
LNK-01595 | A | CA-DC-020-PE-T4-03 | CA-DC-020-PC-00095 | CA-DC-020-RACK-A-PP-F1 | 18 | CA-DC-020-RACK-A-TRK-1 | CA-DC-020-RACK-S-ODF-2 | 9 | 5
LNK-01611 | A | CA-DC-020-PE-T4-01 | CA-DC-020-PC-00096 | CA-DC-020-RACK-A-PP-F1 | 19 | CA-DC-020-RACK-A-TRK-1 | CA-DC-020-RACK-S-ODF-2 | 10 | 8
LNK-01671 | A | CA-DC-020-PE-T4-02 | CA-DC-020-PC-00097 | CA-DC-020-RACK-A-PP-F1 | 20 | CA-DC-020-RACK-A-TRK-1 | CA-DC-020-RACK-S-ODF-2 | 11 | 10
LNK-01682 | Z | CA-DC-020-PE-T4-01 | CA-DC-020-PC-00098 | CA-DC-020-RACK-A-PP-F1 | 21 | CA-DC-020-RACK-A-TRK-2 | CA-DC-020-RACK-S-ODF-2 | 12 | 7
LNK-01709 | A | CA-DC-020-PE-T4-04 | CA-DC-020-PC-00099 | CA-DC-020-RACK-A-PP-F1 | 22 | CA-DC-020-RACK-A-TRK-1 | CA-DC-020-RACK-S-ODF-2 | 13 | 17
LNK-01713 | A | CA-DC-020-PE-T4-03 | CA-DC-020-PC-00100 | CA-DC-020-RACK-A-PP-F1 | 23 | CA-DC-020-RACK-A-TRK-2 | CA-DC-020-RACK-S-ODF-2 | 14 | 18
LNK-01716 | A | CA-DC-020-PE-T4-01 | CA-DC-020-PC-00101 | CA-DC-020-RACK-A-PP-F1 | 24 | CA-DC-020-RACK-A-TRK-1 | CA-DC-020-RACK-S-ODF-2 | 15 | 19
LNK-01799 | Z | CA-DC-020-PE-T4-02 | CA-DC-020-PC-00102 | CA-DC-020-RACK-A-PP-F2 | 1 | CA-DC-020-RACK-A-TRK-2 | CA-DC-020-RACK-S-ODF-2 | 16 | 20
LNK-01856 | Z | CA-DC-020-PE-T4-03 | CA-DC-020-PC-00103 | CA-DC-020-RACK-A-PP-F2 | 2 | CA-DC-020-RACK-A-TRK-1 | CA-DC-020-RACK-S-ODF-2 | 17 | 21
LNK-01858 | A | CA-DC-020-PE-T4-04 | CA-DC-020-PC-00104 | CA-DC-020-RACK-A-PP-F2 | 3 | CA-DC-020-RACK-A-TRK-2 | CA-DC-020-RACK-S-ODF-2 | 18 | 22
LNK-01938 | Z | CA-DC-020-PE-T4-02 | CA-DC-020-PC-00105 | CA-DC-020-RACK-A-PP-F2 | 4 | CA-DC-020-RACK-A-TRK-1 | CA-DC-020-RACK-S-ODF-2 | 19 | 23
LNK-01941 | A | CA-DC-020-PE-T4-04 | CA-DC-020-PC-00106 | CA-DC-020-RACK-A-PP-F2 | 5 | CA-DC-020-RACK-A-TRK-1 | CA-DC-020-RACK-S-ODF-2 | 20 | 24
LNK-01970 | A | CA-DC-020-PE-T4-04 | CA-DC-020-PC-00107 | CA-DC-020-RACK-A-PP-F2 | 6 | CA-DC-020-RACK-A-TRK-2 | CA-DC-020-RACK-S-ODF-2 | 21 | 1
LNK-01996 | A | CA-DC-020-PE-T4-02 | CA-DC-020-PC-00108 | CA-DC-020-RACK-A-PP-F2 | 7 | CA-DC-020-RACK-A-TRK-2 | CA-DC-020-RACK-S-ODF-2 | 22 | 3
LNK-01998 | Z | CA-DC-020-PE-T4-04 | CA-DC-020-PC-00109 | CA-DC-020-RACK-A-PP-F2 | 8 | CA-DC-020-RACK-A-TRK-1 | CA-DC-020-RACK-S-ODF-2 | 23 | 5
LNK-02040 | Z | CA-DC-020-PE-T4-01 | CA-DC-020-PC-00110 | CA-DC-020-RACK-A-PP-F2 | 9 | CA-DC-020-RACK-A-TRK-2 | CA-DC-020-RACK-S-ODF-2 | 24 | 4
LNK-02074 | A | CA-DC-020-PE-T4-01 | CA-DC-020-PC-00111 | CA-DC-020-RACK-A-PP-F2 | 10 | CA-DC-020-RACK-A-TRK-1 | CA-DC-020-RACK-S-ODF-3 | 1 | 8
LNK-02087 | Z | CA-DC-020-PE-T4-03 | CA-DC-020-PC-00112 | CA-DC-020-RACK-A-PP-F2 | 11 | CA-DC-020-RACK-A-TRK-2 | CA-DC-020-RACK-S-ODF-3 | 2 | 10
LNK-01249 | A | CA-DC-021-PE-T4-01 | CA-DC-021-PC-00001
LNK-01249 | Z | CA-DC-021-PE-T4-02 | CA-DC-021-PC-00002
LNK-01254 | A | CA-DC-021-PE-T4-01 | CA-DC-021-PC-00003
LNK-01254 | Z | CA-DC-021-PE-T4-03 | CA-DC-021-PC-00004
LNK-01259 | A | CA-DC-021-PE-T4-01 | CA-DC-021-PC-00005
LNK-01259 | Z | CA-DC-021-PE-T4-04 | CA-DC-021-PC-00006
LNK-01264 | A | CA-DC-021-PE-T4-02 | CA-DC-021-PC-00007
LNK-01264 | Z | CA-DC-021-PE-T4-03 | CA-DC-021-PC-00008
LNK-01269 | A | CA-DC-021-PE-T4-02 | CA-DC-021-PC-00009
LNK-01269 | Z | CA-DC-021-PE-T4-04 | CA-DC-021-PC-00010
LNK-01274 | A | CA-DC-021-PE-T4-03 | CA-DC-021-PC-00011
LNK-01274 | Z | CA-DC-021-PE-T4-04 | CA-DC-021-PC-00012
LNK-01279 | A | CA-DC-021-AGG-R01 | CA-DC-021-PC-00013
LNK-01279 | Z | CA-DC-021-PE-T4-01 | CA-DC-021-PC-00014
LNK-01282 | A | CA-DC-021-AGG-R01 | CA-DC-021-PC-00015
LNK-01282 | Z | CA-DC-021-PE-T4-02 | CA-DC-021-PC-00016
LNK-01285 | A | CA-DC-021-AGG-R02 | CA-DC-021-PC-00017
LNK-01285 | Z | CA-DC-021-PE-T4-02 | CA-DC-021-PC-00018
LNK-01288 | A | CA-DC-021-AGG-R02 | CA-DC-021-PC-00019
LNK-01288 | Z | CA-DC-021-PE-T4-03 | CA-DC-021-PC-00020
LNK-01291 | A | CA-DC-021-OLA-01 | CA-DC-021-PC-00021
LNK-01291 | Z | CA-DC-021-AGG-R01 | CA-DC-021-PC-00022
LNK-01292 | A | CA-DC-021-OLA-02 | CA-DC-021-PC-00023
LNK-01292 | Z | CA-DC-021-AGG-R02 | CA-DC-021-PC-00024
LNK-01293 | A | CA-DC-021-FW-01 | CA-DC-021-PC-00025
LNK-01293 | Z | CA-DC-021-AGG-R01 | CA-DC-021-PC-00026
LNK-01294 | A | CA-DC-021-FW-01 | CA-DC-021-PC-00027
LNK-01294 | Z | CA-DC-021-AGG-R02 | CA-DC-021-PC-00028
LNK-01295 | A | CA-DC-021-MMR-SW-01 | CA-DC-021-PC-00029
LNK-01295 | Z | CA-DC-021-AGG-R01 | CA-DC-021-PC-00030
LNK-01296 | A | CA-DC-021-MMR-SW-01 | CA-DC-021-PC-00031
LNK-01296 | Z | CA-DC-021-AGG-R02 | CA-DC-021-PC-00032
LNK-01297 | A | CA-DC-021-MMR-SW-02 | CA-DC-021-PC-00033
LNK-01297 | Z | CA-DC-021-AGG-R02 | CA-DC-021-PC-00034
LNK-01298 | A | CA-DC-021-MMR-SW-02 | CA-DC-021-PC-00035
LNK-01298 | Z | CA-DC-021-AGG-R01 | CA-DC-021-PC-00036
LNK-01299 | A | CA-DC-021-MMR-SW-03 | CA-DC-021-PC-00037
LNK-01299 | Z | CA-DC-021-AGG-R01 | CA-DC-021-PC-00038
LNK-01300 | A | CA-DC-021-MMR-SW-03 | CA-DC-021-PC-00039
LNK-01300 | Z | CA-DC-021-AGG-R02 | CA-DC-021-PC-00040
LNK-01301 | A | CA-DC-021-MMR-SW-04 | CA-DC-021-PC-00041
LNK-01301 | Z | CA-DC-021-AGG-R02 | CA-DC-021-PC-00042
LNK-01302 | A | CA-DC-021-MMR-SW-04 | CA-DC-021-PC-00043
LNK-01302 | Z | CA-DC-021-AGG-R01 | CA-DC-021-PC-00044
LNK-01303 | A | CA-DC-021-MMR-SW-05 | CA-DC-021-PC-00045
LNK-01303 | Z | CA-DC-021-AGG-R01 | CA-DC-021-PC-00046
LNK-01304 | A | CA-DC-021-MMR-SW-05 | CA-DC-021-PC-00047
LNK-01304 | Z | CA-DC-021-AGG-R02 | CA-DC-021-PC-00048
LNK-01305 | A | CA-DC-021-MMR-SW-06 | CA-DC-021-PC-00049
LNK-01305 | Z | CA-DC-021-AGG-R02 | CA-DC-021-PC-00050
LNK-01306 | A | CA-DC-021-MMR-SW-06 | CA-DC-021-PC-00051
LNK-01306 | Z | CA-DC-021-AGG-R01 | CA-DC-021-PC-00052
LNK-01307 | A | CA-DC-021-TOR-001 | CA-DC-021-PC-00053
LNK-01307 | Z | CA-DC-021-MMR-SW-01 | CA-DC-021-PC-00054
LNK-01308 | A | CA-DC-021-TOR-001 | CA-DC-021-PC-00055
LNK-01308 | Z | CA-DC-021-MMR-SW-02 | CA-DC-021-PC-00056
LNK-01309 | A | CA-DC-021-TOR-002 | CA-DC-021-PC-00057
LNK-01309 | Z | CA-DC-021-MMR-SW-02 | CA-DC-021-PC-00058
LNK-01310 | A | CA-DC-021-TOR-002 | CA-DC-021-PC-00059
LNK-01310 | Z | CA-DC-021-MMR-SW-03 | CA-DC-021-PC-00060
LNK-01311 | A | CA-DC-021-TOR-003 | CA-DC-021-PC-00061 | CA-DC-021-RACK-B-PP-F1 | 1 | CA-DC-021-RACK-B-TRK-1 | CA-DC-021-RACK-M-ODF-1 | 1
LNK-01311 | Z | CA-DC-021-MMR-SW-03 | CA-DC-021-PC-00062 | CA-DC-021-RACK-A-PP-F1 | 1 | CA-DC-021-RACK-A-TRK-2 | CA-DC-021-RACK-M-ODF-1 | 2
LNK-01312 | A | CA-DC-021-TOR-003 | CA-DC-021-PC-00063 | CA-DC-021-RACK-B-PP-F1 | 2 | CA-DC-021-RACK-B-TRK-2 | CA-DC-021-RACK-M-ODF-1 | 3
LNK-01312 | Z | CA-DC-021-MMR-SW-04 | CA-DC-021-PC-00064 | CA-DC-021-RACK-A-PP-F1 | 2 | CA-DC-021-RACK-A-TRK-1 | CA-DC-021-RACK-M-ODF-1 | 4
LNK-01313 | A | CA-DC-021-TOR-004 | CA-DC-021-PC-00065 | CA-DC-021-RACK-B-PP-F1 | 3 | CA-DC-021-RACK-B-TRK-1 | CA-DC-021-RACK-M-ODF-1 | 5
LNK-01313 | Z | CA-DC-021-MMR-SW-04 | CA-DC-021-PC-00066 | CA-DC-021-RACK-A-PP-F1 | 3 | CA-DC-021-RACK-A-TRK-2 | CA-DC-021-RACK-M-ODF-1 | 6
LNK-01314 | A | CA-DC-021-TOR-004 | CA-DC-021-PC-00067 | CA-DC-021-RACK-B-PP-F1 | 4 | CA-DC-021-RACK-B-TRK-2 | CA-DC-021-RACK-M-ODF-1 | 7
LNK-01314 | Z | CA-DC-021-MMR-SW-05 | CA-DC-021-PC-00068 | CA-DC-021-RACK-A-PP-F1 | 4 | CA-DC-021-RACK-A-TRK-1 | CA-DC-021-RACK-M-ODF-1 | 8
LNK-01527 | Z | CA-DC-021-PE-T4-02 | CA-DC-021-PC-00069 | CA-DC-021-RACK-A-PP-F1 | 5 | CA-DC-021-RACK-A-TRK-2 | CA-DC-021-RACK-M-ODF-1 | 9 | 1
LNK-01532 | Z | CA-DC-021-PE-T4-02 | CA-DC-021-PC-00070 | CA-DC-021-RACK-A-PP-F1 | 6 | CA-DC-021-RACK-A-TRK-1 | CA-DC-021-RACK-M-ODF-1 | 10 | 3
LNK-01569 | A | CA-DC-021-PE-T4-04 | CA-DC-021-PC-00071 | CA-DC-021-RACK-A-PP-F1 | 7 | CA-DC-021-RACK-A-TRK-2 | CA-DC-021-RACK-M-ODF-1 | 11 | 5
LNK-01593 | Z | CA-DC-021-PE-T4-03 | CA-DC-021-PC-00072 | CA-DC-021-RACK-A-PP-F1 | 8 | CA-DC-021-RACK-A-TRK-1 | CA-DC-021-RACK-M-ODF-1 | 12 | 8
LNK-01647 | Z | CA-DC-021-PE-T4-02 | CA-DC-021-PC-00073 | CA-DC-021-RACK-A-PP-F1 | 9 | CA-DC-021-RACK-A-TRK-2 | CA-DC-021-RACK-M-ODF-1 | 13 | 10
LNK-01677 | A | CA-DC-021-PE-T4-01 | CA-DC-021-PC-00074 | CA-DC-021-RACK-A-PP-F1 | 10 | CA-DC-021-RACK-A-TRK-1 | CA-DC-021-RACK-M-ODF-1 | 14 | 17
LNK-01682 | A | CA-DC-021-PE-T4-02 | CA-DC-021-PC-00075 | CA-DC-021-RACK-A-PP-F1 | 11 | CA-DC-021-RACK-A-TRK-1 | CA-DC-021-RACK-M-ODF-1 | 15 | 18
LNK-01709 | Z | CA-DC-021-PE-T4-01 | CA-DC-021-PC-00076 | CA-DC-021-RACK-A-PP-F1 | 12 | CA-DC-021-RACK-A-TRK-2 | CA-DC-021-RACK-M-ODF-1 | 16 | 4
LNK-01718 | A | CA-DC-021-PE-T4-03 | CA-DC-021-PC-00077 | CA-DC-021-RACK-A-PP-F1 | 13 | CA-DC-021-RACK-A-TRK-2 | CA-DC-021-RACK-M-ODF-1 | 17 | 19
LNK-01761 | A | CA-DC-021-PE-T4-01 | CA-DC-021-PC-00078 | CA-DC-021-RACK-A-PP-F1 | 14 | CA-DC-021-RACK-A-TRK-1 | CA-DC-021-RACK-M-ODF-1 | 18 | 20
LNK-01763 | Z | CA-DC-021-PE-T4-03 | CA-DC-021-PC-00079 | CA-DC-021-RACK-A-PP-F1 | 15 | CA-DC-021-RACK-A-TRK-1 | CA-DC-021-RACK-M-ODF-1 | 19 | 21
LNK-01769 | Z | CA-DC-021-PE-T4-04 | CA-DC-021-PC-00080 | CA-DC-021-RACK-A-PP-F1 | 16 | CA-DC-021-RACK-A-TRK-1 | CA-DC-021-RACK-M-ODF-1 | 20 | 22
LNK-01771 | A | CA-DC-021-PE-T4-04 | CA-DC-021-PC-00081 | CA-DC-021-RACK-A-PP-F1 | 17 | CA-DC-021-RACK-A-TRK-2 | CA-DC-021-RACK-M-ODF-1 | 21 | 23
LNK-01839 | Z | CA-DC-021-PE-T4-02 | CA-DC-021-PC-00082 | CA-DC-021-RACK-A-PP-F1 | 18 | CA-DC-021-RACK-A-TRK-2 | CA-DC-021-RACK-M-ODF-1 | 22 | 24
LNK-01851 | Z | CA-DC-021-PE-T4-01 | CA-DC-021-PC-00083 | CA-DC-021-RACK-A-PP-F1 | 19 | CA-DC-021-RACK-A-TRK-2 | CA-DC-021-RACK-M-ODF-1 | 23 | 7
LNK-01880 | A | CA-DC-021-PE-T4-01 | CA-DC-021-PC-00084 | CA-DC-021-RACK-A-PP-F1 | 20 | CA-DC-021-RACK-A-TRK-1 | CA-DC-021-RACK-M-ODF-1 | 24 | 1
LNK-01915 | Z | CA-DC-021-PE-T4-04 | CA-DC-021-PC-00085 | CA-DC-021-RACK-A-PP-F1 | 21 | CA-DC-021-RACK-A-TRK-1 | CA-DC-021-RACK-M-ODF-2 | 1 | 3
LNK-02063 | A | CA-DC-021-PE-T4-03 | CA-DC-021-PC-00086 | CA-DC-021-RACK-A-PP-F1 | 22 | CA-DC-021-RACK-A-TRK-2 | CA-DC-021-RACK-M-ODF-2 | 2 | 5
LNK-02081 | A | CA-DC-021-PE-T4-03 | CA-DC-021-PC-00087 | CA-DC-021-RACK-A-PP-F1 | 23 | CA-DC-021-RACK-A-TRK-1 | CA-DC-021-RACK-M-ODF-2 | 3 | 8
LNK-02092 | A | CA-DC-021-PE-T4-04 | CA-DC-021-PC-00088 | CA-DC-021-RACK-A-PP-F1 | 24 | CA-DC-021-RACK-A-TRK-2 | CA-DC-021-RACK-M-ODF-2 | 4 | 10
LNK-01315 | A | TX-DC-022-PE-T4-01 | TX-DC-022-PC-00001
LNK-01315 | Z | TX-DC-022-PE-T4-02 | TX-DC-022-PC-00002
LNK-01320 | A | TX-DC-022-PE-T4-01 | TX-DC-022-PC-00003
LNK-01320 | Z | TX-DC-022-PE-T4-03 | TX-DC-022-PC-00004
LNK-01325 | A | TX-DC-022-PE-T4-01 | TX-DC-022-PC-00005
LNK-01325 | Z | TX-DC-022-PE-T4-04 | TX-DC-022-PC-00006
LNK-01330 | A | TX-DC-022-PE-T4-02 | TX-DC-022-PC-00007
LNK-01330 | Z | TX-DC-022-PE-T4-03 | TX-DC-022-PC-00008
LNK-01335 | A | TX-DC-022-PE-T4-02 | TX-DC-022-PC-00009
LNK-01335 | Z | TX-DC-022-PE-T4-04 | TX-DC-022-PC-00010
LNK-01340 | A | TX-DC-022-PE-T4-03 | TX-DC-022-PC-00011
LNK-01340 | Z | TX-DC-022-PE-T4-04 | TX-DC-022-PC-00012
LNK-01345 | A | TX-DC-022-AGG-R01 | TX-DC-022-PC-00013
LNK-01345 | Z | TX-DC-022-PE-T4-01 | TX-DC-022-PC-00014
LNK-01348 | A | TX-DC-022-AGG-R01 | TX-DC-022-PC-00015
LNK-01348 | Z | TX-DC-022-PE-T4-02 | TX-DC-022-PC-00016
LNK-01351 | A | TX-DC-022-AGG-R02 | TX-DC-022-PC-00017
LNK-01351 | Z | TX-DC-022-PE-T4-02 | TX-DC-022-PC-00018
LNK-01354 | A | TX-DC-022-AGG-R02 | TX-DC-022-PC-00019
LNK-01354 | Z | TX-DC-022-PE-T4-03 | TX-DC-022-PC-00020
LNK-01357 | A | TX-DC-022-AGG-R03 | TX-DC-022-PC-00021
LNK-01357 | Z | TX-DC-022-PE-T4-03 | TX-DC-022-PC-00022
LNK-01360 | A | TX-DC-022-AGG-R03 | TX-DC-022-PC-00023
LNK-01360 | Z | TX-DC-022-PE-T4-04 | TX-DC-022-PC-00024
LNK-01363 | A | TX-DC-022-OLA-01 | TX-DC-022-PC-00025
LNK-01363 | Z | TX-DC-022-AGG-R01 | TX-DC-022-PC-00026
LNK-01364 | A | TX-DC-022-OLA-02 | TX-DC-022-PC-00027
LNK-01364 | Z | TX-DC-022-AGG-R02 | TX-DC-022-PC-00028
LNK-01365 | A | TX-DC-022-FW-01 | TX-DC-022-PC-00029
LNK-01365 | Z | TX-DC-022-AGG-R01 | TX-DC-022-PC-00030
LNK-01366 | A | TX-DC-022-FW-01 | TX-DC-022-PC-00031
LNK-01366 | Z | TX-DC-022-AGG-R02 | TX-DC-022-PC-00032
LNK-01367 | A | TX-DC-022-MMR-SW-01 | TX-DC-022-PC-00033
LNK-01367 | Z | TX-DC-022-AGG-R01 | TX-DC-022-PC-00034
LNK-01368 | A | TX-DC-022-MMR-SW-01 | TX-DC-022-PC-00035
LNK-01368 | Z | TX-DC-022-AGG-R01 | TX-DC-022-PC-00036
LNK-01369 | A | TX-DC-022-MMR-SW-02 | TX-DC-022-PC-00037
LNK-01369 | Z | TX-DC-022-AGG-R02 | TX-DC-022-PC-00038
LNK-01370 | A | TX-DC-022-MMR-SW-02 | TX-DC-022-PC-00039
LNK-01370 | Z | TX-DC-022-AGG-R02 | TX-DC-022-PC-00040
LNK-01371 | A | TX-DC-022-MMR-SW-03 | TX-DC-022-PC-00041
LNK-01371 | Z | TX-DC-022-AGG-R03 | TX-DC-022-PC-00042
LNK-01372 | A | TX-DC-022-MMR-SW-03 | TX-DC-022-PC-00043
LNK-01372 | Z | TX-DC-022-AGG-R03 | TX-DC-022-PC-00044
LNK-01373 | A | TX-DC-022-MMR-SW-04 | TX-DC-022-PC-00045
LNK-01373 | Z | TX-DC-022-AGG-R01 | TX-DC-022-PC-00046
LNK-01374 | A | TX-DC-022-MMR-SW-04 | TX-DC-022-PC-00047
LNK-01374 | Z | TX-DC-022-AGG-R01 | TX-DC-022-PC-00048
LNK-01375 | A | TX-DC-022-MMR-SW-05 | TX-DC-022-PC-00049 | TX-DC-022-RACK-B-PP-F1 | 1 | TX-DC-022-RACK-B-TRK-1 | TX-DC-022-RACK-S-ODF-1 | 1
LNK-01375 | Z | TX-DC-022-AGG-R02 | TX-DC-022-PC-00050 | TX-DC-022-RACK-A-PP-F1 | 1 | TX-DC-022-RACK-A-TRK-1 | TX-DC-022-RACK-S-ODF-1 | 2
LNK-01376 | A | TX-DC-022-MMR-SW-05 | TX-DC-022-PC-00051 | TX-DC-022-RACK-B-PP-F1 | 2 | TX-DC-022-RACK-B-TRK-2 | TX-DC-022-RACK-S-ODF-1 | 3
LNK-01376 | Z | TX-DC-022-AGG-R02 | TX-DC-022-PC-00052 | TX-DC-022-RACK-A-PP-F1 | 2 | TX-DC-022-RACK-A-TRK-2 | TX-DC-022-RACK-S-ODF-1 | 4
LNK-01377 | A | TX-DC-022-MMR-SW-06 | TX-DC-022-PC-00053 | TX-DC-022-RACK-B-PP-F1 | 3 | TX-DC-022-RACK-B-TRK-1 | TX-DC-022-RACK-S-ODF-1 | 5
LNK-01377 | Z | TX-DC-022-AGG-R03 | TX-DC-022-PC-00054 | TX-DC-022-RACK-A-PP-F1 | 3 | TX-DC-022-RACK-A-TRK-1 | TX-DC-022-RACK-S-ODF-1 | 6
LNK-01378 | A | TX-DC-022-MMR-SW-06 | TX-DC-022-PC-00055 | TX-DC-022-RACK-B-PP-F1 | 4 | TX-DC-022-RACK-B-TRK-2 | TX-DC-022-RACK-S-ODF-1 | 7
LNK-01378 | Z | TX-DC-022-AGG-R03 | TX-DC-022-PC-00056 | TX-DC-022-RACK-A-PP-F1 | 4 | TX-DC-022-RACK-A-TRK-2 | TX-DC-022-RACK-S-ODF-1 | 8
LNK-01379 | A | TX-DC-022-MMR-SW-07 | TX-DC-022-PC-00057 | TX-DC-022-RACK-B-PP-F1 | 5 | TX-DC-022-RACK-B-TRK-1 | TX-DC-022-RACK-S-ODF-1 | 9
LNK-01379 | Z | TX-DC-022-AGG-R01 | TX-DC-022-PC-00058 | TX-DC-022-RACK-A-PP-F1 | 5 | TX-DC-022-RACK-A-TRK-1 | TX-DC-022-RACK-S-ODF-1 | 10
LNK-01380 | A | TX-DC-022-MMR-SW-07 | TX-DC-022-PC-00059 | TX-DC-022-RACK-B-PP-F1 | 6 | TX-DC-022-RACK-B-TRK-2 | TX-DC-022-RACK-S-ODF-1 | 11
LNK-01380 | Z | TX-DC-022-AGG-R01 | TX-DC-022-PC-00060 | TX-DC-022-RACK-A-PP-F1 | 6 | TX-DC-022-RACK-A-TRK-2 | TX-DC-022-RACK-S-ODF-1 | 12
LNK-01381 | A | TX-DC-022-TOR-001 | TX-DC-022-PC-00061 | TX-DC-022-RACK-B-PP-F1 | 7 | TX-DC-022-RACK-B-TRK-1 | TX-DC-022-RACK-S-ODF-1 | 13
LNK-01381 | Z | TX-DC-022-MMR-SW-01 | TX-DC-022-PC-00062 | TX-DC-022-RACK-A-PP-F1 | 7 | TX-DC-022-RACK-A-TRK-1 | TX-DC-022-RACK-S-ODF-1 | 14
LNK-01382 | A | TX-DC-022-TOR-001 | TX-DC-022-PC-00063 | TX-DC-022-RACK-B-PP-F1 | 8 | TX-DC-022-RACK-B-TRK-2 | TX-DC-022-RACK-S-ODF-1 | 15
LNK-01382 | Z | TX-DC-022-MMR-SW-02 | TX-DC-022-PC-00064 | TX-DC-022-RACK-A-PP-F1 | 8 | TX-DC-022-RACK-A-TRK-1 | TX-DC-022-RACK-S-ODF-1 | 16
LNK-01383 | A | TX-DC-022-TOR-002 | TX-DC-022-PC-00065 | TX-DC-022-RACK-B-PP-F1 | 9 | TX-DC-022-RACK-B-TRK-1 | TX-DC-022-RACK-S-ODF-1 | 17
LNK-01383 | Z | TX-DC-022-MMR-SW-02 | TX-DC-022-PC-00066 | TX-DC-022-RACK-A-PP-F1 | 9 | TX-DC-022-RACK-A-TRK-2 | TX-DC-022-RACK-S-ODF-1 | 18
LNK-01384 | A | TX-DC-022-TOR-002 | TX-DC-022-PC-00067 | TX-DC-022-RACK-B-PP-F1 | 10 | TX-DC-022-RACK-B-TRK-2 | TX-DC-022-RACK-S-ODF-1 | 19
LNK-01384 | Z | TX-DC-022-MMR-SW-03 | TX-DC-022-PC-00068 | TX-DC-022-RACK-A-PP-F1 | 10 | TX-DC-022-RACK-A-TRK-1 | TX-DC-022-RACK-S-ODF-1 | 20
LNK-01385 | A | TX-DC-022-TOR-003 | TX-DC-022-PC-00069 | TX-DC-022-RACK-B-PP-F1 | 11 | TX-DC-022-RACK-B-TRK-1 | TX-DC-022-RACK-S-ODF-1 | 21
LNK-01385 | Z | TX-DC-022-MMR-SW-03 | TX-DC-022-PC-00070 | TX-DC-022-RACK-A-PP-F1 | 11 | TX-DC-022-RACK-A-TRK-2 | TX-DC-022-RACK-S-ODF-1 | 22
LNK-01386 | A | TX-DC-022-TOR-003 | TX-DC-022-PC-00071 | TX-DC-022-RACK-B-PP-F1 | 12 | TX-DC-022-RACK-B-TRK-2 | TX-DC-022-RACK-S-ODF-1 | 23
LNK-01386 | Z | TX-DC-022-MMR-SW-04 | TX-DC-022-PC-00072 | TX-DC-022-RACK-A-PP-F1 | 12 | TX-DC-022-RACK-A-TRK-1 | TX-DC-022-RACK-S-ODF-1 | 24
LNK-01387 | A | TX-DC-022-TOR-004 | TX-DC-022-PC-00073 | TX-DC-022-RACK-B-PP-F1 | 13 | TX-DC-022-RACK-B-TRK-1 | TX-DC-022-RACK-S-ODF-2 | 1
LNK-01387 | Z | TX-DC-022-MMR-SW-04 | TX-DC-022-PC-00074 | TX-DC-022-RACK-A-PP-F1 | 13 | TX-DC-022-RACK-A-TRK-2 | TX-DC-022-RACK-S-ODF-2 | 2
LNK-01388 | A | TX-DC-022-TOR-004 | TX-DC-022-PC-00075
LNK-01388 | Z | TX-DC-022-MMR-SW-05 | TX-DC-022-PC-00076
LNK-01389 | A | TX-DC-022-TOR-005 | TX-DC-022-PC-00077
LNK-01389 | Z | TX-DC-022-MMR-SW-05 | TX-DC-022-PC-00078
LNK-01390 | A | TX-DC-022-TOR-005 | TX-DC-022-PC-00079
LNK-01390 | Z | TX-DC-022-MMR-SW-06 | TX-DC-022-PC-00080
LNK-01553 | A | TX-DC-022-PE-T4-04 | TX-DC-022-PC-00081 | TX-DC-022-RACK-A-PP-F1 | 14 | TX-DC-022-RACK-A-TRK-1 | TX-DC-022-RACK-S-ODF-2 | 3 | 1
LNK-01563 | A | TX-DC-022-PE-T4-02 | TX-DC-022-PC-00082 | TX-DC-022-RACK-A-PP-F1 | 15 | TX-DC-022-RACK-A-TRK-2 | TX-DC-022-RACK-S-ODF-2 | 4 | 3
LNK-01614 | Z | TX-DC-022-PE-T4-01 | TX-DC-022-PC-00083 | TX-DC-022-RACK-A-PP-F1 | 16 | TX-DC-022-RACK-A-TRK-1 | TX-DC-022-RACK-S-ODF-2 | 5 | 5
LNK-01616 | Z | TX-DC-022-PE-T4-02 | TX-DC-022-PC-00084 | TX-DC-022-RACK-A-PP-F1 | 17 | TX-DC-022-RACK-A-TRK-1 | TX-DC-022-RACK-S-ODF-2 | 6 | 8
LNK-01620 | A | TX-DC-022-PE-T4-01 | TX-DC-022-PC-00085 | TX-DC-022-RACK-A-PP-F1 | 18 | TX-DC-022-RACK-A-TRK-2 | TX-DC-022-RACK-S-ODF-2 | 7 | 10
LNK-01622 | Z | TX-DC-022-PE-T4-04 | TX-DC-022-PC-00086 | TX-DC-022-RACK-A-PP-F1 | 19 | TX-DC-022-RACK-A-TRK-2 | TX-DC-022-RACK-S-ODF-2 | 8 | 17
LNK-01625 | A | TX-DC-022-PE-T4-04 | TX-DC-022-PC-00087 | TX-DC-022-RACK-A-PP-F1 | 20 | TX-DC-022-RACK-A-TRK-1 | TX-DC-022-RACK-S-ODF-2 | 9 | 18
LNK-01641 | Z | TX-DC-022-PE-T4-01 | TX-DC-022-PC-00088 | TX-DC-022-RACK-A-PP-F1 | 21 | TX-DC-022-RACK-A-TRK-1 | TX-DC-022-RACK-S-ODF-2 | 10 | 7
LNK-01666 | Z | TX-DC-022-PE-T4-02 | TX-DC-022-PC-00089 | TX-DC-022-RACK-A-PP-F1 | 22 | TX-DC-022-RACK-A-TRK-2 | TX-DC-022-RACK-S-ODF-2 | 11 | 19
LNK-01694 | A | TX-DC-022-PE-T4-03 | TX-DC-022-PC-00090 | TX-DC-022-RACK-A-PP-F1 | 23 | TX-DC-022-RACK-A-TRK-2 | TX-DC-022-RACK-S-ODF-2 | 12 | 20
LNK-01696 | Z | TX-DC-022-PE-T4-04 | TX-DC-022-PC-00091 | TX-DC-022-RACK-A-PP-F1 | 24 | TX-DC-022-RACK-A-TRK-2 | TX-DC-022-RACK-S-ODF-2 | 13 | 21
LNK-01711 | A | TX-DC-022-PE-T4-03 | TX-DC-022-PC-00092 | TX-DC-022-RACK-A-PP-F2 | 1 | TX-DC-022-RACK-A-TRK-1 | TX-DC-022-RACK-S-ODF-2 | 14 | 22
LNK-01716 | Z | TX-DC-022-PE-T4-03 | TX-DC-022-PC-00093 | TX-DC-022-RACK-A-PP-F2 | 2 | TX-DC-022-RACK-A-TRK-2 | TX-DC-022-RACK-S-ODF-2 | 15 | 23
LNK-01723 | A | TX-DC-022-PE-T4-02 | TX-DC-022-PC-00094 | TX-DC-022-RACK-A-PP-F2 | 3 | TX-DC-022-RACK-A-TRK-1 | TX-DC-022-RACK-S-ODF-2 | 16 | 24
LNK-01767 | A | TX-DC-022-PE-T4-01 | TX-DC-022-PC-00095 | TX-DC-022-RACK-A-PP-F2 | 4 | TX-DC-022-RACK-A-TRK-2 | TX-DC-022-RACK-S-ODF-2 | 17 | 4
LNK-01829 | A | TX-DC-022-PE-T4-01 | TX-DC-022-PC-00096 | TX-DC-022-RACK-A-PP-F2 | 5 | TX-DC-022-RACK-A-TRK-1 | TX-DC-022-RACK-S-ODF-2 | 18 | 1
LNK-01851 | A | TX-DC-022-PE-T4-03 | TX-DC-022-PC-00097 | TX-DC-022-RACK-A-PP-F2 | 6 | TX-DC-022-RACK-A-TRK-1 | TX-DC-022-RACK-S-ODF-2 | 19 | 3
LNK-01891 | A | TX-DC-022-PE-T4-04 | TX-DC-022-PC-00098 | TX-DC-022-RACK-A-PP-F2 | 7 | TX-DC-022-RACK-A-TRK-1 | TX-DC-022-RACK-S-ODF-2 | 20 | 5
LNK-01930 | Z | TX-DC-022-PE-T4-02 | TX-DC-022-PC-00099 | TX-DC-022-RACK-A-PP-F2 | 8 | TX-DC-022-RACK-A-TRK-2 | TX-DC-022-RACK-S-ODF-2 | 21 | 8
LNK-01958 | A | TX-DC-022-PE-T4-03 | TX-DC-022-PC-00100 | TX-DC-022-RACK-A-PP-F2 | 9 | TX-DC-022-RACK-A-TRK-2 | TX-DC-022-RACK-S-ODF-2 | 22 | 10
LNK-01391 | A | NC-DC-023-PE-T4-01 | NC-DC-023-PC-00001
LNK-01391 | Z | NC-DC-023-PE-T4-02 | NC-DC-023-PC-00002
LNK-01396 | A | NC-DC-023-PE-T4-01 | NC-DC-023-PC-00003
LNK-01396 | Z | NC-DC-023-PE-T4-03 | NC-DC-023-PC-00004
LNK-01401 | A | NC-DC-023-PE-T4-01 | NC-DC-023-PC-00005
LNK-01401 | Z | NC-DC-023-PE-T4-04 | NC-DC-023-PC-00006
LNK-01406 | A | NC-DC-023-PE-T4-02 | NC-DC-023-PC-00007
LNK-01406 | Z | NC-DC-023-PE-T4-03 | NC-DC-023-PC-00008
LNK-01411 | A | NC-DC-023-PE-T4-02 | NC-DC-023-PC-00009
LNK-01411 | Z | NC-DC-023-PE-T4-04 | NC-DC-023-PC-00010
LNK-01416 | A | NC-DC-023-PE-T4-03 | NC-DC-023-PC-00011
LNK-01416 | Z | NC-DC-023-PE-T4-04 | NC-DC-023-PC-00012
LNK-01421 | A | NC-DC-023-AGG-R01 | NC-DC-023-PC-00013
LNK-01421 | Z | NC-DC-023-PE-T4-01 | NC-DC-023-PC-00014
LNK-01424 | A | NC-DC-023-AGG-R01 | NC-DC-023-PC-00015
LNK-01424 | Z | NC-DC-023-PE-T4-02 | NC-DC-023-PC-00016
LNK-01427 | A | NC-DC-023-AGG-R02 | NC-DC-023-PC-00017
LNK-01427 | Z | NC-DC-023-PE-T4-02 | NC-DC-023-PC-00018
LNK-01430 | A | NC-DC-023-AGG-R02 | NC-DC-023-PC-00019
LNK-01430 | Z | NC-DC-023-PE-T4-03 | NC-DC-023-PC-00020
LNK-01433 | A | NC-DC-023-OLA-01 | NC-DC-023-PC-00021
LNK-01433 | Z | NC-DC-023-AGG-R01 | NC-DC-023-PC-00022
LNK-01434 | A | NC-DC-023-OLA-02 | NC-DC-023-PC-00023
LNK-01434 | Z | NC-DC-023-AGG-R02 | NC-DC-023-PC-00024
LNK-01435 | A | NC-DC-023-FW-01 | NC-DC-023-PC-00025
LNK-01435 | Z | NC-DC-023-AGG-R01 | NC-DC-023-PC-00026
LNK-01436 | A | NC-DC-023-FW-01 | NC-DC-023-PC-00027
LNK-01436 | Z | NC-DC-023-AGG-R02 | NC-DC-023-PC-00028
LNK-01437 | A | NC-DC-023-MMR-SW-01 | NC-DC-023-PC-00029
LNK-01437 | Z | NC-DC-023-AGG-R01 | NC-DC-023-PC-00030
LNK-01438 | A | NC-DC-023-MMR-SW-01 | NC-DC-023-PC-00031
LNK-01438 | Z | NC-DC-023-AGG-R02 | NC-DC-023-PC-00032
LNK-01439 | A | NC-DC-023-MMR-SW-02 | NC-DC-023-PC-00033
LNK-01439 | Z | NC-DC-023-AGG-R02 | NC-DC-023-PC-00034
LNK-01440 | A | NC-DC-023-MMR-SW-02 | NC-DC-023-PC-00035
LNK-01440 | Z | NC-DC-023-AGG-R01 | NC-DC-023-PC-00036
LNK-01441 | A | NC-DC-023-MMR-SW-03 | NC-DC-023-PC-00037
LNK-01441 | Z | NC-DC-023-AGG-R01 | NC-DC-023-PC-00038
LNK-01442 | A | NC-DC-023-MMR-SW-03 | NC-DC-023-PC-00039
LNK-01442 | Z | NC-DC-023-AGG-R02 | NC-DC-023-PC-00040
LNK-01443 | A | NC-DC-023-MMR-SW-04 | NC-DC-023-PC-00041
LNK-01443 | Z | NC-DC-023-AGG-R02 | NC-DC-023-PC-00042
LNK-01444 | A | NC-DC-023-MMR-SW-04 | NC-DC-023-PC-00043
LNK-01444 | Z | NC-DC-023-AGG-R01 | NC-DC-023-PC-00044
LNK-01445 | A | NC-DC-023-MMR-SW-05 | NC-DC-023-PC-00045
LNK-01445 | Z | NC-DC-023-AGG-R01 | NC-DC-023-PC-00046
LNK-01446 | A | NC-DC-023-MMR-SW-05 | NC-DC-023-PC-00047
LNK-01446 | Z | NC-DC-023-AGG-R02 | NC-DC-023-PC-00048
LNK-01447 | A | NC-DC-023-MMR-SW-06 | NC-DC-023-PC-00049
LNK-01447 | Z | NC-DC-023-AGG-R02 | NC-DC-023-PC-00050
LNK-01448 | A | NC-DC-023-MMR-SW-06 | NC-DC-023-PC-00051
LNK-01448 | Z | NC-DC-023-AGG-R01 | NC-DC-023-PC-00052
LNK-01449 | A | NC-DC-023-MMR-SW-07 | NC-DC-023-PC-00053
LNK-01449 | Z | NC-DC-023-AGG-R01 | NC-DC-023-PC-00054
LNK-01450 | A | NC-DC-023-MMR-SW-07 | NC-DC-023-PC-00055
LNK-01450 | Z | NC-DC-023-AGG-R02 | NC-DC-023-PC-00056
LNK-01451 | A | NC-DC-023-TOR-001 | NC-DC-023-PC-00057
LNK-01451 | Z | NC-DC-023-MMR-SW-01 | NC-DC-023-PC-00058
LNK-01452 | A | NC-DC-023-TOR-001 | NC-DC-023-PC-00059
LNK-01452 | Z | NC-DC-023-MMR-SW-02 | NC-DC-023-PC-00060
LNK-01453 | A | NC-DC-023-TOR-002 | NC-DC-023-PC-00061 | NC-DC-023-RACK-B-PP-F1 | 1 | NC-DC-023-RACK-B-TRK-1 | NC-DC-023-RACK-P-ODF-1 | 1
LNK-01453 | Z | NC-DC-023-MMR-SW-02 | NC-DC-023-PC-00062 | NC-DC-023-RACK-A-PP-F1 | 1 | NC-DC-023-RACK-A-TRK-2 | NC-DC-023-RACK-P-ODF-1 | 2
LNK-01454 | A | NC-DC-023-TOR-002 | NC-DC-023-PC-00063 | NC-DC-023-RACK-B-PP-F1 | 2 | NC-DC-023-RACK-B-TRK-2 | NC-DC-023-RACK-P-ODF-1 | 3
LNK-01454 | Z | NC-DC-023-MMR-SW-03 | NC-DC-023-PC-00064 | NC-DC-023-RACK-A-PP-F1 | 2 | NC-DC-023-RACK-A-TRK-1 | NC-DC-023-RACK-P-ODF-1 | 4
LNK-01455 | A | NC-DC-023-TOR-003 | NC-DC-023-PC-00065 | NC-DC-023-RACK-B-PP-F1 | 3 | NC-DC-023-RACK-B-TRK-1 | NC-DC-023-RACK-P-ODF-1 | 5
LNK-01455 | Z | NC-DC-023-MMR-SW-03 | NC-DC-023-PC-00066 | NC-DC-023-RACK-A-PP-F1 | 3 | NC-DC-023-RACK-A-TRK-2 | NC-DC-023-RACK-P-ODF-1 | 6
LNK-01456 | A | NC-DC-023-TOR-003 | NC-DC-023-PC-00067 | NC-DC-023-RACK-B-PP-F1 | 4 | NC-DC-023-RACK-B-TRK-2 | NC-DC-023-RACK-P-ODF-1 | 7
LNK-01456 | Z | NC-DC-023-MMR-SW-04 | NC-DC-023-PC-00068 | NC-DC-023-RACK-A-PP-F1 | 4 | NC-DC-023-RACK-A-TRK-1 | NC-DC-023-RACK-P-ODF-1 | 8
LNK-01457 | A | NC-DC-023-TOR-004 | NC-DC-023-PC-00069 | NC-DC-023-RACK-B-PP-F1 | 5 | NC-DC-023-RACK-B-TRK-1 | NC-DC-023-RACK-P-ODF-1 | 9
LNK-01457 | Z | NC-DC-023-MMR-SW-04 | NC-DC-023-PC-00070 | NC-DC-023-RACK-A-PP-F1 | 5 | NC-DC-023-RACK-A-TRK-2 | NC-DC-023-RACK-P-ODF-1 | 10
LNK-01458 | A | NC-DC-023-TOR-004 | NC-DC-023-PC-00071 | NC-DC-023-RACK-B-PP-F1 | 6 | NC-DC-023-RACK-B-TRK-2 | NC-DC-023-RACK-P-ODF-1 | 11
LNK-01458 | Z | NC-DC-023-MMR-SW-05 | NC-DC-023-PC-00072 | NC-DC-023-RACK-A-PP-F1 | 6 | NC-DC-023-RACK-A-TRK-1 | NC-DC-023-RACK-P-ODF-1 | 12
LNK-01459 | A | NC-DC-023-TOR-005 | NC-DC-023-PC-00073 | NC-DC-023-RACK-B-PP-F1 | 7 | NC-DC-023-RACK-B-TRK-1 | NC-DC-023-RACK-P-ODF-1 | 13
LNK-01459 | Z | NC-DC-023-MMR-SW-05 | NC-DC-023-PC-00074 | NC-DC-023-RACK-A-PP-F1 | 7 | NC-DC-023-RACK-A-TRK-2 | NC-DC-023-RACK-P-ODF-1 | 14
LNK-01460 | A | NC-DC-023-TOR-005 | NC-DC-023-PC-00075 | NC-DC-023-RACK-B-PP-F1 | 8 | NC-DC-023-RACK-B-TRK-2 | NC-DC-023-RACK-P-ODF-1 | 15
LNK-01460 | Z | NC-DC-023-MMR-SW-06 | NC-DC-023-PC-00076 | NC-DC-023-RACK-A-PP-F1 | 8 | NC-DC-023-RACK-A-TRK-1 | NC-DC-023-RACK-P-ODF-1 | 16
LNK-01520 | Z | NC-DC-023-PE-T4-04 | NC-DC-023-PC-00077 | NC-DC-023-RACK-A-PP-F1 | 9 | NC-DC-023-RACK-A-TRK-2 | NC-DC-023-RACK-P-ODF-1 | 17 | 1
LNK-01535 | Z | NC-DC-023-PE-T4-02 | NC-DC-023-PC-00078 | NC-DC-023-RACK-A-PP-F1 | 10 | NC-DC-023-RACK-A-TRK-2 | NC-DC-023-RACK-P-ODF-1 | 18 | 3
LNK-01543 | A | NC-DC-023-PE-T4-01 | NC-DC-023-PC-00079 | NC-DC-023-RACK-A-PP-F1 | 11 | NC-DC-023-RACK-A-TRK-1 | NC-DC-023-RACK-P-ODF-1 | 19 | 5
LNK-01572 | A | NC-DC-023-PE-T4-02 | NC-DC-023-PC-00080 | NC-DC-023-RACK-A-PP-F1 | 12 | NC-DC-023-RACK-A-TRK-1 | NC-DC-023-RACK-P-ODF-1 | 20 | 8
LNK-01607 | A | NC-DC-023-PE-T4-03 | NC-DC-023-PC-00081 | NC-DC-023-RACK-A-PP-F1 | 13 | NC-DC-023-RACK-A-TRK-1 | NC-DC-023-RACK-P-ODF-1 | 21 | 10
LNK-01700 | Z | NC-DC-023-PE-T4-04 | NC-DC-023-PC-00082 | NC-DC-023-RACK-A-PP-F1 | 14 | NC-DC-023-RACK-A-TRK-1 | NC-DC-023-RACK-P-ODF-1 | 22 | 17
LNK-01704 | A | NC-DC-023-PE-T4-01 | NC-DC-023-PC-00083 | NC-DC-023-RACK-A-PP-F1 | 15 | NC-DC-023-RACK-A-TRK-2 | NC-DC-023-RACK-P-ODF-1 | 23 | 7
LNK-01713 | Z | NC-DC-023-PE-T4-04 | NC-DC-023-PC-00084 | NC-DC-023-RACK-A-PP-F1 | 16 | NC-DC-023-RACK-A-TRK-2 | NC-DC-023-RACK-P-ODF-1 | 24 | 18
LNK-01765 | Z | NC-DC-023-PE-T4-03 | NC-DC-023-PC-00085 | NC-DC-023-RACK-A-PP-F1 | 17 | NC-DC-023-RACK-A-TRK-2 | NC-DC-023-RACK-P-ODF-2 | 1 | 19
LNK-01789 | A | NC-DC-023-PE-T4-03 | NC-DC-023-PC-00086 | NC-DC-023-RACK-A-PP-F1 | 18 | NC-DC-023-RACK-A-TRK-1 | NC-DC-023-RACK-P-ODF-2 | 2 | 20
LNK-01802 | A | NC-DC-023-PE-T4-01 | NC-DC-023-PC-00087 | NC-DC-023-RACK-A-PP-F1 | 19 | NC-DC-023-RACK-A-TRK-1 | NC-DC-023-RACK-P-ODF-2 | 3 | 21
LNK-01806 | Z | NC-DC-023-PE-T4-02 | NC-DC-023-PC-00088 | NC-DC-023-RACK-A-PP-F1 | 20 | NC-DC-023-RACK-A-TRK-2 | NC-DC-023-RACK-P-ODF-2 | 4 | 22
LNK-01812 | Z | NC-DC-023-PE-T4-02 | NC-DC-023-PC-00089 | NC-DC-023-RACK-A-PP-F1 | 21 | NC-DC-023-RACK-A-TRK-1 | NC-DC-023-RACK-P-ODF-2 | 5 | 23
LNK-01824 | Z | NC-DC-023-PE-T4-03 | NC-DC-023-PC-00090 | NC-DC-023-RACK-A-PP-F1 | 22 | NC-DC-023-RACK-A-TRK-2 | NC-DC-023-RACK-P-ODF-2 | 6 | 24
LNK-01831 | Z | NC-DC-023-PE-T4-01 | NC-DC-023-PC-00091 | NC-DC-023-RACK-A-PP-F1 | 23 | NC-DC-023-RACK-A-TRK-2 | NC-DC-023-RACK-P-ODF-2 | 7 | 1
LNK-01886 | Z | NC-DC-023-PE-T4-04 | NC-DC-023-PC-00092 | NC-DC-023-RACK-A-PP-F1 | 24 | NC-DC-023-RACK-A-TRK-1 | NC-DC-023-RACK-P-ODF-2 | 8 | 3
LNK-01912 | Z | NC-DC-023-PE-T4-03 | NC-DC-023-PC-00093 | NC-DC-023-RACK-A-PP-F2 | 1 | NC-DC-023-RACK-A-TRK-1 | NC-DC-023-RACK-P-ODF-2 | 9 | 5
LNK-01922 | A | NC-DC-023-PE-T4-01 | NC-DC-023-PC-00094 | NC-DC-023-RACK-A-PP-F2 | 2 | NC-DC-023-RACK-A-TRK-1 | NC-DC-023-RACK-P-ODF-2 | 10 | 4
LNK-01962 | Z | NC-DC-023-PE-T4-02 | NC-DC-023-PC-00095 | NC-DC-023-RACK-A-PP-F2 | 3 | NC-DC-023-RACK-A-TRK-2 | NC-DC-023-RACK-P-ODF-2 | 11 | 8
LNK-02012 | Z | NC-DC-023-PE-T4-04 | NC-DC-023-PC-00096 | NC-DC-023-RACK-A-PP-F2 | 4 | NC-DC-023-RACK-A-TRK-2 | NC-DC-023-RACK-P-ODF-2 | 12 | 10
LNK-01461 | A | WA-DC-024-PE-T4-01 | WA-DC-024-PC-00001
LNK-01461 | Z | WA-DC-024-PE-T4-02 | WA-DC-024-PC-00002
LNK-01466 | A | WA-DC-024-PE-T4-01 | WA-DC-024-PC-00003
LNK-01466 | Z | WA-DC-024-PE-T4-03 | WA-DC-024-PC-00004
LNK-01471 | A | WA-DC-024-PE-T4-01 | WA-DC-024-PC-00005
LNK-01471 | Z | WA-DC-024-PE-T4-04 | WA-DC-024-PC-00006
LNK-01476 | A | WA-DC-024-PE-T4-02 | WA-DC-024-PC-00007
LNK-01476 | Z | WA-DC-024-PE-T4-03 | WA-DC-024-PC-00008
LNK-01481 | A | WA-DC-024-PE-T4-02 | WA-DC-024-PC-00009
LNK-01481 | Z | WA-DC-024-PE-T4-04 | WA-DC-024-PC-00010
LNK-01486 | A | WA-DC-024-PE-T4-03 | WA-DC-024-PC-00011
LNK-01486 | Z | WA-DC-024-PE-T4-04 | WA-DC-024-PC-00012
LNK-01491 | A | WA-DC-024-AGG-R01 | WA-DC-024-PC-00013
LNK-01491 | Z | WA-DC-024-PE-T4-01 | WA-DC-024-PC-00014
LNK-01494 | A | WA-DC-024-AGG-R01 | WA-DC-024-PC-00015
LNK-01494 | Z | WA-DC-024-PE-T4-02 | WA-DC-024-PC-00016
LNK-01497 | A | WA-DC-024-AGG-R02 | WA-DC-024-PC-00017
LNK-01497 | Z | WA-DC-024-PE-T4-02 | WA-DC-024-PC-00018
LNK-01500 | A | WA-DC-024-AGG-R02 | WA-DC-024-PC-00019
LNK-01500 | Z | WA-DC-024-PE-T4-03 | WA-DC-024-PC-00020
LNK-01503 | A | WA-DC-024-OLA-01 | WA-DC-024-PC-00021
LNK-01503 | Z | WA-DC-024-AGG-R01 | WA-DC-024-PC-00022
LNK-01504 | A | WA-DC-024-FW-01 | WA-DC-024-PC-00023
LNK-01504 | Z | WA-DC-024-AGG-R01 | WA-DC-024-PC-00024
LNK-01505 | A | WA-DC-024-FW-01 | WA-DC-024-PC-00025
LNK-01505 | Z | WA-DC-024-AGG-R02 | WA-DC-024-PC-00026
LNK-01506 | A | WA-DC-024-MMR-SW-01 | WA-DC-024-PC-00027
LNK-01506 | Z | WA-DC-024-AGG-R01 | WA-DC-024-PC-00028
LNK-01507 | A | WA-DC-024-MMR-SW-01 | WA-DC-024-PC-00029
LNK-01507 | Z | WA-DC-024-AGG-R02 | WA-DC-024-PC-00030
LNK-01508 | A | WA-DC-024-MMR-SW-02 | WA-DC-024-PC-00031
LNK-01508 | Z | WA-DC-024-AGG-R02 | WA-DC-024-PC-00032
LNK-01509 | A | WA-DC-024-MMR-SW-02 | WA-DC-024-PC-00033
LNK-01509 | Z | WA-DC-024-AGG-R01 | WA-DC-024-PC-00034
LNK-01510 | A | WA-DC-024-MMR-SW-03 | WA-DC-024-PC-00035
LNK-01510 | Z | WA-DC-024-AGG-R01 | WA-DC-024-PC-00036
LNK-01511 | A | WA-DC-024-MMR-SW-03 | WA-DC-024-PC-00037
LNK-01511 | Z | WA-DC-024-AGG-R02 | WA-DC-024-PC-00038
LNK-01512 | A | WA-DC-024-MMR-SW-04 | WA-DC-024-PC-00039
LNK-01512 | Z | WA-DC-024-AGG-R02 | WA-DC-024-PC-00040
LNK-01513 | A | WA-DC-024-MMR-SW-04 | WA-DC-024-PC-00041
LNK-01513 | Z | WA-DC-024-AGG-R01 | WA-DC-024-PC-00042
LNK-01514 | A | WA-DC-024-TOR-001 | WA-DC-024-PC-00043
LNK-01514 | Z | WA-DC-024-MMR-SW-01 | WA-DC-024-PC-00044
LNK-01515 | A | WA-DC-024-TOR-001 | WA-DC-024-PC-00045
LNK-01515 | Z | WA-DC-024-MMR-SW-02 | WA-DC-024-PC-00046
LNK-01516 | A | WA-DC-024-TOR-002 | WA-DC-024-PC-00047
LNK-01516 | Z | WA-DC-024-MMR-SW-02 | WA-DC-024-PC-00048
LNK-01517 | A | WA-DC-024-TOR-002 | WA-DC-024-PC-00049
LNK-01517 | Z | WA-DC-024-MMR-SW-03 | WA-DC-024-PC-00050
LNK-01518 | A | WA-DC-024-TOR-003 | WA-DC-024-PC-00051
LNK-01518 | Z | WA-DC-024-MMR-SW-03 | WA-DC-024-PC-00052
LNK-01519 | A | WA-DC-024-TOR-003 | WA-DC-024-PC-00053
LNK-01519 | Z | WA-DC-024-MMR-SW-04 | WA-DC-024-PC-00054
LNK-01566 | A | WA-DC-024-PE-T4-03 | WA-DC-024-PC-00055 | WA-DC-024-RACK-A-PP-F1 | 1 | WA-DC-024-RACK-A-TRK-1 | WA-DC-024-RACK-H-ODF-1 | 1 | 1
LNK-01598 | Z | WA-DC-024-PE-T4-01 | WA-DC-024-PC-00056 | WA-DC-024-RACK-A-PP-F1 | 2 | WA-DC-024-RACK-A-TRK-1 | WA-DC-024-RACK-H-ODF-1 | 2 | 3
LNK-01630 | Z | WA-DC-024-PE-T4-02 | WA-DC-024-PC-00057 | WA-DC-024-RACK-A-PP-F1 | 3 | WA-DC-024-RACK-A-TRK-1 | WA-DC-024-RACK-H-ODF-1 | 3 | 5
LNK-01666 | A | WA-DC-024-PE-T4-03 | WA-DC-024-PC-00058 | WA-DC-024-RACK-A-PP-F1 | 4 | WA-DC-024-RACK-A-TRK-1 | WA-DC-024-RACK-H-ODF-1 | 4 | 8
LNK-01692 | A | WA-DC-024-PE-T4-01 | WA-DC-024-PC-00059 | WA-DC-024-RACK-A-PP-F1 | 5 | WA-DC-024-RACK-A-TRK-1 | WA-DC-024-RACK-H-ODF-1 | 5 | 10
LNK-01747 | A | WA-DC-024-PE-T4-02 | WA-DC-024-PC-00060 | WA-DC-024-RACK-A-PP-F1 | 6 | WA-DC-024-RACK-A-TRK-1 | WA-DC-024-RACK-H-ODF-1 | 6 | 17
LNK-01749 | Z | WA-DC-024-PE-T4-02 | WA-DC-024-PC-00061 | WA-DC-024-RACK-A-PP-F1 | 7 | WA-DC-024-RACK-A-TRK-1 | WA-DC-024-RACK-H-ODF-1 | 7 | 18
LNK-01818 | A | WA-DC-024-PE-T4-03 | WA-DC-024-PC-00062 | WA-DC-024-RACK-A-PP-F1 | 8 | WA-DC-024-RACK-A-TRK-1 | WA-DC-024-RACK-H-ODF-1 | 8 | 19
LNK-01843 | A | WA-DC-024-PE-T4-04 | WA-DC-024-PC-00063 | WA-DC-024-RACK-A-PP-F1 | 9 | WA-DC-024-RACK-A-TRK-1 | WA-DC-024-RACK-H-ODF-1 | 9 | 20
LNK-01846 | Z | WA-DC-024-PE-T4-04 | WA-DC-024-PC-00064 | WA-DC-024-RACK-A-PP-F1 | 10 | WA-DC-024-RACK-A-TRK-1 | WA-DC-024-RACK-H-ODF-1 | 10 | 21
LNK-01849 | Z | WA-DC-024-PE-T4-03 | WA-DC-024-PC-00065 | WA-DC-024-RACK-A-PP-F1 | 11 | WA-DC-024-RACK-A-TRK-1 | WA-DC-024-RACK-H-ODF-1 | 11 | 22
LNK-01878 | A | WA-DC-024-PE-T4-01 | WA-DC-024-PC-00066 | WA-DC-024-RACK-A-PP-F1 | 12 | WA-DC-024-RACK-A-TRK-1 | WA-DC-024-RACK-H-ODF-1 | 12 | 4
LNK-01909 | Z | WA-DC-024-PE-T4-01 | WA-DC-024-PC-00067 | WA-DC-024-RACK-A-PP-F1 | 13 | WA-DC-024-RACK-A-TRK-1 | WA-DC-024-RACK-H-ODF-1 | 13 | 23
LNK-02014 | Z | WA-DC-024-PE-T4-04 | WA-DC-024-PC-00068 | WA-DC-024-RACK-A-PP-F1 | 14 | WA-DC-024-RACK-A-TRK-1 | WA-DC-024-RACK-H-ODF-1 | 14 | 24
LNK-02027 | A | WA-DC-024-PE-T4-02 | WA-DC-024-PC-00069 | WA-DC-024-RACK-A-PP-F1 | 15 | WA-DC-024-RACK-A-TRK-1 | WA-DC-024-RACK-H-ODF-1 | 15 | 1
LNK-02040 | A | WA-DC-024-PE-T4-04 | WA-DC-024-PC-00070 | WA-DC-024-RACK-A-PP-F1 | 16 | WA-DC-024-RACK-A-TRK-1 | WA-DC-024-RACK-H-ODF-1 | 16 | 3
LNK-02044 | A | WA-DC-024-PE-T4-03 | WA-DC-024-PC-00071 | WA-DC-024-RACK-A-PP-F1 | 17 | WA-DC-024-RACK-A-TRK-1 | WA-DC-024-RACK-H-ODF-1 | 17 | 5
LNK-02046 | A | WA-DC-024-PE-T4-04 | WA-DC-024-PC-00072 | WA-DC-024-RACK-A-PP-F1 | 18 | WA-DC-024-RACK-A-TRK-1 | WA-DC-024-RACK-H-ODF-1 | 18 | 8
LNK-02049 | A | WA-DC-024-PE-T4-02 | WA-DC-024-PC-00073 | WA-DC-024-RACK-A-PP-F1 | 19 | WA-DC-024-RACK-A-TRK-1 | WA-DC-024-RACK-H-ODF-1 | 19 | 10
LNK-02074 | Z | WA-DC-024-PE-T4-01 | WA-DC-024-PC-00074 | WA-DC-024-RACK-A-PP-F1 | 20 | WA-DC-024-RACK-A-TRK-1 | WA-DC-024-RACK-H-ODF-1 | 20 | 7
Note on A1: Required: yes Type: ref (from Links) System field: CablePath.linkId
Note on B1: A = the a_device of the link, Z = the z_device. Required: yes Type: list (from link_end) System field: (A / Z end)
Note on C1: Required: yes Type: ref (from Devices) System field: CableHop (port)
Note on D1: Label on the patch cord or DAC / AOC cable. Required: no Type: text System field: CableHop (cord)
Note on E1: Required when the cable leaves the cabinet: the cabinet's patch panel. Required: in some cases Type: ref (from Patch_Panels) System field: CableHop (panel)
Note on F1: Required: in some cases Type: integer System field: CableHop (panel)
Note on G1: Trunk from that panel to the ODF. Required: in some cases Type: ref (from Trunk_Cables) System field: CableHop (trunk)
Note on H1: ODF panel where the trunk lands; the cross-connect jumper is patched here. Required: in some cases Type: ref (from Patch_Panels) System field: CableHop (panel)
Note on I1: Required: in some cases Type: integer System field: CableHop (panel)
Note on J1: Backhaul only: core of the outside-plant cable on the ODF. Required: in some cases Type: integer System field: CableHop (osp)

## Cooling_Coverage
rack_id * | primary_unit_id * | cdu_id
VA-DC-001-RACK-A | VA-DC-001-CRAH-11
VA-DC-001-RACK-B | VA-DC-001-CRAH-11
VA-DC-001-RACK-C | VA-DC-001-CRAH-11
VA-DC-001-RACK-D | VA-DC-001-CRAH-15
VA-DC-001-RACK-E | VA-DC-001-CRAH-15
VA-DC-001-RACK-F | VA-DC-001-CRAH-12
VA-DC-001-RACK-G | VA-DC-001-CRAH-12
VA-DC-001-RACK-H | VA-DC-001-CRAH-12
VA-DC-001-RACK-I | VA-DC-001-CRAH-16
VA-DC-001-RACK-J | VA-DC-001-CRAH-16
VA-DC-001-RACK-K | VA-DC-001-CRAH-13
VA-DC-001-RACK-L | VA-DC-001-CRAH-13
VA-DC-001-RACK-M | VA-DC-001-CRAH-13
VA-DC-001-RACK-N | VA-DC-001-CRAH-17
VA-DC-001-RACK-O | VA-DC-001-CRAH-17
VA-DC-001-RACK-P | VA-DC-001-CRAH-14
VA-DC-001-RACK-Q | VA-DC-001-CRAH-14
VA-DC-001-RACK-R | VA-DC-001-CRAH-14
VA-DC-001-RACK-S | VA-DC-001-CRAH-18
VA-DC-001-RACK-T | VA-DC-001-CRAH-18
VA-DC-002-RACK-A | VA-DC-002-CRAH-11
VA-DC-002-RACK-B | VA-DC-002-CRAH-11 | VA-DC-002-CDU-1
VA-DC-002-RACK-C | VA-DC-002-CRAH-15 | VA-DC-002-CDU-1
VA-DC-002-RACK-D | VA-DC-002-CRAH-12 | VA-DC-002-CDU-1
VA-DC-002-RACK-E | VA-DC-002-CRAH-16
VA-DC-002-RACK-F | VA-DC-002-CRAH-13
VA-DC-002-RACK-G | VA-DC-002-CRAH-13
VA-DC-002-RACK-H | VA-DC-002-CRAH-17
VA-DC-002-RACK-I | VA-DC-002-CRAH-14
VA-DC-002-RACK-J | VA-DC-002-CRAH-18
VA-DC-003-RACK-A | VA-DC-003-CRAH-11
VA-DC-003-RACK-B | VA-DC-003-CRAH-11
VA-DC-003-RACK-C | VA-DC-003-CRAH-15
VA-DC-003-RACK-D | VA-DC-003-CRAH-15
VA-DC-003-RACK-E | VA-DC-003-CRAH-12
VA-DC-003-RACK-F | VA-DC-003-CRAH-12
VA-DC-003-RACK-G | VA-DC-003-CRAH-16
VA-DC-003-RACK-H | VA-DC-003-CRAH-13
VA-DC-003-RACK-I | VA-DC-003-CRAH-13
VA-DC-003-RACK-J | VA-DC-003-CRAH-17
VA-DC-003-RACK-K | VA-DC-003-CRAH-14
VA-DC-003-RACK-L | VA-DC-003-CRAH-14
VA-DC-003-RACK-M | VA-DC-003-CRAH-18
VA-DC-004-RACK-A | VA-DC-004-CRAH-11
VA-DC-004-RACK-B | VA-DC-004-CRAH-11
VA-DC-004-RACK-C | VA-DC-004-CRAH-13
VA-DC-004-RACK-D | VA-DC-004-CRAH-13
VA-DC-004-RACK-E | VA-DC-004-CRAH-12
VA-DC-004-RACK-F | VA-DC-004-CRAH-12
VA-DC-004-RACK-G | VA-DC-004-CRAH-14
TX-DC-005-RACK-A | TX-DC-005-CRAH-11
TX-DC-005-RACK-B | TX-DC-005-CRAH-11
TX-DC-005-RACK-C | TX-DC-005-CRAH-15
TX-DC-005-RACK-D | TX-DC-005-CRAH-15
TX-DC-005-RACK-E | TX-DC-005-CRAH-12
TX-DC-005-RACK-F | TX-DC-005-CRAH-12
TX-DC-005-RACK-G | TX-DC-005-CRAH-16
TX-DC-005-RACK-H | TX-DC-005-CRAH-16
TX-DC-005-RACK-I | TX-DC-005-CRAH-13
TX-DC-005-RACK-J | TX-DC-005-CRAH-13
TX-DC-005-RACK-K | TX-DC-005-CRAH-17
TX-DC-005-RACK-L | TX-DC-005-CRAH-17
TX-DC-005-RACK-M | TX-DC-005-CRAH-14
TX-DC-005-RACK-N | TX-DC-005-CRAH-14
TX-DC-005-RACK-O | TX-DC-005-CRAH-18
TX-DC-005-RACK-P | TX-DC-005-CRAH-18
TX-DC-006-RACK-A | TX-DC-006-CRAH-11
TX-DC-006-RACK-B | TX-DC-006-CRAH-11
TX-DC-006-RACK-C | TX-DC-006-CRAH-15
TX-DC-006-RACK-D | TX-DC-006-CRAH-15
TX-DC-006-RACK-E | TX-DC-006-CRAH-12
TX-DC-006-RACK-F | TX-DC-006-CRAH-12
TX-DC-006-RACK-G | TX-DC-006-CRAH-16
TX-DC-006-RACK-H | TX-DC-006-CRAH-13
TX-DC-006-RACK-I | TX-DC-006-CRAH-13
TX-DC-006-RACK-J | TX-DC-006-CRAH-17
TX-DC-006-RACK-K | TX-DC-006-CRAH-14
TX-DC-006-RACK-L | TX-DC-006-CRAH-14
TX-DC-006-RACK-M | TX-DC-006-CRAH-18
TX-DC-007-RACK-A | TX-DC-007-CRAH-11
TX-DC-007-RACK-B | TX-DC-007-CRAH-11
TX-DC-007-RACK-C | TX-DC-007-CRAH-15
TX-DC-007-RACK-D | TX-DC-007-CRAH-12
TX-DC-007-RACK-E | TX-DC-007-CRAH-16
TX-DC-007-RACK-F | TX-DC-007-CRAH-13
TX-DC-007-RACK-G | TX-DC-007-CRAH-17
TX-DC-007-RACK-H | TX-DC-007-CRAH-14
TX-DC-007-RACK-I | TX-DC-007-CRAH-18
CA-DC-008-RACK-A | CA-DC-008-CRAH-11
CA-DC-008-RACK-B | CA-DC-008-CRAH-11
CA-DC-008-RACK-C | CA-DC-008-CRAH-15
CA-DC-008-RACK-D | CA-DC-008-CRAH-15
CA-DC-008-RACK-E | CA-DC-008-CRAH-12
CA-DC-008-RACK-F | CA-DC-008-CRAH-12
CA-DC-008-RACK-G | CA-DC-008-CRAH-16
CA-DC-008-RACK-H | CA-DC-008-CRAH-16
CA-DC-008-RACK-I | CA-DC-008-CRAH-13
CA-DC-008-RACK-J | CA-DC-008-CRAH-13
CA-DC-008-RACK-K | CA-DC-008-CRAH-17
CA-DC-008-RACK-L | CA-DC-008-CRAH-17
CA-DC-008-RACK-M | CA-DC-008-CRAH-14
CA-DC-008-RACK-N | CA-DC-008-CRAH-14
CA-DC-008-RACK-O | CA-DC-008-CRAH-18
CA-DC-008-RACK-P | CA-DC-008-CRAH-18
IL-DC-009-RACK-A | IL-DC-009-CRAH-11
IL-DC-009-RACK-B | IL-DC-009-CRAH-11
IL-DC-009-RACK-C | IL-DC-009-CRAH-11
IL-DC-009-RACK-D | IL-DC-009-CRAH-15
IL-DC-009-RACK-E | IL-DC-009-CRAH-15
IL-DC-009-RACK-F | IL-DC-009-CRAH-12
IL-DC-009-RACK-G | IL-DC-009-CRAH-12
IL-DC-009-RACK-H | IL-DC-009-CRAH-16
IL-DC-009-RACK-I | IL-DC-009-CRAH-16
IL-DC-009-RACK-J | IL-DC-009-CRAH-13
IL-DC-009-RACK-K | IL-DC-009-CRAH-13
IL-DC-009-RACK-L | IL-DC-009-CRAH-13
IL-DC-009-RACK-M | IL-DC-009-CRAH-17
IL-DC-009-RACK-N | IL-DC-009-CRAH-17
IL-DC-009-RACK-O | IL-DC-009-CRAH-14
IL-DC-009-RACK-P | IL-DC-009-CRAH-14
IL-DC-009-RACK-Q | IL-DC-009-CRAH-18
IL-DC-009-RACK-R | IL-DC-009-CRAH-18
AZ-DC-010-RACK-A | AZ-DC-010-CRAH-11
AZ-DC-010-RACK-B | AZ-DC-010-CRAH-11
AZ-DC-010-RACK-C | AZ-DC-010-CRAH-13
AZ-DC-010-RACK-D | AZ-DC-010-CRAH-13
AZ-DC-010-RACK-E | AZ-DC-010-CRAH-12
AZ-DC-010-RACK-F | AZ-DC-010-CRAH-12
AZ-DC-010-RACK-G | AZ-DC-010-CRAH-14
GA-DC-011-RACK-A | GA-DC-011-CRAH-11
GA-DC-011-RACK-B | GA-DC-011-CRAH-11
GA-DC-011-RACK-C | GA-DC-011-CRAH-15
GA-DC-011-RACK-D | GA-DC-011-CRAH-15
GA-DC-011-RACK-E | GA-DC-011-CRAH-12
GA-DC-011-RACK-F | GA-DC-011-CRAH-12
GA-DC-011-RACK-G | GA-DC-011-CRAH-16
GA-DC-011-RACK-H | GA-DC-011-CRAH-13
GA-DC-011-RACK-I | GA-DC-011-CRAH-13
GA-DC-011-RACK-J | GA-DC-011-CRAH-17
GA-DC-011-RACK-K | GA-DC-011-CRAH-17
GA-DC-011-RACK-L | GA-DC-011-CRAH-14
GA-DC-011-RACK-M | GA-DC-011-CRAH-14
GA-DC-011-RACK-N | GA-DC-011-CRAH-18
NJ-DC-012-RACK-A | NJ-DC-012-CRAH-11
NJ-DC-012-RACK-B | NJ-DC-012-CRAH-11
NJ-DC-012-RACK-C | NJ-DC-012-CRAH-13
NJ-DC-012-RACK-D | NJ-DC-012-CRAH-12
NJ-DC-012-RACK-E | NJ-DC-012-CRAH-12
NJ-DC-012-RACK-F | NJ-DC-012-CRAH-14
WA-DC-013-RACK-A | WA-DC-013-CRAH-11
WA-DC-013-RACK-B | WA-DC-013-CRAH-11
WA-DC-013-RACK-C | WA-DC-013-CRAH-13
WA-DC-013-RACK-D | WA-DC-013-CRAH-12
WA-DC-013-RACK-E | WA-DC-013-CRAH-14
OR-DC-014-RACK-A | OR-DC-014-CRAH-11
OR-DC-014-RACK-B | OR-DC-014-CRAH-11
OR-DC-014-RACK-C | OR-DC-014-CRAH-15
OR-DC-014-RACK-D | OR-DC-014-CRAH-12
OR-DC-014-RACK-E | OR-DC-014-CRAH-12
OR-DC-014-RACK-F | OR-DC-014-CRAH-16
OR-DC-014-RACK-G | OR-DC-014-CRAH-13
OR-DC-014-RACK-H | OR-DC-014-CRAH-13
OR-DC-014-RACK-I | OR-DC-014-CRAH-17
OR-DC-014-RACK-J | OR-DC-014-CRAH-14
OR-DC-014-RACK-K | OR-DC-014-CRAH-18
CO-DC-015-RACK-A | CO-DC-015-CRAH-11
CO-DC-015-RACK-B | CO-DC-015-CRAH-11
CO-DC-015-RACK-C | CO-DC-015-CRAH-13
CO-DC-015-RACK-D | CO-DC-015-CRAH-13
CO-DC-015-RACK-E | CO-DC-015-CRAH-12
CO-DC-015-RACK-F | CO-DC-015-CRAH-12
CO-DC-015-RACK-G | CO-DC-015-CRAH-14
OH-DC-016-RACK-A | OH-DC-016-CRAH-11
OH-DC-016-RACK-B | OH-DC-016-CRAH-11
OH-DC-016-RACK-C | OH-DC-016-CRAH-15
OH-DC-016-RACK-D | OH-DC-016-CRAH-15
OH-DC-016-RACK-E | OH-DC-016-CRAH-12
OH-DC-016-RACK-F | OH-DC-016-CRAH-12
OH-DC-016-RACK-G | OH-DC-016-CRAH-16
OH-DC-016-RACK-H | OH-DC-016-CRAH-13
OH-DC-016-RACK-I | OH-DC-016-CRAH-13
OH-DC-016-RACK-J | OH-DC-016-CRAH-17
OH-DC-016-RACK-K | OH-DC-016-CRAH-17
OH-DC-016-RACK-L | OH-DC-016-CRAH-14
OH-DC-016-RACK-M | OH-DC-016-CRAH-14
OH-DC-016-RACK-N | OH-DC-016-CRAH-18
OH-DC-017-RACK-A | OH-DC-017-CRAH-11
OH-DC-017-RACK-B | OH-DC-017-CRAH-11
OH-DC-017-RACK-C | OH-DC-017-CRAH-15
OH-DC-017-RACK-D | OH-DC-017-CRAH-12
OH-DC-017-RACK-E | OH-DC-017-CRAH-12
OH-DC-017-RACK-F | OH-DC-017-CRAH-16
OH-DC-017-RACK-G | OH-DC-017-CRAH-13
OH-DC-017-RACK-H | OH-DC-017-CRAH-13
OH-DC-017-RACK-I | OH-DC-017-CRAH-17
OH-DC-017-RACK-J | OH-DC-017-CRAH-14
OH-DC-017-RACK-K | OH-DC-017-CRAH-18
FL-DC-018-RACK-A | FL-DC-018-CRAH-11
FL-DC-018-RACK-B | FL-DC-018-CRAH-11
FL-DC-018-RACK-C | FL-DC-018-CRAH-13
FL-DC-018-RACK-D | FL-DC-018-CRAH-13
FL-DC-018-RACK-E | FL-DC-018-CRAH-12
FL-DC-018-RACK-F | FL-DC-018-CRAH-12
FL-DC-018-RACK-G | FL-DC-018-CRAH-14
UT-DC-019-RACK-A | UT-DC-019-CRAH-11
UT-DC-019-RACK-B | UT-DC-019-CRAH-11
UT-DC-019-RACK-C | UT-DC-019-CRAH-13
UT-DC-019-RACK-D | UT-DC-019-CRAH-12
UT-DC-019-RACK-E | UT-DC-019-CRAH-12
UT-DC-019-RACK-F | UT-DC-019-CRAH-14
CA-DC-020-RACK-A | CA-DC-020-CRAH-11
CA-DC-020-RACK-B | CA-DC-020-CRAH-11
CA-DC-020-RACK-C | CA-DC-020-CRAH-17 | CA-DC-020-CDU-1
CA-DC-020-RACK-D | CA-DC-020-CRAH-17
CA-DC-020-RACK-E | CA-DC-020-CRAH-12
CA-DC-020-RACK-F | CA-DC-020-CRAH-12
CA-DC-020-RACK-G | CA-DC-020-CRAH-18
CA-DC-020-RACK-H | CA-DC-020-CRAH-13 | CA-DC-020-CDU-1
CA-DC-020-RACK-I | CA-DC-020-CRAH-13 | CA-DC-020-CDU-1
CA-DC-020-RACK-J | CA-DC-020-CRAH-19
CA-DC-020-RACK-K | CA-DC-020-CRAH-14
CA-DC-020-RACK-L | CA-DC-020-CRAH-14
CA-DC-020-RACK-M | CA-DC-020-CRAH-20
CA-DC-020-RACK-N | CA-DC-020-CRAH-15
CA-DC-020-RACK-O | CA-DC-020-CRAH-15
CA-DC-020-RACK-P | CA-DC-020-CRAH-21
CA-DC-020-RACK-Q | CA-DC-020-CRAH-16
CA-DC-020-RACK-R | CA-DC-020-CRAH-16
CA-DC-020-RACK-S | CA-DC-020-CRAH-22
CA-DC-021-RACK-A | CA-DC-021-CRAH-11
CA-DC-021-RACK-B | CA-DC-021-CRAH-11
CA-DC-021-RACK-C | CA-DC-021-CRAH-15
CA-DC-021-RACK-D | CA-DC-021-CRAH-15
CA-DC-021-RACK-E | CA-DC-021-CRAH-12
CA-DC-021-RACK-F | CA-DC-021-CRAH-12
CA-DC-021-RACK-G | CA-DC-021-CRAH-16
CA-DC-021-RACK-H | CA-DC-021-CRAH-13
CA-DC-021-RACK-I | CA-DC-021-CRAH-13
CA-DC-021-RACK-J | CA-DC-021-CRAH-17
CA-DC-021-RACK-K | CA-DC-021-CRAH-14
CA-DC-021-RACK-L | CA-DC-021-CRAH-14
CA-DC-021-RACK-M | CA-DC-021-CRAH-18
TX-DC-022-RACK-A | TX-DC-022-CRAH-11
TX-DC-022-RACK-B | TX-DC-022-CRAH-11
TX-DC-022-RACK-C | TX-DC-022-CRAH-11 | TX-DC-022-CDU-1
TX-DC-022-RACK-D | TX-DC-022-CRAH-15 | TX-DC-022-CDU-1
TX-DC-022-RACK-E | TX-DC-022-CRAH-15
TX-DC-022-RACK-F | TX-DC-022-CRAH-12
TX-DC-022-RACK-G | TX-DC-022-CRAH-12 | TX-DC-022-CDU-1
TX-DC-022-RACK-H | TX-DC-022-CRAH-12
TX-DC-022-RACK-I | TX-DC-022-CRAH-16
TX-DC-022-RACK-J | TX-DC-022-CRAH-16
TX-DC-022-RACK-K | TX-DC-022-CRAH-13
TX-DC-022-RACK-L | TX-DC-022-CRAH-13
TX-DC-022-RACK-M | TX-DC-022-CRAH-13
TX-DC-022-RACK-N | TX-DC-022-CRAH-17
TX-DC-022-RACK-O | TX-DC-022-CRAH-17
TX-DC-022-RACK-P | TX-DC-022-CRAH-14
TX-DC-022-RACK-Q | TX-DC-022-CRAH-14
TX-DC-022-RACK-R | TX-DC-022-CRAH-18
TX-DC-022-RACK-S | TX-DC-022-CRAH-18
NC-DC-023-RACK-A | NC-DC-023-CRAH-11
NC-DC-023-RACK-B | NC-DC-023-CRAH-11
NC-DC-023-RACK-C | NC-DC-023-CRAH-15
NC-DC-023-RACK-D | NC-DC-023-CRAH-15
NC-DC-023-RACK-E | NC-DC-023-CRAH-12
NC-DC-023-RACK-F | NC-DC-023-CRAH-12 | NC-DC-023-CDU-1
NC-DC-023-RACK-G | NC-DC-023-CRAH-16 | NC-DC-023-CDU-1
NC-DC-023-RACK-H | NC-DC-023-CRAH-16 | NC-DC-023-CDU-1
NC-DC-023-RACK-I | NC-DC-023-CRAH-13
NC-DC-023-RACK-J | NC-DC-023-CRAH-13
NC-DC-023-RACK-K | NC-DC-023-CRAH-17
NC-DC-023-RACK-L | NC-DC-023-CRAH-17
NC-DC-023-RACK-M | NC-DC-023-CRAH-14
NC-DC-023-RACK-N | NC-DC-023-CRAH-14
NC-DC-023-RACK-O | NC-DC-023-CRAH-18
NC-DC-023-RACK-P | NC-DC-023-CRAH-18
WA-DC-024-RACK-A | WA-DC-024-CRAH-11
WA-DC-024-RACK-B | WA-DC-024-CRAH-11
WA-DC-024-RACK-C | WA-DC-024-CRAH-13
WA-DC-024-RACK-D | WA-DC-024-CRAH-13
WA-DC-024-RACK-E | WA-DC-024-CRAH-12
WA-DC-024-RACK-F | WA-DC-024-CRAH-12
WA-DC-024-RACK-G | WA-DC-024-CRAH-14
WA-DC-024-RACK-H | WA-DC-024-CRAH-14
Note on A1: Required: yes Type: ref (from Racks) System field: RackCooling.rackId
Note on B1: The CRAH / CRAC this rack depends on first. Required: yes Type: ref (from Cooling_Units) System field: RackCooling.primaryId
Note on C1: Liquid-cooled racks. Required: in some cases Type: ref (from CDUs) System field: RackCooling.cduId

## GPU_Clusters
cluster_id * | site_id * | room_id * | name * | scheduler * | fabric * | gpu_model * | cooling * | node_count (calc)
Note on A1: Required: yes Type: text System field: GpuCluster.id
Note on B1: Required: yes Type: ref (from Sites) System field: GpuCluster.dcId
Note on C1: Required: yes Type: ref (from Rooms) System field: GpuCluster.room
Note on D1: Required: yes Type: text System field: GpuCluster.name
Note on E1: Required: yes Type: list (from scheduler) System field: GpuCluster.scheduler
Note on F1: For example "InfiniBand NDR 400G, rail-optimised". Required: yes Type: text System field: GpuCluster.fabric
Note on G1: One model per cluster. Required: yes Type: list (from gpu_model) System field: GpuCluster.model
Note on H1: Required: yes Type: list (from air_liquid) System field: GpuCluster.cooling
Note on I1: Calculated from GPU_Nodes. Required: calculated Type: formula System field: GpuCluster.nodes

## GPU_Nodes
device_id * | cluster_id * | gpu_model * | gpu_vendor * | gpu_count * | server_model * | cooling * | driver | firmware
Note on A1: Required: yes Type: ref (from Devices) System field: GpuNode.neId
Note on B1: Required: yes Type: ref (from GPU_Clusters) System field: GpuNode.clusterId
Note on C1: Must match the cluster. Required: yes Type: list (from gpu_model) System field: GpuNode.model
Note on D1: Required: yes Type: list (from gpu_vendor) System field: GpuNode.vendor
Note on E1: Usually 8. Required: yes Type: integer System field: GpuNode.gpus.length
Note on F1: Required: yes Type: text System field: GpuNode.server
Note on G1: Required: yes Type: list (from air_liquid) System field: GpuNode.cooling
Note on H1: Installed driver version. Required: no Type: text System field: GpuNode.driver
Note on I1: Required: no Type: text System field: GpuNode.firmware

## Customers
customer_id * | name * | segment * | city * | state * | plan * | premium * | account_manager | monthly_revenue (calc)
CUST-1202 | Hyperscale Cloud US-East | Hyperscaler | Ashburn | Virginia | Private cage · 2N | Y | Rachel Adams
CUST-9121 | Nimbus Cloud Services | Hyperscaler | Dallas | Texas | Private cage · 2N | Y | Brian Foster
CUST-8240 | Orbital SaaS | SaaS | San Jose | California | Suite · 20 kW | Y | Monica Reyes
CUST-7359 | Finance Group | BFSI | New York | New York | Suite · 20 kW | Y | Kevin Walsh
CUST-6478 | Payments Gateway | BFSI | Atlanta | Georgia | Cabinets · 8 kW | Y | Laura Bennett
CUST-5597 | Stock Broking House | BFSI | Chicago | Illinois | Cabinets · 8 kW | Y | Rachel Adams
CUST-4716 | Telecom Provider | Carrier | Boston | Massachusetts | MMR cabinets | Y | Brian Foster
CUST-3835 | Regional ISP | Carrier | Seattle | Washington | MMR cabinets | N | Monica Reyes
CUST-2954 | Cloud Exchange | Carrier | Richmond | Virginia | MMR cabinets | Y | Kevin Walsh
CUST-2073 | Media Corporation | Media | Philadelphia | Pennsylvania | Cabinets · 6 kW | N | Laura Bennett
CUST-9992 | Broadcast Network | Media | Charlotte | North Carolina | Cabinets · 6 kW | N | Rachel Adams
CUST-9111 | Gaming Studio | Media | Austin | Texas | Cabinets · 8 kW | N | Brian Foster
CUST-8230 | E-commerce Marketplace | Enterprise | Phoenix | Arizona | Suite · 20 kW | Y | Monica Reyes
CUST-7349 | Logistics Partners | Enterprise | Denver | Colorado | Cabinets · 6 kW | N | Kevin Walsh
CUST-6468 | Pharma Manufacturing | Enterprise | Miami | Florida | Cabinets · 4 kW | N | Laura Bennett
CUST-5587 | Auto Components Inc | Enterprise | Columbus | Ohio | Cabinets · 4 kW | N | Rachel Adams
CUST-4706 | Retail Chain | Enterprise | Los Angeles | California | Cabinets · 6 kW | N | Brian Foster
CUST-3825 | Hotel Group | Enterprise | Minneapolis | Minnesota | Cabinets · 4 kW | N | Monica Reyes
CUST-2944 | State Department of Revenue | Government | Houston | Texas | Suite · 12 kW | Y | Kevin Walsh
CUST-2063 | Smart City Initiative | Government | Newark | New Jersey | Cabinets · 6 kW | N | Laura Bennett
CUST-9982 | Health Network | Healthcare | Nashville | Tennessee | Cabinets · 8 kW | Y | Rachel Adams
CUST-9101 | Diagnostics Labs | Healthcare | Portland | Oregon | Cabinets · 4 kW | N | Brian Foster
CUST-8220 | Research Institute | Government | Salt Lake City | Utah | HPC cabinets · 12 kW | N | Monica Reyes
CUST-7339 | Insurance Services | BFSI | San Francisco | California | Cabinets · 8 kW | Y | Kevin Walsh
Note on A1: Required: yes Type: text System field: Customer.id
Note on B1: Required: yes Type: text System field: Customer.name
Note on C1: For example BFSI, Media, AI / ML, Healthcare. Required: yes Type: text System field: Customer.segment
Note on D1: Billing city. Required: yes Type: text System field: Customer.city
Note on E1: Required: yes Type: text System field: Customer.state
Note on F1: Contract or plan name. Required: yes Type: text System field: Customer.plan
Note on G1: Y = premium SLA (counted on the Command center). Required: yes Type: list (from yes_no) System field: Customer.premium
Note on H1: Required: no Type: text System field: Customer.accountManager
Note on I1: Calculated: the sum of this customer's Services. Don't type it. Required: calculated Type: formula System field: Customer.revenueMonthly

## Services
service_id * | customer_id * | type * | site_id * | device_id | if_name | rack_ids | gpu_node_ids | qty * | unit * | bandwidth_mbps | sla_target_pct * | monthly_revenue * | critical * | start_date
SVC-CB-1100 | CUST-9992 | Cabinet lease | VA-DC-001 | VA-DC-001-TN-006 | RACK-C |  |  | 1 | cabinets | 10000 | 99.99 | 2400 | N
SVC-PW-1101 | CUST-9992 | Power circuit | VA-DC-001 | VA-DC-001-TN-006 | RACK-C · PDU A+B |  |  | 21 | kW | 10000 | 99.99 | 3780 | N
SVC-XC-1102 | CUST-9992 | Cross-connect | VA-DC-001 | VA-DC-001-MMR-SW-05 | MMR panel 8 · P38 |  |  | 10000 | Mbps | 10000 | 99.99 | 800 | N
SVC-XC-1103 | CUST-9992 | Cross-connect | VA-DC-001 | VA-DC-001-MMR-SW-06 | MMR panel 10 · P5 |  |  | 10000 | Mbps | 10000 | 99.99 | 800 | N
SVC-XC-1104 | CUST-9992 | Cross-connect | VA-DC-001 | VA-DC-001-MMR-SW-07 | MMR panel 7 · P1 |  |  | 100000 | Mbps | 100000 | 99.99 | 8000 | N
SVC-CB-1105 | CUST-1202 | Cabinet lease | VA-DC-001 | VA-DC-001-TN-011 | RACK-D, RACK-E, RACK-F, RACK-G, RACK-H |  |  | 5 | cabinets | 10000 | 99.999 | 12000 | Y
SVC-PW-1106 | CUST-1202 | Power circuit | VA-DC-001 | VA-DC-001-TN-011 | RACK-D · PDU A+B |  |  | 17 | kW | 10000 | 99.999 | 3060 | Y
SVC-PW-1107 | CUST-1202 | Power circuit | VA-DC-001 | VA-DC-001-TN-018 | RACK-E · PDU A+B |  |  | 16 | kW | 10000 | 99.999 | 2880 | Y
SVC-PW-1108 | CUST-1202 | Power circuit | VA-DC-001 | VA-DC-001-TN-022 | RACK-F · PDU A+B |  |  | 21 | kW | 10000 | 99.999 | 3780 | Y
SVC-PW-1109 | CUST-1202 | Power circuit | VA-DC-001 | VA-DC-001-TN-026 | RACK-G · PDU A+B |  |  | 18 | kW | 10000 | 99.999 | 3240 | Y
SVC-PW-1110 | CUST-1202 | Power circuit | VA-DC-001 | VA-DC-001-TN-031 | RACK-H · PDU A+B |  |  | 20 | kW | 10000 | 99.999 | 3600 | Y
SVC-XC-1111 | CUST-1202 | Cross-connect | VA-DC-001 | VA-DC-001-MMR-SW-01 | MMR panel 7 · P19 |  |  | 1000 | Mbps | 1000 | 99.999 | 80 | Y
SVC-XC-1112 | CUST-1202 | Cross-connect | VA-DC-001 | VA-DC-001-MMR-SW-02 | MMR panel 5 · P48 |  |  | 10000 | Mbps | 10000 | 99.999 | 800 | Y
SVC-CB-1113 | CUST-5587 | Cabinet lease | VA-DC-001 | VA-DC-001-TN-036 | RACK-I, RACK-J |  |  | 2 | cabinets | 10000 | 99.99 | 4800 | N
SVC-PW-1114 | CUST-5587 | Power circuit | VA-DC-001 | VA-DC-001-TN-036 | RACK-I · PDU A+B |  |  | 17 | kW | 10000 | 99.99 | 3060 | N
SVC-PW-1115 | CUST-5587 | Power circuit | VA-DC-001 | VA-DC-001-TN-043 | RACK-J · PDU A+B |  |  | 13 | kW | 10000 | 99.99 | 2340 | N
SVC-XC-1116 | CUST-5587 | Cross-connect | VA-DC-001 | VA-DC-001-MMR-SW-08 | MMR panel 12 · P33 |  |  | 10000 | Mbps | 10000 | 99.99 | 800 | N
SVC-XC-1117 | CUST-5587 | Cross-connect | VA-DC-001 | VA-DC-001-MMR-SW-09 | MMR panel 1 · P14 |  |  | 10000 | Mbps | 10000 | 99.99 | 800 | N
SVC-CB-1118 | CUST-8230 | Cabinet lease | VA-DC-001 | VA-DC-001-TN-049 | RACK-K, RACK-L |  |  | 2 | cabinets | 10000 | 99.999 | 4800 | Y
SVC-PW-1119 | CUST-8230 | Power circuit | VA-DC-001 | VA-DC-001-TN-049 | RACK-K · PDU A+B |  |  | 8 | kW | 10000 | 99.999 | 1440 | Y
SVC-PW-1120 | CUST-8230 | Power circuit | VA-DC-001 | VA-DC-001-TN-052 | RACK-L · PDU A+B |  |  | 10 | kW | 10000 | 99.999 | 1800 | Y
SVC-XC-1121 | CUST-8230 | Cross-connect | VA-DC-001 | VA-DC-001-MMR-SW-07 | MMR panel 7 · P14 |  |  | 100000 | Mbps | 100000 | 99.999 | 8000 | Y
SVC-XC-1122 | CUST-8230 | Cross-connect | VA-DC-001 | VA-DC-001-MMR-SW-08 | MMR panel 2 · P2 |  |  | 1000 | Mbps | 1000 | 99.999 | 80 | Y
SVC-CB-1123 | CUST-7339 | Cabinet lease | VA-DC-001 | VA-DC-001-TN-057 | RACK-M |  |  | 1 | cabinets | 10000 | 99.999 | 2400 | Y
SVC-PW-1124 | CUST-7339 | Power circuit | VA-DC-001 | VA-DC-001-TN-057 | RACK-M · PDU A+B |  |  | 8 | kW | 10000 | 99.999 | 1440 | Y
SVC-XC-1125 | CUST-7339 | Cross-connect | VA-DC-001 | VA-DC-001-MMR-SW-01 | MMR panel 7 · P35 |  |  | 10000 | Mbps | 10000 | 99.999 | 800 | Y
SVC-XC-1126 | CUST-7339 | Cross-connect | VA-DC-001 | VA-DC-001-MMR-SW-02 | MMR panel 1 · P27 |  |  | 10000 | Mbps | 10000 | 99.999 | 800 | Y
SVC-XC-1127 | CUST-7339 | Cross-connect | VA-DC-001 | VA-DC-001-MMR-SW-03 | MMR panel 1 · P25 |  |  | 10000 | Mbps | 10000 | 99.999 | 800 | Y
SVC-CB-1128 | CUST-8240 | Cabinet lease | VA-DC-001 | VA-DC-001-TN-062 | RACK-N, RACK-O |  |  | 2 | cabinets | 10000 | 99.999 | 4800 | Y
SVC-PW-1129 | CUST-8240 | Power circuit | VA-DC-001 | VA-DC-001-TN-062 | RACK-N · PDU A+B |  |  | 13 | kW | 10000 | 99.999 | 2340 | Y
SVC-PW-1130 | CUST-8240 | Power circuit | VA-DC-001 | VA-DC-001-TN-066 | RACK-O · PDU A+B |  |  | 12 | kW | 10000 | 99.999 | 2160 | Y
SVC-XC-1131 | CUST-8240 | Cross-connect | VA-DC-001 | VA-DC-001-MMR-SW-02 | MMR panel 7 · P28 |  |  | 100000 | Mbps | 100000 | 99.999 | 8000 | Y
SVC-XC-1132 | CUST-8240 | Cross-connect | VA-DC-001 | VA-DC-001-MMR-SW-03 | MMR panel 3 · P20 |  |  | 100000 | Mbps | 100000 | 99.999 | 8000 | Y
SVC-XC-1133 | CUST-8240 | Cross-connect | VA-DC-001 | VA-DC-001-MMR-SW-04 | MMR panel 7 · P27 |  |  | 100000 | Mbps | 100000 | 99.999 | 8000 | Y
SVC-RH-1134 | CUST-8240 | Remote hands | VA-DC-001 | VA-DC-001-TN-062 | monthly allowance |  |  | 10 | hours | 10000 | 99.999 | 300 | Y
SVC-CB-1135 | CUST-8220 | Cabinet lease | VA-DC-001 | VA-DC-001-TN-072 | RACK-P |  |  | 1 | cabinets | 10000 | 99.99 | 2400 | N
SVC-PW-1136 | CUST-8220 | Power circuit | VA-DC-001 | VA-DC-001-TN-072 | RACK-P · PDU A+B |  |  | 14 | kW | 10000 | 99.99 | 2520 | N
SVC-XC-1137 | CUST-8220 | Cross-connect | VA-DC-001 | VA-DC-001-MMR-SW-09 | MMR panel 3 · P9 |  |  | 100000 | Mbps | 100000 | 99.99 | 8000 | N
SVC-CB-1138 | CUST-3825 | Cabinet lease | VA-DC-001 | VA-DC-001-TN-079 | RACK-Q |  |  | 1 | cabinets | 10000 | 99.99 | 2400 | N
SVC-PW-1139 | CUST-3825 | Power circuit | VA-DC-001 | VA-DC-001-TN-079 | RACK-Q · PDU A+B |  |  | 8 | kW | 10000 | 99.99 | 1440 | N
SVC-XC-1140 | CUST-3825 | Cross-connect | VA-DC-001 | VA-DC-001-MMR-SW-08 | MMR panel 2 · P18 |  |  | 100000 | Mbps | 100000 | 99.99 | 8000 | N
SVC-CB-1141 | CUST-9111 | Cabinet lease | VA-DC-002 | VA-DC-002-TN-001 | RACK-B, RACK-C |  |  | 2 | cabinets | 10000 | 99.99 | 4800 | N
SVC-PW-1142 | CUST-9111 | Power circuit | VA-DC-002 | VA-DC-002-TN-001 | RACK-B · PDU A+B |  |  | 40 | kW | 10000 | 99.99 | 7200 | N
SVC-PW-1143 | CUST-9111 | Power circuit | VA-DC-002 | VA-DC-002-TN-007 | RACK-C · PDU A+B |  |  | 40 | kW | 10000 | 99.99 | 7200 | N
SVC-XC-1144 | CUST-9111 | Cross-connect | VA-DC-002 | VA-DC-002-MMR-SW-02 | MMR panel 5 · P2 |  |  | 10000 | Mbps | 10000 | 99.99 | 800 | N
SVC-XC-1145 | CUST-9111 | Cross-connect | VA-DC-002 | VA-DC-002-MMR-SW-03 | MMR panel 3 · P2 |  |  | 100000 | Mbps | 100000 | 99.99 | 8000 | N
SVC-CB-1146 | CUST-1202 | Cabinet lease | VA-DC-002 | VA-DC-002-TN-013 | RACK-D, RACK-E, RACK-F, RACK-G, RACK-H |  |  | 5 | cabinets | 10000 | 99.999 | 12000 | Y
SVC-PW-1147 | CUST-1202 | Power circuit | VA-DC-002 | VA-DC-002-TN-013 | RACK-D · PDU A+B |  |  | 40 | kW | 10000 | 99.999 | 7200 | Y
SVC-PW-1148 | CUST-1202 | Power circuit | VA-DC-002 | VA-DC-002-TN-017 | RACK-E · PDU A+B |  |  | 14 | kW | 10000 | 99.999 | 2520 | Y
SVC-PW-1149 | CUST-1202 | Power circuit | VA-DC-002 | VA-DC-002-TN-023 | RACK-F · PDU A+B |  |  | 19 | kW | 10000 | 99.999 | 3420 | Y
SVC-PW-1150 | CUST-1202 | Power circuit | VA-DC-002 | VA-DC-002-TN-028 | RACK-G · PDU A+B |  |  | 16 | kW | 10000 | 99.999 | 2880 | Y
SVC-PW-1151 | CUST-1202 | Power circuit | VA-DC-002 | VA-DC-002-TN-033 | RACK-H · PDU A+B |  |  | 14 | kW | 10000 | 99.999 | 2520 | Y
SVC-XC-1152 | CUST-1202 | Cross-connect | VA-DC-002 | VA-DC-002-MMR-SW-01 | MMR panel 2 · P17 |  |  | 100000 | Mbps | 100000 | 99.999 | 8000 | Y
SVC-CB-1153 | CUST-4706 | Cabinet lease | VA-DC-002 | VA-DC-002-TN-037 | RACK-I |  |  | 1 | cabinets | 10000 | 99.99 | 2400 | N
SVC-PW-1154 | CUST-4706 | Power circuit | VA-DC-002 | VA-DC-002-TN-037 | RACK-I · PDU A+B |  |  | 8 | kW | 10000 | 99.99 | 1440 | N
SVC-XC-1155 | CUST-4706 | Cross-connect | VA-DC-002 | VA-DC-002-MMR-SW-03 | MMR panel 12 · P37 |  |  | 10000 | Mbps | 10000 | 99.99 | 800 | N
SVC-CB-1156 | CUST-5597 | Cabinet lease | VA-DC-003 | VA-DC-003-TN-006 | RACK-C, RACK-D |  |  | 2 | cabinets | 10000 | 99.999 | 4800 | Y
SVC-PW-1157 | CUST-5597 | Power circuit | VA-DC-003 | VA-DC-003-TN-006 | RACK-C · PDU A+B |  |  | 19 | kW | 10000 | 99.999 | 3420 | Y
SVC-PW-1158 | CUST-5597 | Power circuit | VA-DC-003 | VA-DC-003-TN-011 | RACK-D · PDU A+B |  |  | 15 | kW | 10000 | 99.999 | 2700 | Y
SVC-XC-1159 | CUST-5597 | Cross-connect | VA-DC-003 | VA-DC-003-MMR-SW-02 | MMR panel 6 · P27 |  |  | 10000 | Mbps | 10000 | 99.999 | 800 | Y
SVC-XC-1160 | CUST-5597 | Cross-connect | VA-DC-003 | VA-DC-003-MMR-SW-03 | MMR panel 4 · P12 |  |  | 1000 | Mbps | 1000 | 99.999 | 80 | Y
SVC-CB-1161 | CUST-4706 | Cabinet lease | VA-DC-003 | VA-DC-003-TN-017 | RACK-E |  |  | 1 | cabinets | 10000 | 99.99 | 2400 | N
SVC-PW-1162 | CUST-4706 | Power circuit | VA-DC-003 | VA-DC-003-TN-017 | RACK-E · PDU A+B |  |  | 17 | kW | 10000 | 99.99 | 3060 | N
SVC-XC-1163 | CUST-4706 | Cross-connect | VA-DC-003 | VA-DC-003-MMR-SW-02 | MMR panel 12 · P12 |  |  | 10000 | Mbps | 10000 | 99.99 | 800 | N
SVC-XC-1164 | CUST-4706 | Cross-connect | VA-DC-003 | VA-DC-003-MMR-SW-03 | MMR panel 10 · P32 |  |  | 10000 | Mbps | 10000 | 99.99 | 800 | N
SVC-XC-1165 | CUST-4706 | Cross-connect | VA-DC-003 | VA-DC-003-MMR-SW-04 | MMR panel 9 · P6 |  |  | 100000 | Mbps | 100000 | 99.99 | 8000 | N
SVC-CB-1166 | CUST-7339 | Cabinet lease | VA-DC-003 | VA-DC-003-TN-023 | RACK-F |  |  | 1 | cabinets | 10000 | 99.999 | 2400 | Y
SVC-PW-1167 | CUST-7339 | Power circuit | VA-DC-003 | VA-DC-003-TN-023 | RACK-F · PDU A+B |  |  | 17 | kW | 10000 | 99.999 | 3060 | Y
SVC-XC-1168 | CUST-7339 | Cross-connect | VA-DC-003 | VA-DC-003-MMR-SW-03 | MMR panel 9 · P16 |  |  | 100000 | Mbps | 100000 | 99.999 | 8000 | Y
SVC-CB-1169 | CUST-5587 | Cabinet lease | VA-DC-003 | VA-DC-003-TN-027 | RACK-G |  |  | 1 | cabinets | 10000 | 99.99 | 2400 | N
SVC-PW-1170 | CUST-5587 | Power circuit | VA-DC-003 | VA-DC-003-TN-027 | RACK-G · PDU A+B |  |  | 21 | kW | 10000 | 99.99 | 3780 | N
SVC-XC-1171 | CUST-5587 | Cross-connect | VA-DC-003 | VA-DC-003-MMR-SW-02 | MMR panel 10 · P42 |  |  | 1000 | Mbps | 1000 | 99.99 | 80 | N
SVC-RH-1172 | CUST-5587 | Remote hands | VA-DC-003 | VA-DC-003-TN-027 | monthly allowance |  |  | 10 | hours | 10000 | 99.99 | 300 | N
SVC-CB-1173 | CUST-6478 | Cabinet lease | VA-DC-003 | VA-DC-003-TN-032 | RACK-H |  |  | 1 | cabinets | 10000 | 99.999 | 2400 | Y
SVC-PW-1174 | CUST-6478 | Power circuit | VA-DC-003 | VA-DC-003-TN-032 | RACK-H · PDU A+B |  |  | 15 | kW | 10000 | 99.999 | 2700 | Y
SVC-XC-1175 | CUST-6478 | Cross-connect | VA-DC-003 | VA-DC-003-MMR-SW-03 | MMR panel 8 · P21 |  |  | 100000 | Mbps | 100000 | 99.999 | 8000 | Y
SVC-CB-1176 | CUST-1202 | Cabinet lease | VA-DC-003 | VA-DC-003-TN-039 | RACK-I, RACK-J, RACK-K |  |  | 3 | cabinets | 10000 | 99.999 | 7200 | Y
SVC-PW-1177 | CUST-1202 | Power circuit | VA-DC-003 | VA-DC-003-TN-039 | RACK-I · PDU A+B |  |  | 18 | kW | 10000 | 99.999 | 3240 | Y
SVC-PW-1178 | CUST-1202 | Power circuit | VA-DC-003 | VA-DC-003-TN-045 | RACK-J · PDU A+B |  |  | 20 | kW | 10000 | 99.999 | 3600 | Y
SVC-PW-1179 | CUST-1202 | Power circuit | VA-DC-003 | VA-DC-003-TN-050 | RACK-K · PDU A+B |  |  | 8 | kW | 10000 | 99.999 | 1440 | Y
SVC-XC-1180 | CUST-1202 | Cross-connect | VA-DC-003 | VA-DC-003-MMR-SW-03 | MMR panel 10 · P20 |  |  | 10000 | Mbps | 10000 | 99.999 | 800 | Y
SVC-XC-1181 | CUST-1202 | Cross-connect | VA-DC-003 | VA-DC-003-MMR-SW-04 | MMR panel 4 · P21 |  |  | 1000 | Mbps | 1000 | 99.999 | 80 | Y
SVC-XC-1182 | CUST-1202 | Cross-connect | VA-DC-003 | VA-DC-003-MMR-SW-05 | MMR panel 6 · P35 |  |  | 10000 | Mbps | 10000 | 99.999 | 800 | Y
SVC-CB-1183 | CUST-3835 | Cabinet lease | VA-DC-004 | VA-DC-004-TN-002 | RACK-B |  |  | 1 | cabinets | 10000 | 99.99 | 2400 | N
SVC-PW-1184 | CUST-3835 | Power circuit | VA-DC-004 | VA-DC-004-TN-002 | RACK-B · PDU A+B |  |  | 14 | kW | 10000 | 99.99 | 2520 | N
SVC-XC-1185 | CUST-3835 | Cross-connect | VA-DC-004 | VA-DC-004-MMR-SW-03 | MMR panel 6 · P27 |  |  | 100000 | Mbps | 100000 | 99.99 | 8000 | N
SVC-XC-1186 | CUST-3835 | Cross-connect | VA-DC-004 | VA-DC-004-MMR-SW-04 | MMR panel 7 · P16 |  |  | 1000 | Mbps | 1000 | 99.99 | 80 | N
SVC-RH-1187 | CUST-3835 | Remote hands | VA-DC-004 | VA-DC-004-TN-002 | monthly allowance |  |  | 40 | hours | 10000 | 99.99 | 1200 | N
SVC-CB-1188 | CUST-6468 | Cabinet lease | VA-DC-004 | VA-DC-004-TN-009 | RACK-C, RACK-D |  |  | 2 | cabinets | 10000 | 99.99 | 4800 | N
SVC-PW-1189 | CUST-6468 | Power circuit | VA-DC-004 | VA-DC-004-TN-009 | RACK-C · PDU A+B |  |  | 15 | kW | 10000 | 99.99 | 2700 | N
SVC-PW-1190 | CUST-6468 | Power circuit | VA-DC-004 | VA-DC-004-TN-014 | RACK-D · PDU A+B |  |  | 22 | kW | 10000 | 99.99 | 3960 | N
SVC-XC-1191 | CUST-6468 | Cross-connect | VA-DC-004 | VA-DC-004-MMR-SW-02 | MMR panel 4 · P17 |  |  | 10000 | Mbps | 10000 | 99.99 | 800 | N
SVC-CB-1192 | CUST-4716 | Cabinet lease | VA-DC-004 | VA-DC-004-TN-020 | RACK-E |  |  | 1 | cabinets | 10000 | 99.999 | 2400 | Y
SVC-PW-1193 | CUST-4716 | Power circuit | VA-DC-004 | VA-DC-004-TN-020 | RACK-E · PDU A+B |  |  | 15 | kW | 10000 | 99.999 | 2700 | Y
SVC-XC-1194 | CUST-4716 | Cross-connect | VA-DC-004 | VA-DC-004-MMR-SW-04 | MMR panel 2 · P5 |  |  | 10000 | Mbps | 10000 | 99.999 | 800 | Y
SVC-XC-1195 | CUST-4716 | Cross-connect | VA-DC-004 | VA-DC-004-MMR-SW-01 | MMR panel 10 · P6 |  |  | 100000 | Mbps | 100000 | 99.999 | 8000 | Y
SVC-XC-1196 | CUST-4716 | Cross-connect | VA-DC-004 | VA-DC-004-MMR-SW-02 | MMR panel 8 · P28 |  |  | 10000 | Mbps | 10000 | 99.999 | 800 | Y
SVC-CB-1197 | CUST-8220 | Cabinet lease | VA-DC-004 | VA-DC-004-TN-024 | RACK-F |  |  | 1 | cabinets | 10000 | 99.99 | 2400 | N
SVC-PW-1198 | CUST-8220 | Power circuit | VA-DC-004 | VA-DC-004-TN-024 | RACK-F · PDU A+B |  |  | 14 | kW | 10000 | 99.99 | 2520 | N
SVC-XC-1199 | CUST-8220 | Cross-connect | VA-DC-004 | VA-DC-004-MMR-SW-02 | MMR panel 5 · P1 |  |  | 100000 | Mbps | 100000 | 99.99 | 8000 | N
SVC-CB-1200 | CUST-9121 | Cabinet lease | TX-DC-005 | TX-DC-005-TN-006 | RACK-C, RACK-D, RACK-E, RACK-F, RACK-G |  |  | 5 | cabinets | 10000 | 99.999 | 12000 | Y
SVC-PW-1201 | CUST-9121 | Power circuit | TX-DC-005 | TX-DC-005-TN-006 | RACK-C · PDU A+B |  |  | 15 | kW | 10000 | 99.999 | 2700 | Y
SVC-PW-1202 | CUST-9121 | Power circuit | TX-DC-005 | TX-DC-005-TN-011 | RACK-D · PDU A+B |  |  | 17 | kW | 10000 | 99.999 | 3060 | Y
SVC-PW-1203 | CUST-9121 | Power circuit | TX-DC-005 | TX-DC-005-TN-018 | RACK-E · PDU A+B |  |  | 12 | kW | 10000 | 99.999 | 2160 | Y
SVC-PW-1204 | CUST-9121 | Power circuit | TX-DC-005 | TX-DC-005-TN-022 | RACK-F · PDU A+B |  |  | 18 | kW | 10000 | 99.999 | 3240 | Y
SVC-PW-1205 | CUST-9121 | Power circuit | TX-DC-005 | TX-DC-005-TN-027 | RACK-G · PDU A+B |  |  | 13 | kW | 10000 | 99.999 | 2340 | Y
SVC-XC-1206 | CUST-9121 | Cross-connect | TX-DC-005 | TX-DC-005-MMR-SW-03 | MMR panel 7 · P43 |  |  | 100000 | Mbps | 100000 | 99.999 | 8000 | Y
SVC-XC-1207 | CUST-9121 | Cross-connect | TX-DC-005 | TX-DC-005-MMR-SW-04 | MMR panel 3 · P17 |  |  | 10000 | Mbps | 10000 | 99.999 | 800 | Y
SVC-XC-1208 | CUST-9121 | Cross-connect | TX-DC-005 | TX-DC-005-MMR-SW-05 | MMR panel 1 · P6 |  |  | 1000 | Mbps | 1000 | 99.999 | 80 | Y
SVC-RH-1209 | CUST-9121 | Remote hands | TX-DC-005 | TX-DC-005-TN-006 | monthly allowance |  |  | 40 | hours | 10000 | 99.999 | 1200 | Y
SVC-CB-1210 | CUST-7339 | Cabinet lease | TX-DC-005 | TX-DC-005-TN-030 | RACK-H |  |  | 1 | cabinets | 10000 | 99.999 | 2400 | Y
SVC-PW-1211 | CUST-7339 | Power circuit | TX-DC-005 | TX-DC-005-TN-030 | RACK-H · PDU A+B |  |  | 16 | kW | 10000 | 99.999 | 2880 | Y
SVC-XC-1212 | CUST-7339 | Cross-connect | TX-DC-005 | TX-DC-005-MMR-SW-06 | MMR panel 4 · P37 |  |  | 1000 | Mbps | 1000 | 99.999 | 80 | Y
SVC-RH-1213 | CUST-7339 | Remote hands | TX-DC-005 | TX-DC-005-TN-030 | monthly allowance |  |  | 10 | hours | 10000 | 99.999 | 300 | Y
SVC-CB-1214 | CUST-2944 | Cabinet lease | TX-DC-005 | TX-DC-005-TN-035 | RACK-I, RACK-J |  |  | 2 | cabinets | 10000 | 99.999 | 4800 | Y
SVC-PW-1215 | CUST-2944 | Power circuit | TX-DC-005 | TX-DC-005-TN-035 | RACK-I · PDU A+B |  |  | 17 | kW | 10000 | 99.999 | 3060 | Y
SVC-PW-1216 | CUST-2944 | Power circuit | TX-DC-005 | TX-DC-005-TN-040 | RACK-J · PDU A+B |  |  | 18 | kW | 10000 | 99.999 | 3240 | Y
SVC-XC-1217 | CUST-2944 | Cross-connect | TX-DC-005 | TX-DC-005-MMR-SW-01 | MMR panel 6 · P28 |  |  | 1000 | Mbps | 1000 | 99.999 | 80 | Y
SVC-XC-1218 | CUST-2944 | Cross-connect | TX-DC-005 | TX-DC-005-MMR-SW-02 | MMR panel 4 · P16 |  |  | 1000 | Mbps | 1000 | 99.999 | 80 | Y
SVC-XC-1219 | CUST-2944 | Cross-connect | TX-DC-005 | TX-DC-005-MMR-SW-03 | MMR panel 2 · P26 |  |  | 10000 | Mbps | 10000 | 99.999 | 800 | Y
SVC-CB-1220 | CUST-3825 | Cabinet lease | TX-DC-005 | TX-DC-005-TN-046 | RACK-K, RACK-L |  |  | 2 | cabinets | 10000 | 99.99 | 4800 | N
SVC-PW-1221 | CUST-3825 | Power circuit | TX-DC-005 | TX-DC-005-TN-046 | RACK-K · PDU A+B |  |  | 16 | kW | 10000 | 99.99 | 2880 | N
SVC-PW-1222 | CUST-3825 | Power circuit | TX-DC-005 | TX-DC-005-TN-050 | RACK-L · PDU A+B |  |  | 12 | kW | 10000 | 99.99 | 2160 | N
SVC-XC-1223 | CUST-3825 | Cross-connect | TX-DC-005 | TX-DC-005-MMR-SW-03 | MMR panel 2 · P37 |  |  | 10000 | Mbps | 10000 | 99.99 | 800 | N
SVC-CB-1224 | CUST-9982 | Cabinet lease | TX-DC-005 | TX-DC-005-TN-054 | RACK-M, RACK-N |  |  | 2 | cabinets | 10000 | 99.999 | 4800 | Y
SVC-PW-1225 | CUST-9982 | Power circuit | TX-DC-005 | TX-DC-005-TN-054 | RACK-M · PDU A+B |  |  | 13 | kW | 10000 | 99.999 | 2340 | Y
SVC-PW-1226 | CUST-9982 | Power circuit | TX-DC-005 | TX-DC-005-TN-059 | RACK-N · PDU A+B |  |  | 12 | kW | 10000 | 99.999 | 2160 | Y
SVC-XC-1227 | CUST-9982 | Cross-connect | TX-DC-005 | TX-DC-005-MMR-SW-01 | MMR panel 12 · P31 |  |  | 10000 | Mbps | 10000 | 99.999 | 800 | Y
SVC-XC-1228 | CUST-9982 | Cross-connect | TX-DC-005 | TX-DC-005-MMR-SW-02 | MMR panel 2 · P15 |  |  | 10000 | Mbps | 10000 | 99.999 | 800 | Y
SVC-RH-1229 | CUST-9982 | Remote hands | TX-DC-005 | TX-DC-005-TN-054 | monthly allowance |  |  | 10 | hours | 10000 | 99.999 | 300 | Y
SVC-CB-1230 | CUST-7339 | Cabinet lease | TX-DC-006 | TX-DC-006-TN-005 | RACK-C |  |  | 1 | cabinets | 10000 | 99.999 | 2400 | Y
SVC-PW-1231 | CUST-7339 | Power circuit | TX-DC-006 | TX-DC-006-TN-005 | RACK-C · PDU A+B |  |  | 21 | kW | 10000 | 99.999 | 3780 | Y
SVC-XC-1232 | CUST-7339 | Cross-connect | TX-DC-006 | TX-DC-006-MMR-SW-03 | MMR panel 6 · P22 |  |  | 10000 | Mbps | 10000 | 99.999 | 800 | Y
SVC-XC-1233 | CUST-7339 | Cross-connect | TX-DC-006 | TX-DC-006-MMR-SW-04 | MMR panel 3 · P27 |  |  | 10000 | Mbps | 10000 | 99.999 | 800 | Y
SVC-RH-1234 | CUST-7339 | Remote hands | TX-DC-006 | TX-DC-006-TN-005 | monthly allowance |  |  | 20 | hours | 10000 | 99.999 | 600 | Y
SVC-CB-1235 | CUST-7349 | Cabinet lease | TX-DC-006 | TX-DC-006-TN-011 | RACK-D, RACK-E |  |  | 2 | cabinets | 10000 | 99.99 | 4800 | N
SVC-PW-1236 | CUST-7349 | Power circuit | TX-DC-006 | TX-DC-006-TN-011 | RACK-D · PDU A+B |  |  | 13 | kW | 10000 | 99.99 | 2340 | N
SVC-PW-1237 | CUST-7349 | Power circuit | TX-DC-006 | TX-DC-006-TN-017 | RACK-E · PDU A+B |  |  | 13 | kW | 10000 | 99.99 | 2340 | N
SVC-XC-1238 | CUST-7349 | Cross-connect | TX-DC-006 | TX-DC-006-MMR-SW-01 | MMR panel 12 · P7 |  |  | 100000 | Mbps | 100000 | 99.99 | 8000 | N
SVC-CB-1239 | CUST-6468 | Cabinet lease | TX-DC-006 | TX-DC-006-TN-024 | RACK-F, RACK-G |  |  | 2 | cabinets | 10000 | 99.99 | 4800 | N
SVC-PW-1240 | CUST-6468 | Power circuit | TX-DC-006 | TX-DC-006-TN-024 | RACK-F · PDU A+B |  |  | 15 | kW | 10000 | 99.99 | 2700 | N
SVC-PW-1241 | CUST-6468 | Power circuit | TX-DC-006 | TX-DC-006-TN-027 | RACK-G · PDU A+B |  |  | 15 | kW | 10000 | 99.99 | 2700 | N
SVC-XC-1242 | CUST-6468 | Cross-connect | TX-DC-006 | TX-DC-006-MMR-SW-03 | MMR panel 10 · P33 |  |  | 10000 | Mbps | 10000 | 99.99 | 800 | N
SVC-XC-1243 | CUST-6468 | Cross-connect | TX-DC-006 | TX-DC-006-MMR-SW-04 | MMR panel 11 · P37 |  |  | 10000 | Mbps | 10000 | 99.99 | 800 | N
SVC-RH-1244 | CUST-6468 | Remote hands | TX-DC-006 | TX-DC-006-TN-024 | monthly allowance |  |  | 10 | hours | 10000 | 99.99 | 300 | N
SVC-CB-1245 | CUST-1202 | Cabinet lease | TX-DC-006 | TX-DC-006-TN-032 | RACK-H, RACK-I, RACK-J, RACK-K |  |  | 4 | cabinets | 10000 | 99.999 | 9600 | Y
SVC-PW-1246 | CUST-1202 | Power circuit | TX-DC-006 | TX-DC-006-TN-032 | RACK-H · PDU A+B |  |  | 16 | kW | 10000 | 99.999 | 2880 | Y
SVC-PW-1247 | CUST-1202 | Power circuit | TX-DC-006 | TX-DC-006-TN-037 | RACK-I · PDU A+B |  |  | 18 | kW | 10000 | 99.999 | 3240 | Y
SVC-PW-1248 | CUST-1202 | Power circuit | TX-DC-006 | TX-DC-006-TN-040 | RACK-J · PDU A+B |  |  | 14 | kW | 10000 | 99.999 | 2520 | Y
SVC-PW-1249 | CUST-1202 | Power circuit | TX-DC-006 | TX-DC-006-TN-045 | RACK-K · PDU A+B |  |  | 14 | kW | 10000 | 99.999 | 2520 | Y
SVC-XC-1250 | CUST-1202 | Cross-connect | TX-DC-006 | TX-DC-006-MMR-SW-03 | MMR panel 8 · P40 |  |  | 10000 | Mbps | 10000 | 99.999 | 800 | Y
SVC-CB-1251 | CUST-2073 | Cabinet lease | TX-DC-007 | TX-DC-007-TN-002 | RACK-B, RACK-C |  |  | 2 | cabinets | 10000 | 99.99 | 4800 | N
SVC-PW-1252 | CUST-2073 | Power circuit | TX-DC-007 | TX-DC-007-TN-002 | RACK-B · PDU A+B |  |  | 16 | kW | 10000 | 99.99 | 2880 | N
SVC-PW-1253 | CUST-2073 | Power circuit | TX-DC-007 | TX-DC-007-TN-008 | RACK-C · PDU A+B |  |  | 18 | kW | 10000 | 99.99 | 3240 | N
SVC-XC-1254 | CUST-2073 | Cross-connect | TX-DC-007 | TX-DC-007-MMR-SW-02 | MMR panel 6 · P48 |  |  | 100000 | Mbps | 100000 | 99.99 | 8000 | N
SVC-CB-1255 | CUST-2063 | Cabinet lease | TX-DC-007 | TX-DC-007-TN-015 | RACK-D, RACK-E |  |  | 2 | cabinets | 10000 | 99.99 | 4800 | N
SVC-PW-1256 | CUST-2063 | Power circuit | TX-DC-007 | TX-DC-007-TN-015 | RACK-D · PDU A+B |  |  | 22 | kW | 10000 | 99.99 | 3960 | N
SVC-PW-1257 | CUST-2063 | Power circuit | TX-DC-007 | TX-DC-007-TN-021 | RACK-E · PDU A+B |  |  | 11 | kW | 10000 | 99.99 | 1980 | N
SVC-XC-1258 | CUST-2063 | Cross-connect | TX-DC-007 | TX-DC-007-MMR-SW-01 | MMR panel 2 · P46 |  |  | 100000 | Mbps | 100000 | 99.99 | 8000 | N
SVC-XC-1259 | CUST-2063 | Cross-connect | TX-DC-007 | TX-DC-007-MMR-SW-02 | MMR panel 6 · P9 |  |  | 1000 | Mbps | 1000 | 99.99 | 80 | N
SVC-XC-1260 | CUST-2063 | Cross-connect | TX-DC-007 | TX-DC-007-MMR-SW-03 | MMR panel 11 · P10 |  |  | 10000 | Mbps | 10000 | 99.99 | 800 | N
SVC-CB-1261 | CUST-3825 | Cabinet lease | TX-DC-007 | TX-DC-007-TN-024 | RACK-F |  |  | 1 | cabinets | 10000 | 99.99 | 2400 | N
SVC-PW-1262 | CUST-3825 | Power circuit | TX-DC-007 | TX-DC-007-TN-024 | RACK-F · PDU A+B |  |  | 17 | kW | 10000 | 99.99 | 3060 | N
SVC-XC-1263 | CUST-3825 | Cross-connect | TX-DC-007 | TX-DC-007-MMR-SW-04 | MMR panel 4 · P48 |  |  | 10000 | Mbps | 10000 | 99.99 | 800 | N
SVC-RH-1264 | CUST-3825 | Remote hands | TX-DC-007 | TX-DC-007-TN-024 | monthly allowance |  |  | 20 | hours | 10000 | 99.99 | 600 | N
SVC-CB-1265 | CUST-6478 | Cabinet lease | TX-DC-007 | TX-DC-007-TN-031 | RACK-G |  |  | 1 | cabinets | 10000 | 99.999 | 2400 | Y
SVC-PW-1266 | CUST-6478 | Power circuit | TX-DC-007 | TX-DC-007-TN-031 | RACK-G · PDU A+B |  |  | 13 | kW | 10000 | 99.999 | 2340 | Y
SVC-XC-1267 | CUST-6478 | Cross-connect | TX-DC-007 | TX-DC-007-MMR-SW-01 | MMR panel 6 · P1 |  |  | 1000 | Mbps | 1000 | 99.999 | 80 | Y
SVC-CB-1268 | CUST-2954 | Cabinet lease | CA-DC-008 | CA-DC-008-TN-005 | RACK-C |  |  | 1 | cabinets | 10000 | 99.999 | 2400 | Y
SVC-PW-1269 | CUST-2954 | Power circuit | CA-DC-008 | CA-DC-008-TN-005 | RACK-C · PDU A+B |  |  | 14 | kW | 10000 | 99.999 | 2520 | Y
SVC-XC-1270 | CUST-2954 | Cross-connect | CA-DC-008 | CA-DC-008-MMR-SW-07 | MMR panel 6 · P10 |  |  | 100000 | Mbps | 100000 | 99.999 | 8000 | Y
SVC-XC-1271 | CUST-2954 | Cross-connect | CA-DC-008 | CA-DC-008-MMR-SW-01 | MMR panel 3 · P10 |  |  | 1000 | Mbps | 1000 | 99.999 | 80 | Y
SVC-CB-1272 | CUST-6478 | Cabinet lease | CA-DC-008 | CA-DC-008-TN-011 | RACK-D |  |  | 1 | cabinets | 10000 | 99.999 | 2400 | Y
SVC-PW-1273 | CUST-6478 | Power circuit | CA-DC-008 | CA-DC-008-TN-011 | RACK-D · PDU A+B |  |  | 13 | kW | 10000 | 99.999 | 2340 | Y
SVC-XC-1274 | CUST-6478 | Cross-connect | CA-DC-008 | CA-DC-008-MMR-SW-05 | MMR panel 9 · P41 |  |  | 1000 | Mbps | 1000 | 99.999 | 80 | Y
SVC-XC-1275 | CUST-6478 | Cross-connect | CA-DC-008 | CA-DC-008-MMR-SW-06 | MMR panel 1 · P20 |  |  | 10000 | Mbps | 10000 | 99.999 | 800 | Y
SVC-XC-1276 | CUST-6478 | Cross-connect | CA-DC-008 | CA-DC-008-MMR-SW-07 | MMR panel 10 · P18 |  |  | 100000 | Mbps | 100000 | 99.999 | 8000 | Y
SVC-RH-1277 | CUST-6478 | Remote hands | CA-DC-008 | CA-DC-008-TN-011 | monthly allowance |  |  | 10 | hours | 10000 | 99.999 | 300 | Y
SVC-CB-1278 | CUST-9101 | Cabinet lease | CA-DC-008 | CA-DC-008-TN-017 | RACK-E, RACK-F |  |  | 2 | cabinets | 10000 | 99.99 | 4800 | N
SVC-PW-1279 | CUST-9101 | Power circuit | CA-DC-008 | CA-DC-008-TN-017 | RACK-E · PDU A+B |  |  | 16 | kW | 10000 | 99.99 | 2880 | N
SVC-PW-1280 | CUST-9101 | Power circuit | CA-DC-008 | CA-DC-008-TN-023 | RACK-F · PDU A+B |  |  | 16 | kW | 10000 | 99.99 | 2880 | N
SVC-XC-1281 | CUST-9101 | Cross-connect | CA-DC-008 | CA-DC-008-MMR-SW-02 | MMR panel 11 · P24 |  |  | 1000 | Mbps | 1000 | 99.99 | 80 | N
SVC-CB-1282 | CUST-8240 | Cabinet lease | CA-DC-008 | CA-DC-008-TN-027 | RACK-G, RACK-H, RACK-I |  |  | 3 | cabinets | 10000 | 99.999 | 7200 | Y
SVC-PW-1283 | CUST-8240 | Power circuit | CA-DC-008 | CA-DC-008-TN-027 | RACK-G · PDU A+B |  |  | 18 | kW | 10000 | 99.999 | 3240 | Y
SVC-PW-1284 | CUST-8240 | Power circuit | CA-DC-008 | CA-DC-008-TN-033 | RACK-H · PDU A+B |  |  | 20 | kW | 10000 | 99.999 | 3600 | Y
SVC-PW-1285 | CUST-8240 | Power circuit | CA-DC-008 | CA-DC-008-TN-038 | RACK-I · PDU A+B |  |  | 13 | kW | 10000 | 99.999 | 2340 | Y
SVC-XC-1286 | CUST-8240 | Cross-connect | CA-DC-008 | CA-DC-008-MMR-SW-05 | MMR panel 5 · P14 |  |  | 100000 | Mbps | 100000 | 99.999 | 8000 | Y
SVC-XC-1287 | CUST-8240 | Cross-connect | CA-DC-008 | CA-DC-008-MMR-SW-06 | MMR panel 9 · P14 |  |  | 100000 | Mbps | 100000 | 99.999 | 8000 | Y
SVC-CB-1288 | CUST-7359 | Cabinet lease | CA-DC-008 | CA-DC-008-TN-046 | RACK-J, RACK-K |  |  | 2 | cabinets | 10000 | 99.999 | 4800 | Y
SVC-PW-1289 | CUST-7359 | Power circuit | CA-DC-008 | CA-DC-008-TN-046 | RACK-J · PDU A+B |  |  | 18 | kW | 10000 | 99.999 | 3240 | Y
SVC-PW-1290 | CUST-7359 | Power circuit | CA-DC-008 | CA-DC-008-TN-051 | RACK-K · PDU A+B |  |  | 21 | kW | 10000 | 99.999 | 3780 | Y
SVC-XC-1291 | CUST-7359 | Cross-connect | CA-DC-008 | CA-DC-008-MMR-SW-04 | MMR panel 8 · P45 |  |  | 1000 | Mbps | 1000 | 99.999 | 80 | Y
SVC-RH-1292 | CUST-7359 | Remote hands | CA-DC-008 | CA-DC-008-TN-046 | monthly allowance |  |  | 20 | hours | 10000 | 99.999 | 600 | Y
SVC-CB-1293 | CUST-3835 | Cabinet lease | CA-DC-008 | CA-DC-008-TN-057 | RACK-L |  |  | 1 | cabinets | 10000 | 99.99 | 2400 | N
SVC-PW-1294 | CUST-3835 | Power circuit | CA-DC-008 | CA-DC-008-TN-057 | RACK-L · PDU A+B |  |  | 21 | kW | 10000 | 99.99 | 3780 | N
SVC-XC-1295 | CUST-3835 | Cross-connect | CA-DC-008 | CA-DC-008-MMR-SW-06 | MMR panel 7 · P9 |  |  | 10000 | Mbps | 10000 | 99.99 | 800 | N
SVC-XC-1296 | CUST-3835 | Cross-connect | CA-DC-008 | CA-DC-008-MMR-SW-07 | MMR panel 5 · P19 |  |  | 1000 | Mbps | 1000 | 99.99 | 80 | N
SVC-CB-1297 | CUST-5587 | Cabinet lease | CA-DC-008 | CA-DC-008-TN-062 | RACK-M |  |  | 1 | cabinets | 10000 | 99.99 | 2400 | N
SVC-PW-1298 | CUST-5587 | Power circuit | CA-DC-008 | CA-DC-008-TN-062 | RACK-M · PDU A+B |  |  | 15 | kW | 10000 | 99.99 | 2700 | N
SVC-XC-1299 | CUST-5587 | Cross-connect | CA-DC-008 | CA-DC-008-MMR-SW-02 | MMR panel 4 · P41 |  |  | 10000 | Mbps | 10000 | 99.99 | 800 | N
SVC-RH-1300 | CUST-5587 | Remote hands | CA-DC-008 | CA-DC-008-TN-062 | monthly allowance |  |  | 10 | hours | 10000 | 99.99 | 300 | N
SVC-CB-1301 | CUST-3825 | Cabinet lease | IL-DC-009 | IL-DC-009-TN-006 | RACK-C, RACK-D |  |  | 2 | cabinets | 10000 | 99.99 | 4800 | N
SVC-PW-1302 | CUST-3825 | Power circuit | IL-DC-009 | IL-DC-009-TN-006 | RACK-C · PDU A+B |  |  | 21 | kW | 10000 | 99.99 | 3780 | N
SVC-PW-1303 | CUST-3825 | Power circuit | IL-DC-009 | IL-DC-009-TN-012 | RACK-D · PDU A+B |  |  | 15 | kW | 10000 | 99.99 | 2700 | N
SVC-XC-1304 | CUST-3825 | Cross-connect | IL-DC-009 | IL-DC-009-MMR-SW-04 | MMR panel 11 · P10 |  |  | 10000 | Mbps | 10000 | 99.99 | 800 | N
SVC-XC-1305 | CUST-3825 | Cross-connect | IL-DC-009 | IL-DC-009-MMR-SW-05 | MMR panel 5 · P30 |  |  | 100000 | Mbps | 100000 | 99.99 | 8000 | N
SVC-XC-1306 | CUST-3825 | Cross-connect | IL-DC-009 | IL-DC-009-MMR-SW-06 | MMR panel 1 · P40 |  |  | 100000 | Mbps | 100000 | 99.99 | 8000 | N
SVC-CB-1307 | CUST-6468 | Cabinet lease | IL-DC-009 | IL-DC-009-TN-019 | RACK-E |  |  | 1 | cabinets | 10000 | 99.99 | 2400 | N
SVC-PW-1308 | CUST-6468 | Power circuit | IL-DC-009 | IL-DC-009-TN-019 | RACK-E · PDU A+B |  |  | 15 | kW | 10000 | 99.99 | 2700 | N
SVC-XC-1309 | CUST-6468 | Cross-connect | IL-DC-009 | IL-DC-009-MMR-SW-02 | MMR panel 1 · P35 |  |  | 1000 | Mbps | 1000 | 99.99 | 80 | N
SVC-XC-1310 | CUST-6468 | Cross-connect | IL-DC-009 | IL-DC-009-MMR-SW-03 | MMR panel 8 · P20 |  |  | 100000 | Mbps | 100000 | 99.99 | 8000 | N
SVC-CB-1311 | CUST-9111 | Cabinet lease | IL-DC-009 | IL-DC-009-TN-024 | RACK-F |  |  | 1 | cabinets | 10000 | 99.99 | 2400 | N
SVC-PW-1312 | CUST-9111 | Power circuit | IL-DC-009 | IL-DC-009-TN-024 | RACK-F · PDU A+B |  |  | 13 | kW | 10000 | 99.99 | 2340 | N
SVC-XC-1313 | CUST-9111 | Cross-connect | IL-DC-009 | IL-DC-009-MMR-SW-02 | MMR panel 12 · P12 |  |  | 1000 | Mbps | 1000 | 99.99 | 80 | N
SVC-XC-1314 | CUST-9111 | Cross-connect | IL-DC-009 | IL-DC-009-MMR-SW-03 | MMR panel 12 · P17 |  |  | 1000 | Mbps | 1000 | 99.99 | 80 | N
SVC-RH-1315 | CUST-9111 | Remote hands | IL-DC-009 | IL-DC-009-TN-024 | monthly allowance |  |  | 40 | hours | 10000 | 99.99 | 1200 | N
SVC-CB-1316 | CUST-9992 | Cabinet lease | IL-DC-009 | IL-DC-009-TN-030 | RACK-G |  |  | 1 | cabinets | 10000 | 99.99 | 2400 | N
SVC-PW-1317 | CUST-9992 | Power circuit | IL-DC-009 | IL-DC-009-TN-030 | RACK-G · PDU A+B |  |  | 20 | kW | 10000 | 99.99 | 3600 | N
SVC-XC-1318 | CUST-9992 | Cross-connect | IL-DC-009 | IL-DC-009-MMR-SW-01 | MMR panel 6 · P41 |  |  | 100000 | Mbps | 100000 | 99.99 | 8000 | N
SVC-CB-1319 | CUST-8240 | Cabinet lease | IL-DC-009 | IL-DC-009-TN-035 | RACK-H, RACK-I |  |  | 2 | cabinets | 10000 | 99.999 | 4800 | Y
SVC-PW-1320 | CUST-8240 | Power circuit | IL-DC-009 | IL-DC-009-TN-035 | RACK-H · PDU A+B |  |  | 15 | kW | 10000 | 99.999 | 2700 | Y
SVC-PW-1321 | CUST-8240 | Power circuit | IL-DC-009 | IL-DC-009-TN-041 | RACK-I · PDU A+B |  |  | 18 | kW | 10000 | 99.999 | 3240 | Y
SVC-XC-1322 | CUST-8240 | Cross-connect | IL-DC-009 | IL-DC-009-MMR-SW-04 | MMR panel 11 · P31 |  |  | 100000 | Mbps | 100000 | 99.999 | 8000 | Y
SVC-XC-1323 | CUST-8240 | Cross-connect | IL-DC-009 | IL-DC-009-MMR-SW-05 | MMR panel 9 · P34 |  |  | 10000 | Mbps | 10000 | 99.999 | 800 | Y
SVC-CB-1324 | CUST-7359 | Cabinet lease | IL-DC-009 | IL-DC-009-TN-046 | RACK-J, RACK-K |  |  | 2 | cabinets | 10000 | 99.999 | 4800 | Y
SVC-PW-1325 | CUST-7359 | Power circuit | IL-DC-009 | IL-DC-009-TN-046 | RACK-J · PDU A+B |  |  | 19 | kW | 10000 | 99.999 | 3420 | Y
SVC-PW-1326 | CUST-7359 | Power circuit | IL-DC-009 | IL-DC-009-TN-051 | RACK-K · PDU A+B |  |  | 20 | kW | 10000 | 99.999 | 3600 | Y
SVC-XC-1327 | CUST-7359 | Cross-connect | IL-DC-009 | IL-DC-009-MMR-SW-06 | MMR panel 10 · P44 |  |  | 10000 | Mbps | 10000 | 99.999 | 800 | Y
SVC-XC-1328 | CUST-7359 | Cross-connect | IL-DC-009 | IL-DC-009-MMR-SW-07 | MMR panel 1 · P23 |  |  | 100000 | Mbps | 100000 | 99.999 | 8000 | Y
SVC-XC-1329 | CUST-7359 | Cross-connect | IL-DC-009 | IL-DC-009-MMR-SW-08 | MMR panel 6 · P26 |  |  | 10000 | Mbps | 10000 | 99.999 | 800 | Y
SVC-CB-1330 | CUST-9101 | Cabinet lease | IL-DC-009 | IL-DC-009-TN-057 | RACK-L, RACK-M |  |  | 2 | cabinets | 10000 | 99.99 | 4800 | N
SVC-PW-1331 | CUST-9101 | Power circuit | IL-DC-009 | IL-DC-009-TN-057 | RACK-L · PDU A+B |  |  | 13 | kW | 10000 | 99.99 | 2340 | N
SVC-PW-1332 | CUST-9101 | Power circuit | IL-DC-009 | IL-DC-009-TN-062 | RACK-M · PDU A+B |  |  | 15 | kW | 10000 | 99.99 | 2700 | N
SVC-XC-1333 | CUST-9101 | Cross-connect | IL-DC-009 | IL-DC-009-MMR-SW-05 | MMR panel 6 · P22 |  |  | 10000 | Mbps | 10000 | 99.99 | 800 | N
SVC-XC-1334 | CUST-9101 | Cross-connect | IL-DC-009 | IL-DC-009-MMR-SW-06 | MMR panel 7 · P18 |  |  | 10000 | Mbps | 10000 | 99.99 | 800 | N
SVC-CB-1335 | CUST-2073 | Cabinet lease | IL-DC-009 | IL-DC-009-TN-068 | RACK-N, RACK-O |  |  | 2 | cabinets | 10000 | 99.99 | 4800 | N
SVC-PW-1336 | CUST-2073 | Power circuit | IL-DC-009 | IL-DC-009-TN-068 | RACK-N · PDU A+B |  |  | 13 | kW | 10000 | 99.99 | 2340 | N
SVC-PW-1337 | CUST-2073 | Power circuit | IL-DC-009 | IL-DC-009-TN-074 | RACK-O · PDU A+B |  |  | 8 | kW | 10000 | 99.99 | 1440 | N
SVC-XC-1338 | CUST-2073 | Cross-connect | IL-DC-009 | IL-DC-009-MMR-SW-02 | MMR panel 8 · P4 |  |  | 10000 | Mbps | 10000 | 99.99 | 800 | N
SVC-XC-1339 | CUST-2073 | Cross-connect | IL-DC-009 | IL-DC-009-MMR-SW-03 | MMR panel 10 · P3 |  |  | 100000 | Mbps | 100000 | 99.99 | 8000 | N
SVC-XC-1340 | CUST-2073 | Cross-connect | IL-DC-009 | IL-DC-009-MMR-SW-04 | MMR panel 6 · P14 |  |  | 1000 | Mbps | 1000 | 99.99 | 80 | N
SVC-RH-1341 | CUST-2073 | Remote hands | IL-DC-009 | IL-DC-009-TN-068 | monthly allowance |  |  | 40 | hours | 10000 | 99.99 | 1200 | N
SVC-CB-1342 | CUST-4716 | Cabinet lease | AZ-DC-010 | AZ-DC-010-TN-002 | RACK-B, RACK-C |  |  | 2 | cabinets | 10000 | 99.999 | 4800 | Y
SVC-PW-1343 | CUST-4716 | Power circuit | AZ-DC-010 | AZ-DC-010-TN-002 | RACK-B · PDU A+B |  |  | 16 | kW | 10000 | 99.999 | 2880 | Y
SVC-PW-1344 | CUST-4716 | Power circuit | AZ-DC-010 | AZ-DC-010-TN-008 | RACK-C · PDU A+B |  |  | 15 | kW | 10000 | 99.999 | 2700 | Y
SVC-XC-1345 | CUST-4716 | Cross-connect | AZ-DC-010 | AZ-DC-010-MMR-SW-04 | MMR panel 4 · P25 |  |  | 1000 | Mbps | 1000 | 99.999 | 80 | Y
SVC-XC-1346 | CUST-4716 | Cross-connect | AZ-DC-010 | AZ-DC-010-MMR-SW-01 | MMR panel 3 · P8 |  |  | 10000 | Mbps | 10000 | 99.999 | 800 | Y
SVC-XC-1347 | CUST-4716 | Cross-connect | AZ-DC-010 | AZ-DC-010-MMR-SW-02 | MMR panel 4 · P15 |  |  | 10000 | Mbps | 10000 | 99.999 | 800 | Y
SVC-RH-1348 | CUST-4716 | Remote hands | AZ-DC-010 | AZ-DC-010-TN-002 | monthly allowance |  |  | 20 | hours | 10000 | 99.999 | 600 | Y
SVC-CB-1349 | CUST-5587 | Cabinet lease | AZ-DC-010 | AZ-DC-010-TN-014 | RACK-D |  |  | 1 | cabinets | 10000 | 99.99 | 2400 | N
SVC-PW-1350 | CUST-5587 | Power circuit | AZ-DC-010 | AZ-DC-010-TN-014 | RACK-D · PDU A+B |  |  | 19 | kW | 10000 | 99.99 | 3420 | N
SVC-XC-1351 | CUST-5587 | Cross-connect | AZ-DC-010 | AZ-DC-010-MMR-SW-03 | MMR panel 9 · P24 |  |  | 10000 | Mbps | 10000 | 99.99 | 800 | N
SVC-XC-1352 | CUST-5587 | Cross-connect | AZ-DC-010 | AZ-DC-010-MMR-SW-04 | MMR panel 10 · P9 |  |  | 10000 | Mbps | 10000 | 99.99 | 800 | N
SVC-CB-1353 | CUST-6468 | Cabinet lease | AZ-DC-010 | AZ-DC-010-TN-019 | RACK-E, RACK-F |  |  | 2 | cabinets | 10000 | 99.99 | 4800 | N
SVC-PW-1354 | CUST-6468 | Power circuit | AZ-DC-010 | AZ-DC-010-TN-019 | RACK-E · PDU A+B |  |  | 16 | kW | 10000 | 99.99 | 2880 | N
SVC-PW-1355 | CUST-6468 | Power circuit | AZ-DC-010 | AZ-DC-010-TN-024 | RACK-F · PDU A+B |  |  | 14 | kW | 10000 | 99.99 | 2520 | N
SVC-XC-1356 | CUST-6468 | Cross-connect | AZ-DC-010 | AZ-DC-010-MMR-SW-02 | MMR panel 11 · P9 |  |  | 10000 | Mbps | 10000 | 99.99 | 800 | N
SVC-XC-1357 | CUST-6468 | Cross-connect | AZ-DC-010 | AZ-DC-010-MMR-SW-03 | MMR panel 7 · P2 |  |  | 100000 | Mbps | 100000 | 99.99 | 8000 | N
SVC-XC-1358 | CUST-6468 | Cross-connect | AZ-DC-010 | AZ-DC-010-MMR-SW-04 | MMR panel 6 · P41 |  |  | 1000 | Mbps | 1000 | 99.99 | 80 | N
SVC-RH-1359 | CUST-6468 | Remote hands | AZ-DC-010 | AZ-DC-010-TN-019 | monthly allowance |  |  | 20 | hours | 10000 | 99.99 | 600 | N
SVC-CB-1360 | CUST-1202 | Cabinet lease | GA-DC-011 | GA-DC-011-TN-005 | RACK-C, RACK-D, RACK-E, RACK-F |  |  | 4 | cabinets | 10000 | 99.999 | 9600 | Y
SVC-PW-1361 | CUST-1202 | Power circuit | GA-DC-011 | GA-DC-011-TN-005 | RACK-C · PDU A+B |  |  | 18 | kW | 10000 | 99.999 | 3240 | Y
SVC-PW-1362 | CUST-1202 | Power circuit | GA-DC-011 | GA-DC-011-TN-013 | RACK-D · PDU A+B |  |  | 16 | kW | 10000 | 99.999 | 2880 | Y
SVC-PW-1363 | CUST-1202 | Power circuit | GA-DC-011 | GA-DC-011-TN-018 | RACK-E · PDU A+B |  |  | 23 | kW | 10000 | 99.999 | 4140 | Y
SVC-PW-1364 | CUST-1202 | Power circuit | GA-DC-011 | GA-DC-011-TN-023 | RACK-F · PDU A+B |  |  | 22 | kW | 10000 | 99.999 | 3960 | Y
SVC-XC-1365 | CUST-1202 | Cross-connect | GA-DC-011 | GA-DC-011-MMR-SW-01 | MMR panel 9 · P15 |  |  | 10000 | Mbps | 10000 | 99.999 | 800 | Y
SVC-XC-1366 | CUST-1202 | Cross-connect | GA-DC-011 | GA-DC-011-MMR-SW-02 | MMR panel 4 · P27 |  |  | 10000 | Mbps | 10000 | 99.999 | 800 | Y
SVC-CB-1367 | CUST-9121 | Cabinet lease | GA-DC-011 | GA-DC-011-TN-030 | RACK-G, RACK-H, RACK-I, RACK-J, RACK-K |  |  | 5 | cabinets | 10000 | 99.999 | 12000 | Y
SVC-PW-1368 | CUST-9121 | Power circuit | GA-DC-011 | GA-DC-011-TN-030 | RACK-G · PDU A+B |  |  | 13 | kW | 10000 | 99.999 | 2340 | Y
SVC-PW-1369 | CUST-9121 | Power circuit | GA-DC-011 | GA-DC-011-TN-035 | RACK-H · PDU A+B |  |  | 16 | kW | 10000 | 99.999 | 2880 | Y
SVC-PW-1370 | CUST-9121 | Power circuit | GA-DC-011 | GA-DC-011-TN-040 | RACK-I · PDU A+B |  |  | 17 | kW | 10000 | 99.999 | 3060 | Y
SVC-PW-1371 | CUST-9121 | Power circuit | GA-DC-011 | GA-DC-011-TN-046 | RACK-J · PDU A+B |  |  | 17 | kW | 10000 | 99.999 | 3060 | Y
SVC-PW-1372 | CUST-9121 | Power circuit | GA-DC-011 | GA-DC-011-TN-051 | RACK-K · PDU A+B |  |  | 15 | kW | 10000 | 99.999 | 2700 | Y
SVC-XC-1373 | CUST-9121 | Cross-connect | GA-DC-011 | GA-DC-011-MMR-SW-01 | MMR panel 1 · P28 |  |  | 1000 | Mbps | 1000 | 99.999 | 80 | Y
SVC-XC-1374 | CUST-9121 | Cross-connect | GA-DC-011 | GA-DC-011-MMR-SW-02 | MMR panel 10 · P41 |  |  | 1000 | Mbps | 1000 | 99.999 | 80 | Y
SVC-CB-1375 | CUST-7349 | Cabinet lease | GA-DC-011 | GA-DC-011-TN-055 | RACK-L |  |  | 1 | cabinets | 10000 | 99.99 | 2400 | N
SVC-PW-1376 | CUST-7349 | Power circuit | GA-DC-011 | GA-DC-011-TN-055 | RACK-L · PDU A+B |  |  | 12 | kW | 10000 | 99.99 | 2160 | N
SVC-XC-1377 | CUST-7349 | Cross-connect | GA-DC-011 | GA-DC-011-MMR-SW-01 | MMR panel 7 · P39 |  |  | 10000 | Mbps | 10000 | 99.99 | 800 | N
SVC-XC-1378 | CUST-7349 | Cross-connect | GA-DC-011 | GA-DC-011-MMR-SW-02 | MMR panel 4 · P4 |  |  | 1000 | Mbps | 1000 | 99.99 | 80 | N
SVC-RH-1379 | CUST-7349 | Remote hands | GA-DC-011 | GA-DC-011-TN-055 | monthly allowance |  |  | 10 | hours | 10000 | 99.99 | 300 | N
SVC-CB-1380 | CUST-8230 | Cabinet lease | NJ-DC-012 | NJ-DC-012-TN-003 | RACK-B, RACK-C, RACK-D |  |  | 3 | cabinets | 10000 | 99.999 | 7200 | Y
SVC-PW-1381 | CUST-8230 | Power circuit | NJ-DC-012 | NJ-DC-012-TN-003 | RACK-B · PDU A+B |  |  | 14 | kW | 10000 | 99.999 | 2520 | Y
SVC-PW-1382 | CUST-8230 | Power circuit | NJ-DC-012 | NJ-DC-012-TN-011 | RACK-C · PDU A+B |  |  | 15 | kW | 10000 | 99.999 | 2700 | Y
SVC-PW-1383 | CUST-8230 | Power circuit | NJ-DC-012 | NJ-DC-012-TN-016 | RACK-D · PDU A+B |  |  | 13 | kW | 10000 | 99.999 | 2340 | Y
SVC-XC-1384 | CUST-8230 | Cross-connect | NJ-DC-012 | NJ-DC-012-MMR-SW-01 | MMR panel 5 · P8 |  |  | 10000 | Mbps | 10000 | 99.999 | 800 | Y
SVC-XC-1385 | CUST-8230 | Cross-connect | NJ-DC-012 | NJ-DC-012-MMR-SW-02 | MMR panel 4 · P47 |  |  | 10000 | Mbps | 10000 | 99.999 | 800 | Y
SVC-XC-1386 | CUST-8230 | Cross-connect | NJ-DC-012 | NJ-DC-012-MMR-SW-03 | MMR panel 10 · P29 |  |  | 10000 | Mbps | 10000 | 99.999 | 800 | Y
SVC-CB-1387 | CUST-8220 | Cabinet lease | NJ-DC-012 | NJ-DC-012-TN-021 | RACK-E |  |  | 1 | cabinets | 10000 | 99.99 | 2400 | N
SVC-PW-1388 | CUST-8220 | Power circuit | NJ-DC-012 | NJ-DC-012-TN-021 | RACK-E · PDU A+B |  |  | 14 | kW | 10000 | 99.99 | 2520 | N
SVC-XC-1389 | CUST-8220 | Cross-connect | NJ-DC-012 | NJ-DC-012-MMR-SW-02 | MMR panel 1 · P34 |  |  | 100000 | Mbps | 100000 | 99.99 | 8000 | N
SVC-CB-1390 | CUST-3825 | Cabinet lease | OR-DC-014 | OR-DC-014-TN-001 | RACK-B, RACK-C |  |  | 2 | cabinets | 10000 | 99.99 | 4800 | N
SVC-PW-1391 | CUST-3825 | Power circuit | OR-DC-014 | OR-DC-014-TN-001 | RACK-B · PDU A+B |  |  | 17 | kW | 10000 | 99.99 | 3060 | N
SVC-PW-1392 | CUST-3825 | Power circuit | OR-DC-014 | OR-DC-014-TN-005 | RACK-C · PDU A+B |  |  | 15 | kW | 10000 | 99.99 | 2700 | N
SVC-XC-1393 | CUST-3825 | Cross-connect | OR-DC-014 | OR-DC-014-MMR-SW-01 | MMR panel 9 · P5 |  |  | 100000 | Mbps | 100000 | 99.99 | 8000 | N
SVC-RH-1394 | CUST-3825 | Remote hands | OR-DC-014 | OR-DC-014-TN-001 | monthly allowance |  |  | 40 | hours | 10000 | 99.99 | 1200 | N
SVC-CB-1395 | CUST-9121 | Cabinet lease | OR-DC-014 | OR-DC-014-TN-010 | RACK-D, RACK-E, RACK-F, RACK-G, RACK-H |  |  | 5 | cabinets | 10000 | 99.999 | 12000 | Y
SVC-PW-1396 | CUST-9121 | Power circuit | OR-DC-014 | OR-DC-014-TN-010 | RACK-D · PDU A+B |  |  | 20 | kW | 10000 | 99.999 | 3600 | Y
SVC-PW-1397 | CUST-9121 | Power circuit | OR-DC-014 | OR-DC-014-TN-017 | RACK-E · PDU A+B |  |  | 22 | kW | 10000 | 99.999 | 3960 | Y
SVC-PW-1398 | CUST-9121 | Power circuit | OR-DC-014 | OR-DC-014-TN-022 | RACK-F · PDU A+B |  |  | 20 | kW | 10000 | 99.999 | 3600 | Y
SVC-PW-1399 | CUST-9121 | Power circuit | OR-DC-014 | OR-DC-014-TN-028 | RACK-G · PDU A+B |  |  | 17 | kW | 10000 | 99.999 | 3060 | Y
SVC-PW-1400 | CUST-9121 | Power circuit | OR-DC-014 | OR-DC-014-TN-035 | RACK-H · PDU A+B |  |  | 12 | kW | 10000 | 99.999 | 2160 | Y
SVC-XC-1401 | CUST-9121 | Cross-connect | OR-DC-014 | OR-DC-014-MMR-SW-05 | MMR panel 2 · P26 |  |  | 100000 | Mbps | 100000 | 99.999 | 8000 | Y
SVC-XC-1402 | CUST-9121 | Cross-connect | OR-DC-014 | OR-DC-014-MMR-SW-01 | MMR panel 2 · P13 |  |  | 10000 | Mbps | 10000 | 99.999 | 800 | Y
SVC-RH-1403 | CUST-9121 | Remote hands | OR-DC-014 | OR-DC-014-TN-010 | monthly allowance |  |  | 20 | hours | 10000 | 99.999 | 600 | Y
SVC-CB-1404 | CUST-6468 | Cabinet lease | OR-DC-014 | OR-DC-014-TN-040 | RACK-I |  |  | 1 | cabinets | 10000 | 99.99 | 2400 | N
SVC-PW-1405 | CUST-6468 | Power circuit | OR-DC-014 | OR-DC-014-TN-040 | RACK-I · PDU A+B |  |  | 10 | kW | 10000 | 99.99 | 1800 | N
SVC-XC-1406 | CUST-6468 | Cross-connect | OR-DC-014 | OR-DC-014-MMR-SW-03 | MMR panel 8 · P39 |  |  | 1000 | Mbps | 1000 | 99.99 | 80 | N
SVC-RH-1407 | CUST-6468 | Remote hands | OR-DC-014 | OR-DC-014-TN-040 | monthly allowance |  |  | 20 | hours | 10000 | 99.99 | 600 | N
SVC-CB-1408 | CUST-6468 | Cabinet lease | CO-DC-015 | CO-DC-015-TN-002 | RACK-B |  |  | 1 | cabinets | 10000 | 99.99 | 2400 | N
SVC-PW-1409 | CUST-6468 | Power circuit | CO-DC-015 | CO-DC-015-TN-002 | RACK-B · PDU A+B |  |  | 19 | kW | 10000 | 99.99 | 3420 | N
SVC-XC-1410 | CUST-6468 | Cross-connect | CO-DC-015 | CO-DC-015-MMR-SW-02 | MMR panel 6 · P13 |  |  | 10000 | Mbps | 10000 | 99.99 | 800 | N
SVC-XC-1411 | CUST-6468 | Cross-connect | CO-DC-015 | CO-DC-015-MMR-SW-03 | MMR panel 7 · P4 |  |  | 1000 | Mbps | 1000 | 99.99 | 80 | N
SVC-XC-1412 | CUST-6468 | Cross-connect | CO-DC-015 | CO-DC-015-MMR-SW-04 | MMR panel 7 · P4 |  |  | 10000 | Mbps | 10000 | 99.99 | 800 | N
SVC-RH-1413 | CUST-6468 | Remote hands | CO-DC-015 | CO-DC-015-TN-002 | monthly allowance |  |  | 10 | hours | 10000 | 99.99 | 300 | N
SVC-CB-1414 | CUST-2063 | Cabinet lease | CO-DC-015 | CO-DC-015-TN-008 | RACK-C, RACK-D |  |  | 2 | cabinets | 10000 | 99.99 | 4800 | N
SVC-PW-1415 | CUST-2063 | Power circuit | CO-DC-015 | CO-DC-015-TN-008 | RACK-C · PDU A+B |  |  | 15 | kW | 10000 | 99.99 | 2700 | N
SVC-PW-1416 | CUST-2063 | Power circuit | CO-DC-015 | CO-DC-015-TN-014 | RACK-D · PDU A+B |  |  | 12 | kW | 10000 | 99.99 | 2160 | N
SVC-XC-1417 | CUST-2063 | Cross-connect | CO-DC-015 | CO-DC-015-MMR-SW-01 | MMR panel 10 · P41 |  |  | 10000 | Mbps | 10000 | 99.99 | 800 | N
SVC-XC-1418 | CUST-2063 | Cross-connect | CO-DC-015 | CO-DC-015-MMR-SW-02 | MMR panel 6 · P14 |  |  | 10000 | Mbps | 10000 | 99.99 | 800 | N
SVC-XC-1419 | CUST-2063 | Cross-connect | CO-DC-015 | CO-DC-015-MMR-SW-03 | MMR panel 4 · P10 |  |  | 10000 | Mbps | 10000 | 99.99 | 800 | N
SVC-CB-1420 | CUST-8230 | Cabinet lease | CO-DC-015 | CO-DC-015-TN-020 | RACK-E, RACK-F |  |  | 2 | cabinets | 10000 | 99.999 | 4800 | Y
SVC-PW-1421 | CUST-8230 | Power circuit | CO-DC-015 | CO-DC-015-TN-020 | RACK-E · PDU A+B |  |  | 19 | kW | 10000 | 99.999 | 3420 | Y
SVC-PW-1422 | CUST-8230 | Power circuit | CO-DC-015 | CO-DC-015-TN-026 | RACK-F · PDU A+B |  |  | 8 | kW | 10000 | 99.999 | 1440 | Y
SVC-XC-1423 | CUST-8230 | Cross-connect | CO-DC-015 | CO-DC-015-MMR-SW-01 | MMR panel 2 · P40 |  |  | 10000 | Mbps | 10000 | 99.999 | 800 | Y
SVC-XC-1424 | CUST-8230 | Cross-connect | CO-DC-015 | CO-DC-015-MMR-SW-02 | MMR panel 7 · P46 |  |  | 10000 | Mbps | 10000 | 99.999 | 800 | Y
SVC-XC-1425 | CUST-8230 | Cross-connect | CO-DC-015 | CO-DC-015-MMR-SW-03 | MMR panel 9 · P39 |  |  | 1000 | Mbps | 1000 | 99.999 | 80 | Y
SVC-RH-1426 | CUST-8230 | Remote hands | CO-DC-015 | CO-DC-015-TN-020 | monthly allowance |  |  | 20 | hours | 10000 | 99.999 | 600 | Y
SVC-CB-1427 | CUST-9992 | Cabinet lease | OH-DC-016 | OH-DC-016-TN-006 | RACK-C, RACK-D |  |  | 2 | cabinets | 10000 | 99.99 | 4800 | N
SVC-PW-1428 | CUST-9992 | Power circuit | OH-DC-016 | OH-DC-016-TN-006 | RACK-C · PDU A+B |  |  | 16 | kW | 10000 | 99.99 | 2880 | N
SVC-PW-1429 | CUST-9992 | Power circuit | OH-DC-016 | OH-DC-016-TN-011 | RACK-D · PDU A+B |  |  | 17 | kW | 10000 | 99.99 | 3060 | N
SVC-XC-1430 | CUST-9992 | Cross-connect | OH-DC-016 | OH-DC-016-MMR-SW-05 | MMR panel 5 · P39 |  |  | 10000 | Mbps | 10000 | 99.99 | 800 | N
SVC-XC-1431 | CUST-9992 | Cross-connect | OH-DC-016 | OH-DC-016-MMR-SW-06 | MMR panel 12 · P44 |  |  | 10000 | Mbps | 10000 | 99.99 | 800 | N
SVC-RH-1432 | CUST-9992 | Remote hands | OH-DC-016 | OH-DC-016-TN-006 | monthly allowance |  |  | 40 | hours | 10000 | 99.99 | 1200 | N
SVC-CB-1433 | CUST-7349 | Cabinet lease | OH-DC-016 | OH-DC-016-TN-016 | RACK-E |  |  | 1 | cabinets | 10000 | 99.99 | 2400 | N
SVC-PW-1434 | CUST-7349 | Power circuit | OH-DC-016 | OH-DC-016-TN-016 | RACK-E · PDU A+B |  |  | 17 | kW | 10000 | 99.99 | 3060 | N
SVC-XC-1435 | CUST-7349 | Cross-connect | OH-DC-016 | OH-DC-016-MMR-SW-01 | MMR panel 8 · P8 |  |  | 10000 | Mbps | 10000 | 99.99 | 800 | N
SVC-XC-1436 | CUST-7349 | Cross-connect | OH-DC-016 | OH-DC-016-MMR-SW-02 | MMR panel 7 · P3 |  |  | 10000 | Mbps | 10000 | 99.99 | 800 | N
SVC-XC-1437 | CUST-7349 | Cross-connect | OH-DC-016 | OH-DC-016-MMR-SW-03 | MMR panel 4 · P8 |  |  | 10000 | Mbps | 10000 | 99.99 | 800 | N
SVC-RH-1438 | CUST-7349 | Remote hands | OH-DC-016 | OH-DC-016-TN-016 | monthly allowance |  |  | 10 | hours | 10000 | 99.99 | 300 | N
SVC-CB-1439 | CUST-4706 | Cabinet lease | OH-DC-016 | OH-DC-016-TN-023 | RACK-F |  |  | 1 | cabinets | 10000 | 99.99 | 2400 | N
SVC-PW-1440 | CUST-4706 | Power circuit | OH-DC-016 | OH-DC-016-TN-023 | RACK-F · PDU A+B |  |  | 13 | kW | 10000 | 99.99 | 2340 | N
SVC-XC-1441 | CUST-4706 | Cross-connect | OH-DC-016 | OH-DC-016-MMR-SW-01 | MMR panel 3 · P21 |  |  | 10000 | Mbps | 10000 | 99.99 | 800 | N
SVC-XC-1442 | CUST-4706 | Cross-connect | OH-DC-016 | OH-DC-016-MMR-SW-02 | MMR panel 11 · P20 |  |  | 10000 | Mbps | 10000 | 99.99 | 800 | N
SVC-CB-1443 | CUST-2954 | Cabinet lease | OH-DC-016 | OH-DC-016-TN-030 | RACK-G |  |  | 1 | cabinets | 10000 | 99.999 | 2400 | Y
SVC-PW-1444 | CUST-2954 | Power circuit | OH-DC-016 | OH-DC-016-TN-030 | RACK-G · PDU A+B |  |  | 19 | kW | 10000 | 99.999 | 3420 | Y
SVC-XC-1445 | CUST-2954 | Cross-connect | OH-DC-016 | OH-DC-016-MMR-SW-06 | MMR panel 10 · P8 |  |  | 10000 | Mbps | 10000 | 99.999 | 800 | Y
SVC-XC-1446 | CUST-2954 | Cross-connect | OH-DC-016 | OH-DC-016-MMR-SW-01 | MMR panel 7 · P42 |  |  | 10000 | Mbps | 10000 | 99.999 | 800 | Y
SVC-CB-1447 | CUST-2063 | Cabinet lease | OH-DC-016 | OH-DC-016-TN-034 | RACK-H, RACK-I |  |  | 2 | cabinets | 10000 | 99.99 | 4800 | N
SVC-PW-1448 | CUST-2063 | Power circuit | OH-DC-016 | OH-DC-016-TN-034 | RACK-H · PDU A+B |  |  | 17 | kW | 10000 | 99.99 | 3060 | N
SVC-PW-1449 | CUST-2063 | Power circuit | OH-DC-016 | OH-DC-016-TN-042 | RACK-I · PDU A+B |  |  | 17 | kW | 10000 | 99.99 | 3060 | N
SVC-XC-1450 | CUST-2063 | Cross-connect | OH-DC-016 | OH-DC-016-MMR-SW-03 | MMR panel 12 · P5 |  |  | 100000 | Mbps | 100000 | 99.99 | 8000 | N
SVC-XC-1451 | CUST-2063 | Cross-connect | OH-DC-016 | OH-DC-016-MMR-SW-04 | MMR panel 8 · P46 |  |  | 1000 | Mbps | 1000 | 99.99 | 80 | N
SVC-RH-1452 | CUST-2063 | Remote hands | OH-DC-016 | OH-DC-016-TN-034 | monthly allowance |  |  | 10 | hours | 10000 | 99.99 | 300 | N
SVC-CB-1453 | CUST-2944 | Cabinet lease | OH-DC-016 | OH-DC-016-TN-047 | RACK-J, RACK-K, RACK-L |  |  | 3 | cabinets | 10000 | 99.999 | 7200 | Y
SVC-PW-1454 | CUST-2944 | Power circuit | OH-DC-016 | OH-DC-016-TN-047 | RACK-J · PDU A+B |  |  | 16 | kW | 10000 | 99.999 | 2880 | Y
SVC-PW-1455 | CUST-2944 | Power circuit | OH-DC-016 | OH-DC-016-TN-052 | RACK-K · PDU A+B |  |  | 15 | kW | 10000 | 99.999 | 2700 | Y
SVC-PW-1456 | CUST-2944 | Power circuit | OH-DC-016 | OH-DC-016-TN-057 | RACK-L · PDU A+B |  |  | 11 | kW | 10000 | 99.999 | 1980 | Y
SVC-XC-1457 | CUST-2944 | Cross-connect | OH-DC-016 | OH-DC-016-MMR-SW-01 | MMR panel 5 · P31 |  |  | 100000 | Mbps | 100000 | 99.999 | 8000 | Y
SVC-XC-1458 | CUST-2944 | Cross-connect | OH-DC-016 | OH-DC-016-MMR-SW-02 | MMR panel 12 · P46 |  |  | 10000 | Mbps | 10000 | 99.999 | 800 | Y
SVC-RH-1459 | CUST-2944 | Remote hands | OH-DC-016 | OH-DC-016-TN-047 | monthly allowance |  |  | 10 | hours | 10000 | 99.999 | 300 | Y
SVC-CB-1460 | CUST-8240 | Cabinet lease | OH-DC-017 | OH-DC-017-TN-002 | RACK-B, RACK-C, RACK-D |  |  | 3 | cabinets | 10000 | 99.999 | 7200 | Y
SVC-PW-1461 | CUST-8240 | Power circuit | OH-DC-017 | OH-DC-017-TN-002 | RACK-B · PDU A+B |  |  | 18 | kW | 10000 | 99.999 | 3240 | Y
SVC-PW-1462 | CUST-8240 | Power circuit | OH-DC-017 | OH-DC-017-TN-008 | RACK-C · PDU A+B |  |  | 16 | kW | 10000 | 99.999 | 2880 | Y
SVC-PW-1463 | CUST-8240 | Power circuit | OH-DC-017 | OH-DC-017-TN-012 | RACK-D · PDU A+B |  |  | 16 | kW | 10000 | 99.999 | 2880 | Y
SVC-XC-1464 | CUST-8240 | Cross-connect | OH-DC-017 | OH-DC-017-MMR-SW-04 | MMR panel 9 · P39 |  |  | 10000 | Mbps | 10000 | 99.999 | 800 | Y
SVC-RH-1465 | CUST-8240 | Remote hands | OH-DC-017 | OH-DC-017-TN-002 | monthly allowance |  |  | 20 | hours | 10000 | 99.999 | 600 | Y
SVC-CB-1466 | CUST-3825 | Cabinet lease | OH-DC-017 | OH-DC-017-TN-016 | RACK-E, RACK-F |  |  | 2 | cabinets | 10000 | 99.99 | 4800 | N
SVC-PW-1467 | CUST-3825 | Power circuit | OH-DC-017 | OH-DC-017-TN-016 | RACK-E · PDU A+B |  |  | 17 | kW | 10000 | 99.99 | 3060 | N
SVC-PW-1468 | CUST-3825 | Power circuit | OH-DC-017 | OH-DC-017-TN-021 | RACK-F · PDU A+B |  |  | 18 | kW | 10000 | 99.99 | 3240 | N
SVC-XC-1469 | CUST-3825 | Cross-connect | OH-DC-017 | OH-DC-017-MMR-SW-04 | MMR panel 5 · P37 |  |  | 100000 | Mbps | 100000 | 99.99 | 8000 | N
SVC-XC-1470 | CUST-3825 | Cross-connect | OH-DC-017 | OH-DC-017-MMR-SW-01 | MMR panel 11 · P22 |  |  | 1000 | Mbps | 1000 | 99.99 | 80 | N
SVC-XC-1471 | CUST-3825 | Cross-connect | OH-DC-017 | OH-DC-017-MMR-SW-02 | MMR panel 2 · P8 |  |  | 10000 | Mbps | 10000 | 99.99 | 800 | N
SVC-CB-1472 | CUST-6468 | Cabinet lease | OH-DC-017 | OH-DC-017-TN-026 | RACK-G, RACK-H |  |  | 2 | cabinets | 10000 | 99.99 | 4800 | N
SVC-PW-1473 | CUST-6468 | Power circuit | OH-DC-017 | OH-DC-017-TN-026 | RACK-G · PDU A+B |  |  | 16 | kW | 10000 | 99.99 | 2880 | N
SVC-PW-1474 | CUST-6468 | Power circuit | OH-DC-017 | OH-DC-017-TN-033 | RACK-H · PDU A+B |  |  | 15 | kW | 10000 | 99.99 | 2700 | N
SVC-XC-1475 | CUST-6468 | Cross-connect | OH-DC-017 | OH-DC-017-MMR-SW-02 | MMR panel 9 · P6 |  |  | 10000 | Mbps | 10000 | 99.99 | 800 | N
SVC-XC-1476 | CUST-6468 | Cross-connect | OH-DC-017 | OH-DC-017-MMR-SW-03 | MMR panel 11 · P33 |  |  | 100000 | Mbps | 100000 | 99.99 | 8000 | N
SVC-XC-1477 | CUST-6468 | Cross-connect | OH-DC-017 | OH-DC-017-MMR-SW-04 | MMR panel 9 · P21 |  |  | 100000 | Mbps | 100000 | 99.99 | 8000 | N
SVC-RH-1478 | CUST-6468 | Remote hands | OH-DC-017 | OH-DC-017-TN-026 | monthly allowance |  |  | 20 | hours | 10000 | 99.99 | 600 | N
SVC-CB-1479 | CUST-9121 | Cabinet lease | OH-DC-017 | OH-DC-017-TN-036 | RACK-I |  |  | 1 | cabinets | 10000 | 99.999 | 2400 | Y
SVC-PW-1480 | CUST-9121 | Power circuit | OH-DC-017 | OH-DC-017-TN-036 | RACK-I · PDU A+B |  |  | 16 | kW | 10000 | 99.999 | 2880 | Y
SVC-XC-1481 | CUST-9121 | Cross-connect | OH-DC-017 | OH-DC-017-MMR-SW-03 | MMR panel 5 · P41 |  |  | 10000 | Mbps | 10000 | 99.999 | 800 | Y
SVC-XC-1482 | CUST-9121 | Cross-connect | OH-DC-017 | OH-DC-017-MMR-SW-04 | MMR panel 6 · P47 |  |  | 10000 | Mbps | 10000 | 99.999 | 800 | Y
SVC-CB-1483 | CUST-8220 | Cabinet lease | FL-DC-018 | FL-DC-018-TN-001 | RACK-B, RACK-C |  |  | 2 | cabinets | 10000 | 99.99 | 4800 | N
SVC-PW-1484 | CUST-8220 | Power circuit | FL-DC-018 | FL-DC-018-TN-001 | RACK-B · PDU A+B |  |  | 19 | kW | 10000 | 99.99 | 3420 | N
SVC-PW-1485 | CUST-8220 | Power circuit | FL-DC-018 | FL-DC-018-TN-005 | RACK-C · PDU A+B |  |  | 12 | kW | 10000 | 99.99 | 2160 | N
SVC-XC-1486 | CUST-8220 | Cross-connect | FL-DC-018 | FL-DC-018-MMR-SW-02 | MMR panel 7 · P10 |  |  | 10000 | Mbps | 10000 | 99.99 | 800 | N
SVC-XC-1487 | CUST-8220 | Cross-connect | FL-DC-018 | FL-DC-018-MMR-SW-03 | MMR panel 9 · P5 |  |  | 100000 | Mbps | 100000 | 99.99 | 8000 | N
SVC-RH-1488 | CUST-8220 | Remote hands | FL-DC-018 | FL-DC-018-TN-001 | monthly allowance |  |  | 20 | hours | 10000 | 99.99 | 600 | N
SVC-CB-1489 | CUST-4706 | Cabinet lease | FL-DC-018 | FL-DC-018-TN-010 | RACK-D, RACK-E |  |  | 2 | cabinets | 10000 | 99.99 | 4800 | N
SVC-PW-1490 | CUST-4706 | Power circuit | FL-DC-018 | FL-DC-018-TN-010 | RACK-D · PDU A+B |  |  | 17 | kW | 10000 | 99.99 | 3060 | N
SVC-PW-1491 | CUST-4706 | Power circuit | FL-DC-018 | FL-DC-018-TN-014 | RACK-E · PDU A+B |  |  | 16 | kW | 10000 | 99.99 | 2880 | N
SVC-XC-1492 | CUST-4706 | Cross-connect | FL-DC-018 | FL-DC-018-MMR-SW-03 | MMR panel 4 · P12 |  |  | 10000 | Mbps | 10000 | 99.99 | 800 | N
SVC-XC-1493 | CUST-4706 | Cross-connect | FL-DC-018 | FL-DC-018-MMR-SW-04 | MMR panel 11 · P40 |  |  | 10000 | Mbps | 10000 | 99.99 | 800 | N
SVC-XC-1494 | CUST-4706 | Cross-connect | FL-DC-018 | FL-DC-018-MMR-SW-01 | MMR panel 1 · P31 |  |  | 10000 | Mbps | 10000 | 99.99 | 800 | N
SVC-CB-1495 | CUST-2954 | Cabinet lease | FL-DC-018 | FL-DC-018-TN-020 | RACK-F |  |  | 1 | cabinets | 10000 | 99.999 | 2400 | Y
SVC-PW-1496 | CUST-2954 | Power circuit | FL-DC-018 | FL-DC-018-TN-020 | RACK-F · PDU A+B |  |  | 13 | kW | 10000 | 99.999 | 2340 | Y
SVC-XC-1497 | CUST-2954 | Cross-connect | FL-DC-018 | FL-DC-018-MMR-SW-02 | MMR panel 1 · P37 |  |  | 10000 | Mbps | 10000 | 99.999 | 800 | Y
SVC-XC-1498 | CUST-2954 | Cross-connect | FL-DC-018 | FL-DC-018-MMR-SW-03 | MMR panel 12 · P40 |  |  | 1000 | Mbps | 1000 | 99.999 | 80 | Y
SVC-RH-1499 | CUST-2954 | Remote hands | FL-DC-018 | FL-DC-018-TN-020 | monthly allowance |  |  | 40 | hours | 10000 | 99.999 | 1200 | Y
SVC-CB-1500 | CUST-7359 | Cabinet lease | UT-DC-019 | UT-DC-019-TN-001 | RACK-B, RACK-C, RACK-D |  |  | 3 | cabinets | 10000 | 99.999 | 7200 | Y
SVC-PW-1501 | CUST-7359 | Power circuit | UT-DC-019 | UT-DC-019-TN-001 | RACK-B · PDU A+B |  |  | 18 | kW | 10000 | 99.999 | 3240 | Y
SVC-PW-1502 | CUST-7359 | Power circuit | UT-DC-019 | UT-DC-019-TN-007 | RACK-C · PDU A+B |  |  | 16 | kW | 10000 | 99.999 | 2880 | Y
SVC-PW-1503 | CUST-7359 | Power circuit | UT-DC-019 | UT-DC-019-TN-014 | RACK-D · PDU A+B |  |  | 18 | kW | 10000 | 99.999 | 3240 | Y
SVC-XC-1504 | CUST-7359 | Cross-connect | UT-DC-019 | UT-DC-019-MMR-SW-02 | MMR panel 9 · P16 |  |  | 1000 | Mbps | 1000 | 99.999 | 80 | Y
SVC-XC-1505 | CUST-7359 | Cross-connect | UT-DC-019 | UT-DC-019-MMR-SW-03 | MMR panel 7 · P11 |  |  | 10000 | Mbps | 10000 | 99.999 | 800 | Y
SVC-XC-1506 | CUST-7359 | Cross-connect | UT-DC-019 | UT-DC-019-MMR-SW-04 | MMR panel 7 · P41 |  |  | 10000 | Mbps | 10000 | 99.999 | 800 | Y
SVC-CB-1507 | CUST-8240 | Cabinet lease | UT-DC-019 | UT-DC-019-TN-020 | RACK-E |  |  | 1 | cabinets | 10000 | 99.999 | 2400 | Y
SVC-PW-1508 | CUST-8240 | Power circuit | UT-DC-019 | UT-DC-019-TN-020 | RACK-E · PDU A+B |  |  | 8 | kW | 10000 | 99.999 | 1440 | Y
SVC-XC-1509 | CUST-8240 | Cross-connect | UT-DC-019 | UT-DC-019-MMR-SW-04 | MMR panel 7 · P48 |  |  | 10000 | Mbps | 10000 | 99.999 | 800 | Y
SVC-XC-1510 | CUST-8240 | Cross-connect | UT-DC-019 | UT-DC-019-MMR-SW-01 | MMR panel 6 · P29 |  |  | 1000 | Mbps | 1000 | 99.999 | 80 | Y
SVC-CB-1511 | CUST-2073 | Cabinet lease | CA-DC-020 | CA-DC-020-TN-003 | RACK-C |  |  | 1 | cabinets | 10000 | 99.99 | 2400 | N
SVC-PW-1512 | CUST-2073 | Power circuit | CA-DC-020 | CA-DC-020-TN-003 | RACK-C · PDU A+B |  |  | 40 | kW | 10000 | 99.99 | 7200 | N
SVC-XC-1513 | CUST-2073 | Cross-connect | CA-DC-020 | CA-DC-020-MMR-SW-02 | MMR panel 10 · P9 |  |  | 10000 | Mbps | 10000 | 99.99 | 800 | N
SVC-XC-1514 | CUST-2073 | Cross-connect | CA-DC-020 | CA-DC-020-MMR-SW-03 | MMR panel 3 · P11 |  |  | 10000 | Mbps | 10000 | 99.99 | 800 | N
SVC-XC-1515 | CUST-2073 | Cross-connect | CA-DC-020 | CA-DC-020-MMR-SW-04 | MMR panel 1 · P18 |  |  | 10000 | Mbps | 10000 | 99.99 | 800 | N
SVC-CB-1516 | CUST-7339 | Cabinet lease | CA-DC-020 | CA-DC-020-TN-007 | RACK-D |  |  | 1 | cabinets | 10000 | 99.999 | 2400 | Y
SVC-PW-1517 | CUST-7339 | Power circuit | CA-DC-020 | CA-DC-020-TN-007 | RACK-D · PDU A+B |  |  | 10 | kW | 10000 | 99.999 | 1800 | Y
SVC-XC-1518 | CUST-7339 | Cross-connect | CA-DC-020 | CA-DC-020-MMR-SW-08 | MMR panel 8 · P16 |  |  | 1000 | Mbps | 1000 | 99.999 | 80 | Y
SVC-CB-1519 | CUST-9982 | Cabinet lease | CA-DC-020 | CA-DC-020-TN-012 | RACK-E |  |  | 1 | cabinets | 10000 | 99.999 | 2400 | Y
SVC-PW-1520 | CUST-9982 | Power circuit | CA-DC-020 | CA-DC-020-TN-012 | RACK-E · PDU A+B |  |  | 17 | kW | 10000 | 99.999 | 3060 | Y
SVC-XC-1521 | CUST-9982 | Cross-connect | CA-DC-020 | CA-DC-020-MMR-SW-06 | MMR panel 2 · P35 |  |  | 10000 | Mbps | 10000 | 99.999 | 800 | Y
SVC-RH-1522 | CUST-9982 | Remote hands | CA-DC-020 | CA-DC-020-TN-012 | monthly allowance |  |  | 40 | hours | 10000 | 99.999 | 1200 | Y
SVC-CB-1523 | CUST-8220 | Cabinet lease | CA-DC-020 | CA-DC-020-TN-019 | RACK-F |  |  | 1 | cabinets | 10000 | 99.99 | 2400 | N
SVC-PW-1524 | CUST-8220 | Power circuit | CA-DC-020 | CA-DC-020-TN-019 | RACK-F · PDU A+B |  |  | 14 | kW | 10000 | 99.99 | 2520 | N
SVC-XC-1525 | CUST-8220 | Cross-connect | CA-DC-020 | CA-DC-020-MMR-SW-06 | MMR panel 11 · P4 |  |  | 1000 | Mbps | 1000 | 99.99 | 80 | N
SVC-RH-1526 | CUST-8220 | Remote hands | CA-DC-020 | CA-DC-020-TN-019 | monthly allowance |  |  | 40 | hours | 10000 | 99.99 | 1200 | N
SVC-CB-1527 | CUST-5597 | Cabinet lease | CA-DC-020 | CA-DC-020-TN-022 | RACK-G |  |  | 1 | cabinets | 10000 | 99.999 | 2400 | Y
SVC-PW-1528 | CUST-5597 | Power circuit | CA-DC-020 | CA-DC-020-TN-022 | RACK-G · PDU A+B |  |  | 18 | kW | 10000 | 99.999 | 3240 | Y
SVC-XC-1529 | CUST-5597 | Cross-connect | CA-DC-020 | CA-DC-020-MMR-SW-08 | MMR panel 10 · P37 |  |  | 10000 | Mbps | 10000 | 99.999 | 800 | Y
SVC-RH-1530 | CUST-5597 | Remote hands | CA-DC-020 | CA-DC-020-TN-022 | monthly allowance |  |  | 10 | hours | 10000 | 99.999 | 300 | Y
SVC-CB-1531 | CUST-8230 | Cabinet lease | CA-DC-020 | CA-DC-020-TN-025 | RACK-H, RACK-I, RACK-J |  |  | 3 | cabinets | 10000 | 99.999 | 7200 | Y
SVC-PW-1532 | CUST-8230 | Power circuit | CA-DC-020 | CA-DC-020-TN-025 | RACK-H · PDU A+B |  |  | 40 | kW | 10000 | 99.999 | 7200 | Y
SVC-PW-1533 | CUST-8230 | Power circuit | CA-DC-020 | CA-DC-020-TN-029 | RACK-I · PDU A+B |  |  | 40 | kW | 10000 | 99.999 | 7200 | Y
SVC-PW-1534 | CUST-8230 | Power circuit | CA-DC-020 | CA-DC-020-TN-036 | RACK-J · PDU A+B |  |  | 20 | kW | 10000 | 99.999 | 3600 | Y
SVC-XC-1535 | CUST-8230 | Cross-connect | CA-DC-020 | CA-DC-020-MMR-SW-05 | MMR panel 12 · P43 |  |  | 1000 | Mbps | 1000 | 99.999 | 80 | Y
SVC-XC-1536 | CUST-8230 | Cross-connect | CA-DC-020 | CA-DC-020-MMR-SW-06 | MMR panel 1 · P27 |  |  | 100000 | Mbps | 100000 | 99.999 | 8000 | Y
SVC-CB-1537 | CUST-9992 | Cabinet lease | CA-DC-020 | CA-DC-020-TN-040 | RACK-K |  |  | 1 | cabinets | 10000 | 99.99 | 2400 | N
SVC-PW-1538 | CUST-9992 | Power circuit | CA-DC-020 | CA-DC-020-TN-040 | RACK-K · PDU A+B |  |  | 10 | kW | 10000 | 99.99 | 1800 | N
SVC-XC-1539 | CUST-9992 | Cross-connect | CA-DC-020 | CA-DC-020-MMR-SW-01 | MMR panel 7 · P20 |  |  | 100000 | Mbps | 100000 | 99.99 | 8000 | N
SVC-XC-1540 | CUST-9992 | Cross-connect | CA-DC-020 | CA-DC-020-MMR-SW-02 | MMR panel 7 · P46 |  |  | 1000 | Mbps | 1000 | 99.99 | 80 | N
SVC-XC-1541 | CUST-9992 | Cross-connect | CA-DC-020 | CA-DC-020-MMR-SW-03 | MMR panel 2 · P48 |  |  | 10000 | Mbps | 10000 | 99.99 | 800 | N
SVC-CB-1542 | CUST-9121 | Cabinet lease | CA-DC-020 | CA-DC-020-TN-045 | RACK-L, RACK-M, RACK-N, RACK-O |  |  | 4 | cabinets | 10000 | 99.999 | 9600 | Y
SVC-PW-1543 | CUST-9121 | Power circuit | CA-DC-020 | CA-DC-020-TN-045 | RACK-L · PDU A+B |  |  | 17 | kW | 10000 | 99.999 | 3060 | Y
SVC-PW-1544 | CUST-9121 | Power circuit | CA-DC-020 | CA-DC-020-TN-050 | RACK-M · PDU A+B |  |  | 17 | kW | 10000 | 99.999 | 3060 | Y
SVC-PW-1545 | CUST-9121 | Power circuit | CA-DC-020 | CA-DC-020-TN-056 | RACK-N · PDU A+B |  |  | 11 | kW | 10000 | 99.999 | 1980 | Y
SVC-PW-1546 | CUST-9121 | Power circuit | CA-DC-020 | CA-DC-020-TN-060 | RACK-O · PDU A+B |  |  | 14 | kW | 10000 | 99.999 | 2520 | Y
SVC-XC-1547 | CUST-9121 | Cross-connect | CA-DC-020 | CA-DC-020-MMR-SW-03 | MMR panel 4 · P7 |  |  | 10000 | Mbps | 10000 | 99.999 | 800 | Y
SVC-XC-1548 | CUST-9121 | Cross-connect | CA-DC-020 | CA-DC-020-MMR-SW-04 | MMR panel 7 · P30 |  |  | 10000 | Mbps | 10000 | 99.999 | 800 | Y
SVC-CB-1549 | CUST-9101 | Cabinet lease | CA-DC-020 | CA-DC-020-TN-064 | RACK-P, RACK-Q |  |  | 2 | cabinets | 10000 | 99.99 | 4800 | N
SVC-PW-1550 | CUST-9101 | Power circuit | CA-DC-020 | CA-DC-020-TN-064 | RACK-P · PDU A+B |  |  | 16 | kW | 10000 | 99.99 | 2880 | N
SVC-PW-1551 | CUST-9101 | Power circuit | CA-DC-020 | CA-DC-020-TN-069 | RACK-Q · PDU A+B |  |  | 13 | kW | 10000 | 99.99 | 2340 | N
SVC-XC-1552 | CUST-9101 | Cross-connect | CA-DC-020 | CA-DC-020-MMR-SW-05 | MMR panel 3 · P5 |  |  | 10000 | Mbps | 10000 | 99.99 | 800 | N
SVC-XC-1553 | CUST-9101 | Cross-connect | CA-DC-020 | CA-DC-020-MMR-SW-06 | MMR panel 8 · P40 |  |  | 100000 | Mbps | 100000 | 99.99 | 8000 | N
SVC-XC-1554 | CUST-9101 | Cross-connect | CA-DC-020 | CA-DC-020-MMR-SW-07 | MMR panel 10 · P32 |  |  | 100000 | Mbps | 100000 | 99.99 | 8000 | N
SVC-CB-1555 | CUST-7349 | Cabinet lease | CA-DC-020 | CA-DC-020-TN-074 | RACK-R |  |  | 1 | cabinets | 10000 | 99.99 | 2400 | N
SVC-PW-1556 | CUST-7349 | Power circuit | CA-DC-020 | CA-DC-020-TN-074 | RACK-R · PDU A+B |  |  | 11 | kW | 10000 | 99.99 | 1980 | N
SVC-XC-1557 | CUST-7349 | Cross-connect | CA-DC-020 | CA-DC-020-MMR-SW-01 | MMR panel 1 · P4 |  |  | 10000 | Mbps | 10000 | 99.99 | 800 | N
SVC-XC-1558 | CUST-7349 | Cross-connect | CA-DC-020 | CA-DC-020-MMR-SW-02 | MMR panel 1 · P29 |  |  | 1000 | Mbps | 1000 | 99.99 | 80 | N
SVC-RH-1559 | CUST-7349 | Remote hands | CA-DC-020 | CA-DC-020-TN-074 | monthly allowance |  |  | 40 | hours | 10000 | 99.99 | 1200 | N
SVC-CB-1560 | CUST-9992 | Cabinet lease | CA-DC-021 | CA-DC-021-TN-006 | RACK-C, RACK-D |  |  | 2 | cabinets | 10000 | 99.99 | 4800 | N
SVC-PW-1561 | CUST-9992 | Power circuit | CA-DC-021 | CA-DC-021-TN-006 | RACK-C · PDU A+B |  |  | 15 | kW | 10000 | 99.99 | 2700 | N
SVC-PW-1562 | CUST-9992 | Power circuit | CA-DC-021 | CA-DC-021-TN-011 | RACK-D · PDU A+B |  |  | 16 | kW | 10000 | 99.99 | 2880 | N
SVC-XC-1563 | CUST-9992 | Cross-connect | CA-DC-021 | CA-DC-021-MMR-SW-05 | MMR panel 12 · P6 |  |  | 10000 | Mbps | 10000 | 99.99 | 800 | N
SVC-CB-1564 | CUST-2073 | Cabinet lease | CA-DC-021 | CA-DC-021-TN-018 | RACK-E, RACK-F |  |  | 2 | cabinets | 10000 | 99.99 | 4800 | N
SVC-PW-1565 | CUST-2073 | Power circuit | CA-DC-021 | CA-DC-021-TN-018 | RACK-E · PDU A+B |  |  | 13 | kW | 10000 | 99.99 | 2340 | N
SVC-PW-1566 | CUST-2073 | Power circuit | CA-DC-021 | CA-DC-021-TN-024 | RACK-F · PDU A+B |  |  | 18 | kW | 10000 | 99.99 | 3240 | N
SVC-XC-1567 | CUST-2073 | Cross-connect | CA-DC-021 | CA-DC-021-MMR-SW-04 | MMR panel 12 · P16 |  |  | 1000 | Mbps | 1000 | 99.99 | 80 | N
SVC-XC-1568 | CUST-2073 | Cross-connect | CA-DC-021 | CA-DC-021-MMR-SW-05 | MMR panel 6 · P20 |  |  | 1000 | Mbps | 1000 | 99.99 | 80 | N
SVC-RH-1569 | CUST-2073 | Remote hands | CA-DC-021 | CA-DC-021-TN-018 | monthly allowance |  |  | 40 | hours | 10000 | 99.99 | 1200 | N
SVC-CB-1570 | CUST-2063 | Cabinet lease | CA-DC-021 | CA-DC-021-TN-030 | RACK-G, RACK-H |  |  | 2 | cabinets | 10000 | 99.99 | 4800 | N
SVC-PW-1571 | CUST-2063 | Power circuit | CA-DC-021 | CA-DC-021-TN-030 | RACK-G · PDU A+B |  |  | 15 | kW | 10000 | 99.99 | 2700 | N
SVC-PW-1572 | CUST-2063 | Power circuit | CA-DC-021 | CA-DC-021-TN-034 | RACK-H · PDU A+B |  |  | 19 | kW | 10000 | 99.99 | 3420 | N
SVC-XC-1573 | CUST-2063 | Cross-connect | CA-DC-021 | CA-DC-021-MMR-SW-03 | MMR panel 12 · P36 |  |  | 1000 | Mbps | 1000 | 99.99 | 80 | N
SVC-RH-1574 | CUST-2063 | Remote hands | CA-DC-021 | CA-DC-021-TN-030 | monthly allowance |  |  | 40 | hours | 10000 | 99.99 | 1200 | N
SVC-CB-1575 | CUST-1202 | Cabinet lease | CA-DC-021 | CA-DC-021-TN-040 | RACK-I, RACK-J |  |  | 2 | cabinets | 10000 | 99.999 | 4800 | Y
SVC-PW-1576 | CUST-1202 | Power circuit | CA-DC-021 | CA-DC-021-TN-040 | RACK-I · PDU A+B |  |  | 17 | kW | 10000 | 99.999 | 3060 | Y
SVC-PW-1577 | CUST-1202 | Power circuit | CA-DC-021 | CA-DC-021-TN-048 | RACK-J · PDU A+B |  |  | 13 | kW | 10000 | 99.999 | 2340 | Y
SVC-XC-1578 | CUST-1202 | Cross-connect | CA-DC-021 | CA-DC-021-MMR-SW-01 | MMR panel 10 · P35 |  |  | 10000 | Mbps | 10000 | 99.999 | 800 | Y
SVC-XC-1579 | CUST-1202 | Cross-connect | CA-DC-021 | CA-DC-021-MMR-SW-02 | MMR panel 10 · P38 |  |  | 1000 | Mbps | 1000 | 99.999 | 80 | Y
SVC-XC-1580 | CUST-1202 | Cross-connect | CA-DC-021 | CA-DC-021-MMR-SW-03 | MMR panel 10 · P10 |  |  | 10000 | Mbps | 10000 | 99.999 | 800 | Y
SVC-CB-1581 | CUST-4706 | Cabinet lease | TX-DC-022 | TX-DC-022-TN-004 | RACK-C, RACK-D |  |  | 2 | cabinets | 10000 | 99.99 | 4800 | N
SVC-PW-1582 | CUST-4706 | Power circuit | TX-DC-022 | TX-DC-022-TN-004 | RACK-C · PDU A+B |  |  | 48 | kW | 10000 | 99.99 | 8640 | N
SVC-PW-1583 | CUST-4706 | Power circuit | TX-DC-022 | TX-DC-022-TN-008 | RACK-D · PDU A+B |  |  | 48 | kW | 10000 | 99.99 | 8640 | N
SVC-XC-1584 | CUST-4706 | Cross-connect | TX-DC-022 | TX-DC-022-MMR-SW-04 | MMR panel 9 · P17 |  |  | 10000 | Mbps | 10000 | 99.99 | 800 | N
SVC-XC-1585 | CUST-4706 | Cross-connect | TX-DC-022 | TX-DC-022-MMR-SW-05 | MMR panel 11 · P30 |  |  | 100000 | Mbps | 100000 | 99.99 | 8000 | N
SVC-XC-1586 | CUST-4706 | Cross-connect | TX-DC-022 | TX-DC-022-MMR-SW-06 | MMR panel 4 · P18 |  |  | 1000 | Mbps | 1000 | 99.99 | 80 | N
SVC-RH-1587 | CUST-4706 | Remote hands | TX-DC-022 | TX-DC-022-TN-004 | monthly allowance |  |  | 40 | hours | 10000 | 99.99 | 1200 | N
SVC-CB-1588 | CUST-7339 | Cabinet lease | TX-DC-022 | TX-DC-022-TN-013 | RACK-E, RACK-F |  |  | 2 | cabinets | 10000 | 99.999 | 4800 | Y
SVC-PW-1589 | CUST-7339 | Power circuit | TX-DC-022 | TX-DC-022-TN-013 | RACK-E · PDU A+B |  |  | 13 | kW | 10000 | 99.999 | 2340 | Y
SVC-PW-1590 | CUST-7339 | Power circuit | TX-DC-022 | TX-DC-022-TN-019 | RACK-F · PDU A+B |  |  | 15 | kW | 10000 | 99.999 | 2700 | Y
SVC-XC-1591 | CUST-7339 | Cross-connect | TX-DC-022 | TX-DC-022-MMR-SW-06 | MMR panel 5 · P47 |  |  | 10000 | Mbps | 10000 | 99.999 | 800 | Y
SVC-XC-1592 | CUST-7339 | Cross-connect | TX-DC-022 | TX-DC-022-MMR-SW-07 | MMR panel 9 · P36 |  |  | 10000 | Mbps | 10000 | 99.999 | 800 | Y
SVC-XC-1593 | CUST-7339 | Cross-connect | TX-DC-022 | TX-DC-022-MMR-SW-01 | MMR panel 10 · P19 |  |  | 10000 | Mbps | 10000 | 99.999 | 800 | Y
SVC-RH-1594 | CUST-7339 | Remote hands | TX-DC-022 | TX-DC-022-TN-013 | monthly allowance |  |  | 40 | hours | 10000 | 99.999 | 1200 | Y
SVC-CB-1595 | CUST-1202 | Cabinet lease | TX-DC-022 | TX-DC-022-TN-023 | RACK-G, RACK-H, RACK-I, RACK-J, RACK-K |  |  | 5 | cabinets | 10000 | 99.999 | 12000 | Y
SVC-PW-1596 | CUST-1202 | Power circuit | TX-DC-022 | TX-DC-022-TN-023 | RACK-G · PDU A+B |  |  | 48 | kW | 10000 | 99.999 | 8640 | Y
SVC-PW-1597 | CUST-1202 | Power circuit | TX-DC-022 | TX-DC-022-TN-027 | RACK-H · PDU A+B |  |  | 17 | kW | 10000 | 99.999 | 3060 | Y
SVC-PW-1598 | CUST-1202 | Power circuit | TX-DC-022 | TX-DC-022-TN-034 | RACK-I · PDU A+B |  |  | 15 | kW | 10000 | 99.999 | 2700 | Y
SVC-PW-1599 | CUST-1202 | Power circuit | TX-DC-022 | TX-DC-022-TN-038 | RACK-J · PDU A+B |  |  | 16 | kW | 10000 | 99.999 | 2880 | Y
SVC-PW-1600 | CUST-1202 | Power circuit | TX-DC-022 | TX-DC-022-TN-042 | RACK-K · PDU A+B |  |  | 16 | kW | 10000 | 99.999 | 2880 | Y
SVC-XC-1601 | CUST-1202 | Cross-connect | TX-DC-022 | TX-DC-022-MMR-SW-06 | MMR panel 8 · P40 |  |  | 1000 | Mbps | 1000 | 99.999 | 80 | Y
SVC-RH-1602 | CUST-1202 | Remote hands | TX-DC-022 | TX-DC-022-TN-023 | monthly allowance |  |  | 40 | hours | 10000 | 99.999 | 1200 | Y
SVC-CB-1603 | CUST-2954 | Cabinet lease | TX-DC-022 | TX-DC-022-TN-046 | RACK-L |  |  | 1 | cabinets | 10000 | 99.999 | 2400 | Y
SVC-PW-1604 | CUST-2954 | Power circuit | TX-DC-022 | TX-DC-022-TN-046 | RACK-L · PDU A+B |  |  | 19 | kW | 10000 | 99.999 | 3420 | Y
SVC-XC-1605 | CUST-2954 | Cross-connect | TX-DC-022 | TX-DC-022-MMR-SW-07 | MMR panel 4 · P41 |  |  | 10000 | Mbps | 10000 | 99.999 | 800 | Y
SVC-RH-1606 | CUST-2954 | Remote hands | TX-DC-022 | TX-DC-022-TN-046 | monthly allowance |  |  | 40 | hours | 10000 | 99.999 | 1200 | Y
SVC-CB-1607 | CUST-4716 | Cabinet lease | TX-DC-022 | TX-DC-022-TN-051 | RACK-M, RACK-N |  |  | 2 | cabinets | 10000 | 99.999 | 4800 | Y
SVC-PW-1608 | CUST-4716 | Power circuit | TX-DC-022 | TX-DC-022-TN-051 | RACK-M · PDU A+B |  |  | 24 | kW | 10000 | 99.999 | 4320 | Y
SVC-PW-1609 | CUST-4716 | Power circuit | TX-DC-022 | TX-DC-022-TN-055 | RACK-N · PDU A+B |  |  | 15 | kW | 10000 | 99.999 | 2700 | Y
SVC-XC-1610 | CUST-4716 | Cross-connect | TX-DC-022 | TX-DC-022-MMR-SW-04 | MMR panel 3 · P37 |  |  | 1000 | Mbps | 1000 | 99.999 | 80 | Y
SVC-XC-1611 | CUST-4716 | Cross-connect | TX-DC-022 | TX-DC-022-MMR-SW-05 | MMR panel 1 · P33 |  |  | 10000 | Mbps | 10000 | 99.999 | 800 | Y
SVC-CB-1612 | CUST-9111 | Cabinet lease | TX-DC-022 | TX-DC-022-TN-060 | RACK-O, RACK-P |  |  | 2 | cabinets | 10000 | 99.99 | 4800 | N
SVC-PW-1613 | CUST-9111 | Power circuit | TX-DC-022 | TX-DC-022-TN-060 | RACK-O · PDU A+B |  |  | 16 | kW | 10000 | 99.99 | 2880 | N
SVC-PW-1614 | CUST-9111 | Power circuit | TX-DC-022 | TX-DC-022-TN-065 | RACK-P · PDU A+B |  |  | 9 | kW | 10000 | 99.99 | 1620 | N
SVC-XC-1615 | CUST-9111 | Cross-connect | TX-DC-022 | TX-DC-022-MMR-SW-06 | MMR panel 6 · P39 |  |  | 10000 | Mbps | 10000 | 99.99 | 800 | N
SVC-XC-1616 | CUST-9111 | Cross-connect | TX-DC-022 | TX-DC-022-MMR-SW-07 | MMR panel 4 · P5 |  |  | 100000 | Mbps | 100000 | 99.99 | 8000 | N
SVC-RH-1617 | CUST-9111 | Remote hands | TX-DC-022 | TX-DC-022-TN-060 | monthly allowance |  |  | 20 | hours | 10000 | 99.99 | 600 | N
SVC-CB-1618 | CUST-6478 | Cabinet lease | NC-DC-023 | NC-DC-023-TN-004 | RACK-C, RACK-D |  |  | 2 | cabinets | 10000 | 99.999 | 4800 | Y
SVC-PW-1619 | CUST-6478 | Power circuit | NC-DC-023 | NC-DC-023-TN-004 | RACK-C · PDU A+B |  |  | 20 | kW | 10000 | 99.999 | 3600 | Y
SVC-PW-1620 | CUST-6478 | Power circuit | NC-DC-023 | NC-DC-023-TN-010 | RACK-D · PDU A+B |  |  | 16 | kW | 10000 | 99.999 | 2880 | Y
SVC-XC-1621 | CUST-6478 | Cross-connect | NC-DC-023 | NC-DC-023-MMR-SW-05 | MMR panel 10 · P25 |  |  | 1000 | Mbps | 1000 | 99.999 | 80 | Y
SVC-XC-1622 | CUST-6478 | Cross-connect | NC-DC-023 | NC-DC-023-MMR-SW-06 | MMR panel 3 · P1 |  |  | 1000 | Mbps | 1000 | 99.999 | 80 | Y
SVC-CB-1623 | CUST-2954 | Cabinet lease | NC-DC-023 | NC-DC-023-TN-017 | RACK-E |  |  | 1 | cabinets | 10000 | 99.999 | 2400 | Y
SVC-PW-1624 | CUST-2954 | Power circuit | NC-DC-023 | NC-DC-023-TN-017 | RACK-E · PDU A+B |  |  | 20 | kW | 10000 | 99.999 | 3600 | Y
SVC-XC-1625 | CUST-2954 | Cross-connect | NC-DC-023 | NC-DC-023-MMR-SW-07 | MMR panel 12 · P28 |  |  | 1000 | Mbps | 1000 | 99.999 | 80 | Y
SVC-XC-1626 | CUST-2954 | Cross-connect | NC-DC-023 | NC-DC-023-MMR-SW-01 | MMR panel 10 · P22 |  |  | 1000 | Mbps | 1000 | 99.999 | 80 | Y
SVC-CB-1627 | CUST-9121 | Cabinet lease | NC-DC-023 | NC-DC-023-TN-021 | RACK-F, RACK-G, RACK-H, RACK-I, RACK-J |  |  | 5 | cabinets | 10000 | 99.999 | 12000 | Y
SVC-PW-1628 | CUST-9121 | Power circuit | NC-DC-023 | NC-DC-023-TN-021 | RACK-F · PDU A+B |  |  | 40 | kW | 10000 | 99.999 | 7200 | Y
SVC-PW-1629 | CUST-9121 | Power circuit | NC-DC-023 | NC-DC-023-TN-025 | RACK-G · PDU A+B |  |  | 60 | kW | 10000 | 99.999 | 10800 | Y
SVC-PW-1630 | CUST-9121 | Power circuit | NC-DC-023 | NC-DC-023-TN-031 | RACK-H · PDU A+B |  |  | 40 | kW | 10000 | 99.999 | 7200 | Y
SVC-PW-1631 | CUST-9121 | Power circuit | NC-DC-023 | NC-DC-023-TN-036 | RACK-I · PDU A+B |  |  | 19 | kW | 10000 | 99.999 | 3420 | Y
SVC-PW-1632 | CUST-9121 | Power circuit | NC-DC-023 | NC-DC-023-TN-040 | RACK-J · PDU A+B |  |  | 14 | kW | 10000 | 99.999 | 2520 | Y
SVC-XC-1633 | CUST-9121 | Cross-connect | NC-DC-023 | NC-DC-023-MMR-SW-03 | MMR panel 10 · P2 |  |  | 10000 | Mbps | 10000 | 99.999 | 800 | Y
SVC-XC-1634 | CUST-9121 | Cross-connect | NC-DC-023 | NC-DC-023-MMR-SW-04 | MMR panel 8 · P36 |  |  | 1000 | Mbps | 1000 | 99.999 | 80 | Y
SVC-XC-1635 | CUST-9121 | Cross-connect | NC-DC-023 | NC-DC-023-MMR-SW-05 | MMR panel 12 · P1 |  |  | 10000 | Mbps | 10000 | 99.999 | 800 | Y
SVC-CB-1636 | CUST-5597 | Cabinet lease | NC-DC-023 | NC-DC-023-TN-045 | RACK-K |  |  | 1 | cabinets | 10000 | 99.999 | 2400 | Y
SVC-PW-1637 | CUST-5597 | Power circuit | NC-DC-023 | NC-DC-023-TN-045 | RACK-K · PDU A+B |  |  | 14 | kW | 10000 | 99.999 | 2520 | Y
SVC-XC-1638 | CUST-5597 | Cross-connect | NC-DC-023 | NC-DC-023-MMR-SW-05 | MMR panel 5 · P11 |  |  | 10000 | Mbps | 10000 | 99.999 | 800 | Y
SVC-XC-1639 | CUST-5597 | Cross-connect | NC-DC-023 | NC-DC-023-MMR-SW-06 | MMR panel 3 · P45 |  |  | 10000 | Mbps | 10000 | 99.999 | 800 | Y
SVC-CB-1640 | CUST-2063 | Cabinet lease | NC-DC-023 | NC-DC-023-TN-051 | RACK-L |  |  | 1 | cabinets | 10000 | 99.99 | 2400 | N
SVC-PW-1641 | CUST-2063 | Power circuit | NC-DC-023 | NC-DC-023-TN-051 | RACK-L · PDU A+B |  |  | 18 | kW | 10000 | 99.99 | 3240 | N
SVC-XC-1642 | CUST-2063 | Cross-connect | NC-DC-023 | NC-DC-023-MMR-SW-07 | MMR panel 10 · P11 |  |  | 1000 | Mbps | 1000 | 99.99 | 80 | N
SVC-XC-1643 | CUST-2063 | Cross-connect | NC-DC-023 | NC-DC-023-MMR-SW-01 | MMR panel 10 · P28 |  |  | 1000 | Mbps | 1000 | 99.99 | 80 | N
SVC-XC-1644 | CUST-2063 | Cross-connect | NC-DC-023 | NC-DC-023-MMR-SW-02 | MMR panel 10 · P10 |  |  | 1000 | Mbps | 1000 | 99.99 | 80 | N
SVC-RH-1645 | CUST-2063 | Remote hands | NC-DC-023 | NC-DC-023-TN-051 | monthly allowance |  |  | 40 | hours | 10000 | 99.99 | 1200 | N
SVC-CB-1646 | CUST-8230 | Cabinet lease | NC-DC-023 | NC-DC-023-TN-056 | RACK-M |  |  | 1 | cabinets | 10000 | 99.999 | 2400 | Y
SVC-PW-1647 | CUST-8230 | Power circuit | NC-DC-023 | NC-DC-023-TN-056 | RACK-M · PDU A+B |  |  | 16 | kW | 10000 | 99.999 | 2880 | Y
SVC-XC-1648 | CUST-8230 | Cross-connect | NC-DC-023 | NC-DC-023-MMR-SW-03 | MMR panel 9 · P1 |  |  | 1000 | Mbps | 1000 | 99.999 | 80 | Y
SVC-CB-1649 | CUST-2954 | Cabinet lease | WA-DC-024 | WA-DC-024-TN-001 | RACK-B, RACK-C |  |  | 2 | cabinets | 10000 | 99.999 | 4800 | Y
SVC-PW-1650 | CUST-2954 | Power circuit | WA-DC-024 | WA-DC-024-TN-001 | RACK-B · PDU A+B |  |  | 21 | kW | 10000 | 99.999 | 3780 | Y
SVC-PW-1651 | CUST-2954 | Power circuit | WA-DC-024 | WA-DC-024-TN-006 | RACK-C · PDU A+B |  |  | 20 | kW | 10000 | 99.999 | 3600 | Y
SVC-XC-1652 | CUST-2954 | Cross-connect | WA-DC-024 | WA-DC-024-MMR-SW-02 | MMR panel 8 · P18 |  |  | 100000 | Mbps | 100000 | 99.999 | 8000 | Y
SVC-XC-1653 | CUST-2954 | Cross-connect | WA-DC-024 | WA-DC-024-MMR-SW-03 | MMR panel 2 · P45 |  |  | 100000 | Mbps | 100000 | 99.999 | 8000 | Y
SVC-CB-1654 | CUST-8220 | Cabinet lease | WA-DC-024 | WA-DC-024-TN-012 | RACK-D, RACK-E |  |  | 2 | cabinets | 10000 | 99.99 | 4800 | N
SVC-PW-1655 | CUST-8220 | Power circuit | WA-DC-024 | WA-DC-024-TN-012 | RACK-D · PDU A+B |  |  | 16 | kW | 10000 | 99.99 | 2880 | N
SVC-PW-1656 | CUST-8220 | Power circuit | WA-DC-024 | WA-DC-024-TN-019 | RACK-E · PDU A+B |  |  | 8 | kW | 10000 | 99.99 | 1440 | N
SVC-XC-1657 | CUST-8220 | Cross-connect | WA-DC-024 | WA-DC-024-MMR-SW-02 | MMR panel 10 · P44 |  |  | 100000 | Mbps | 100000 | 99.99 | 8000 | N
SVC-XC-1658 | CUST-8220 | Cross-connect | WA-DC-024 | WA-DC-024-MMR-SW-03 | MMR panel 5 · P22 |  |  | 10000 | Mbps | 10000 | 99.99 | 800 | N
SVC-XC-1659 | CUST-8220 | Cross-connect | WA-DC-024 | WA-DC-024-MMR-SW-04 | MMR panel 11 · P30 |  |  | 10000 | Mbps | 10000 | 99.99 | 800 | N
SVC-CB-1660 | CUST-9121 | Cabinet lease | WA-DC-024 | WA-DC-024-TN-023 | RACK-F |  |  | 1 | cabinets | 10000 | 99.999 | 2400 | Y
SVC-PW-1661 | CUST-9121 | Power circuit | WA-DC-024 | WA-DC-024-TN-023 | RACK-F · PDU A+B |  |  | 16 | kW | 10000 | 99.999 | 2880 | Y
SVC-XC-1662 | CUST-9121 | Cross-connect | WA-DC-024 | WA-DC-024-MMR-SW-03 | MMR panel 4 · P30 |  |  | 10000 | Mbps | 10000 | 99.999 | 800 | Y
SVC-XC-1663 | CUST-9121 | Cross-connect | WA-DC-024 | WA-DC-024-MMR-SW-04 | MMR panel 8 · P42 |  |  | 10000 | Mbps | 10000 | 99.999 | 800 | Y
SVC-XC-1664 | CUST-9121 | Cross-connect | WA-DC-024 | WA-DC-024-MMR-SW-01 | MMR panel 8 · P18 |  |  | 10000 | Mbps | 10000 | 99.999 | 800 | Y
SVC-RH-1665 | CUST-9121 | Remote hands | WA-DC-024 | WA-DC-024-TN-023 | monthly allowance |  |  | 10 | hours | 10000 | 99.999 | 300 | Y
Note on A1: Required: yes Type: text System field: Service.id
Note on B1: Required: yes Type: ref (from Customers) System field: Service.customerId
Note on C1: Required: yes Type: list (from service_type) System field: Service.type
Note on D1: Required: yes Type: ref (from Sites) System field: Service.dcId
Note on E1: The device the service is delivered on (port, GPU node, MMR switch…). Required: in some cases Type: ref (from Devices) System field: Service.neId
Note on F1: Hand-off port for circuits and cross-connects. Required: no Type: text System field: Service.ifName
Note on G1: Cabinet leases / power circuits: rack ids, separated by ";". Required: in some cases Type: text System field: Service path (racks)
Note on H1: GPU services: GPU node device ids, separated by ";". Required: in some cases Type: text System field: Service.path (job nodes)
Note on I1: Required: yes Type: decimal System field: Service.qty
Note on J1: Required: yes Type: list (from service_unit) System field: Service.unit
Note on K1: Circuits and cross-connects. Required: no Type: integer System field: Service.bandwidthMbps
Note on L1: For example 99.95. Required: yes Type: decimal System field: Service.slaTarget
Note on M1: Monthly charge in the site currency (₹). Required: yes Type: decimal System field: Service.revenueMonthly
Note on N1: Y = business-critical for the customer. Required: yes Type: list (from yes_no) System field: Service.critical
Note on O1: Required: no Type: date System field: (reference only)

## Collectors
collector_id * | site_id * | name * | protocol * | domain * | host_ip | covers
COL-VA-DC-001-1 | VA-DC-001 | Collector Ashburn A | gNMI | Network
COL-VA-DC-001-2 | VA-DC-001 | Collector Ashburn B | gNMI | Network
COL-VA-DC-002-1 | VA-DC-002 | Collector Ashburn A | gNMI | Network
COL-VA-DC-002-2 | VA-DC-002 | Collector Ashburn B | gNMI | Network
COL-VA-DC-003-1 | VA-DC-003 | Collector Richmond A | gNMI | Network
COL-VA-DC-003-2 | VA-DC-003 | Collector Richmond B | gNMI | Network
COL-VA-DC-004-1 | VA-DC-004 | Collector Sterling A | gNMI | Network
COL-VA-DC-004-2 | VA-DC-004 | Collector Sterling B | gNMI | Network
COL-TX-DC-005-1 | TX-DC-005 | Collector Dallas A | gNMI | Network
COL-TX-DC-005-2 | TX-DC-005 | Collector Dallas B | gNMI | Network
COL-TX-DC-006-1 | TX-DC-006 | Collector San Antonio A | gNMI | Network
COL-TX-DC-006-2 | TX-DC-006 | Collector San Antonio B | gNMI | Network
COL-TX-DC-007-1 | TX-DC-007 | Collector Austin A | gNMI | Network
COL-TX-DC-007-2 | TX-DC-007 | Collector Austin B | gNMI | Network
COL-CA-DC-008-1 | CA-DC-008 | Collector Santa Clara A | gNMI | Network
COL-CA-DC-008-2 | CA-DC-008 | Collector Santa Clara B | gNMI | Network
COL-IL-DC-009-1 | IL-DC-009 | Collector Chicago A | gNMI | Network
COL-IL-DC-009-2 | IL-DC-009 | Collector Chicago B | gNMI | Network
COL-AZ-DC-010-1 | AZ-DC-010 | Collector Phoenix A | gNMI | Network
COL-AZ-DC-010-2 | AZ-DC-010 | Collector Phoenix B | gNMI | Network
COL-GA-DC-011-1 | GA-DC-011 | Collector Atlanta A | gNMI | Network
COL-GA-DC-011-2 | GA-DC-011 | Collector Atlanta B | gNMI | Network
COL-NJ-DC-012-1 | NJ-DC-012 | Collector Secaucus A | gNMI | Network
COL-NJ-DC-012-2 | NJ-DC-012 | Collector Secaucus B | gNMI | Network
COL-OR-DC-014-1 | OR-DC-014 | Collector Hillsboro A | gNMI | Network
COL-OR-DC-014-2 | OR-DC-014 | Collector Hillsboro B | gNMI | Network
COL-CO-DC-015-1 | CO-DC-015 | Collector Denver A | gNMI | Network
COL-CO-DC-015-2 | CO-DC-015 | Collector Denver B | gNMI | Network
COL-OH-DC-016-1 | OH-DC-016 | Collector Columbus A | gNMI | Network
COL-OH-DC-016-2 | OH-DC-016 | Collector Columbus B | gNMI | Network
COL-OH-DC-017-1 | OH-DC-017 | Collector Columbus A | gNMI | Network
COL-OH-DC-017-2 | OH-DC-017 | Collector Columbus B | gNMI | Network
COL-FL-DC-018-1 | FL-DC-018 | Collector Miami A | gNMI | Network
COL-FL-DC-018-2 | FL-DC-018 | Collector Miami B | gNMI | Network
COL-UT-DC-019-1 | UT-DC-019 | Collector Salt Lake City A | gNMI | Network
COL-UT-DC-019-2 | UT-DC-019 | Collector Salt Lake City B | gNMI | Network
COL-CA-DC-020-1 | CA-DC-020 | Collector Los Angeles A | gNMI | Network
COL-CA-DC-020-2 | CA-DC-020 | Collector Los Angeles B | gNMI | Network
COL-CA-DC-021-1 | CA-DC-021 | Collector San Jose A | gNMI | Network
COL-CA-DC-021-2 | CA-DC-021 | Collector San Jose B | gNMI | Network
COL-TX-DC-022-1 | TX-DC-022 | Collector Houston A | gNMI | Network
COL-TX-DC-022-2 | TX-DC-022 | Collector Houston B | gNMI | Network
COL-NC-DC-023-1 | NC-DC-023 | Collector Charlotte A | gNMI | Network
COL-NC-DC-023-2 | NC-DC-023 | Collector Charlotte B | gNMI | Network
COL-WA-DC-024-1 | WA-DC-024 | Collector Seattle A | gNMI | Network
COL-WA-DC-024-2 | WA-DC-024 | Collector Seattle B | gNMI | Network
Note on A1: Required: yes Type: text System field: collectors[].id
Note on B1: Required: yes Type: ref (from Sites) System field: Datacenter.id
Note on C1: Required: yes Type: text System field: collectors[].name
Note on D1: Required: yes Type: list (from collector_protocol) System field: (integration)
Note on E1: Network, Facility (BMS / EPMS), Compute (BMC), GPU (DCGM). Required: yes Type: list (from collector_domain) System field: (integration)
Note on F1: Required: no Type: ip System field: (integration)
Note on G1: What it polls. Required: no Type: text System field: (integration)

## Fire_Systems
zone_id * | site_id * | room_id * | detection * | suppression * | release_mode * | last_inspection * | panel_point
VA-DC-001-FZ-01 | VA-DC-001 | VA-DC-001-F0-R1 | VESDA aspirating | Novec 1230 gas | Armed (auto) | 2026-09-03
VA-DC-001-FZ-02 | VA-DC-001 | VA-DC-001-F0-R2 | VESDA aspirating | Novec 1230 gas | Armed (auto) | 2026-07-21
VA-DC-001-FZ-03 | VA-DC-001 | VA-DC-001-F1-R1 | VESDA aspirating | Novec 1230 gas | Armed (auto) | 2026-09-20
VA-DC-001-FZ-04 | VA-DC-001 | VA-DC-001-F1-R2 | VESDA aspirating | Inert gas (IG-541) | Armed (auto) | 2026-09-17
VA-DC-002-FZ-01 | VA-DC-002 | VA-DC-002-F0-R1 | VESDA aspirating | Inert gas (IG-541) | Armed (auto) | 2026-09-16
VA-DC-002-FZ-02 | VA-DC-002 | VA-DC-002-F0-R2 | VESDA aspirating | Novec 1230 gas | Armed (auto) | 2026-08-28
VA-DC-002-FZ-03 | VA-DC-002 | VA-DC-002-F1-R1 | VESDA aspirating | Novec 1230 gas | Armed (auto) | 2026-09-19
VA-DC-002-FZ-04 | VA-DC-002 | VA-DC-002-F1-R2 | VESDA aspirating | Inert gas (IG-541) | Armed (auto) | 2026-07-16
VA-DC-003-FZ-01 | VA-DC-003 | VA-DC-003-F0-R1 | VESDA aspirating | Novec 1230 gas | Armed (auto) | 2026-09-18
VA-DC-003-FZ-02 | VA-DC-003 | VA-DC-003-F0-R2 | VESDA aspirating | Novec 1230 gas | Armed (auto) | 2026-08-15
VA-DC-003-FZ-03 | VA-DC-003 | VA-DC-003-F1-R1 | VESDA aspirating | Novec 1230 gas | Armed (auto) | 2026-09-05
VA-DC-003-FZ-04 | VA-DC-003 | VA-DC-003-F1-R2 | VESDA aspirating | Novec 1230 gas | Armed (auto) | 2026-08-08
VA-DC-004-FZ-01 | VA-DC-004 | VA-DC-004-F0-R1 | VESDA aspirating | Novec 1230 gas | Armed (auto) | 2026-07-26
VA-DC-004-FZ-02 | VA-DC-004 | VA-DC-004-F1-R1 | VESDA aspirating | Inert gas (IG-541) | Armed (auto) | 2026-08-03
TX-DC-005-FZ-01 | TX-DC-005 | TX-DC-005-F0-R1 | VESDA aspirating | Novec 1230 gas | Armed (auto) | 2026-09-20
TX-DC-005-FZ-02 | TX-DC-005 | TX-DC-005-F0-R2 | VESDA aspirating | Inert gas (IG-541) | Armed (auto) | 2026-08-26
TX-DC-005-FZ-03 | TX-DC-005 | TX-DC-005-F1-R1 | VESDA aspirating | Novec 1230 gas | Armed (auto) | 2026-07-10
TX-DC-005-FZ-04 | TX-DC-005 | TX-DC-005-F1-R2 | VESDA aspirating | Novec 1230 gas | Armed (auto) | 2026-08-22
TX-DC-006-FZ-01 | TX-DC-006 | TX-DC-006-F0-R1 | VESDA aspirating | Novec 1230 gas | Armed (auto) | 2026-07-17
TX-DC-006-FZ-02 | TX-DC-006 | TX-DC-006-F0-R2 | VESDA aspirating | Novec 1230 gas | Armed (auto) | 2026-07-27
TX-DC-006-FZ-03 | TX-DC-006 | TX-DC-006-F1-R1 | VESDA aspirating | Novec 1230 gas | Armed (auto) | 2026-07-01
TX-DC-006-FZ-04 | TX-DC-006 | TX-DC-006-F1-R2 | VESDA aspirating | Inert gas (IG-541) | Armed (auto) | 2026-06-27
TX-DC-007-FZ-01 | TX-DC-007 | TX-DC-007-F0-R1 | VESDA aspirating | Inert gas (IG-541) | Armed (auto) | 2026-07-13
TX-DC-007-FZ-02 | TX-DC-007 | TX-DC-007-F0-R2 | VESDA aspirating | Novec 1230 gas | Armed (auto) | 2026-08-12
TX-DC-007-FZ-03 | TX-DC-007 | TX-DC-007-F1-R1 | VESDA aspirating | Novec 1230 gas | Armed (auto) | 2026-08-24
TX-DC-007-FZ-04 | TX-DC-007 | TX-DC-007-F1-R2 | VESDA aspirating | Novec 1230 gas | Armed (auto) | 2026-07-17
CA-DC-008-FZ-01 | CA-DC-008 | CA-DC-008-F0-R1 | VESDA aspirating | Novec 1230 gas | Armed (auto) | 2026-08-08
CA-DC-008-FZ-02 | CA-DC-008 | CA-DC-008-F0-R2 | VESDA aspirating | Novec 1230 gas | Armed (auto) | 2026-07-29
CA-DC-008-FZ-03 | CA-DC-008 | CA-DC-008-F1-R1 | VESDA aspirating | Novec 1230 gas | Armed (auto) | 2026-09-10
CA-DC-008-FZ-04 | CA-DC-008 | CA-DC-008-F1-R2 | VESDA aspirating | Inert gas (IG-541) | Armed (auto) | 2026-09-13
IL-DC-009-FZ-01 | IL-DC-009 | IL-DC-009-F0-R1 | VESDA aspirating | Novec 1230 gas | Armed (auto) | 2026-08-12
IL-DC-009-FZ-02 | IL-DC-009 | IL-DC-009-F0-R2 | VESDA aspirating | Novec 1230 gas | Armed (auto) | 2026-08-03
IL-DC-009-FZ-03 | IL-DC-009 | IL-DC-009-F1-R1 | VESDA aspirating | Inert gas (IG-541) | Armed (auto) | 2026-06-27
IL-DC-009-FZ-04 | IL-DC-009 | IL-DC-009-F1-R2 | VESDA aspirating | Novec 1230 gas | Armed (auto) | 2026-07-30
AZ-DC-010-FZ-01 | AZ-DC-010 | AZ-DC-010-F0-R1 | VESDA aspirating | Inert gas (IG-541) | Armed (auto) | 2026-07-15
AZ-DC-010-FZ-02 | AZ-DC-010 | AZ-DC-010-F1-R1 | VESDA aspirating | Novec 1230 gas | Armed (auto) | 2026-07-20
GA-DC-011-FZ-01 | GA-DC-011 | GA-DC-011-F0-R1 | VESDA aspirating | Inert gas (IG-541) | Armed (auto) | 2026-08-03
GA-DC-011-FZ-02 | GA-DC-011 | GA-DC-011-F0-R2 | VESDA aspirating | Inert gas (IG-541) | Armed (auto) | 2026-09-03
GA-DC-011-FZ-03 | GA-DC-011 | GA-DC-011-F1-R1 | VESDA aspirating | Inert gas (IG-541) | Armed (auto) | 2026-07-22
GA-DC-011-FZ-04 | GA-DC-011 | GA-DC-011-F1-R2 | VESDA aspirating | Novec 1230 gas | Armed (auto) | 2026-08-30
NJ-DC-012-FZ-01 | NJ-DC-012 | NJ-DC-012-F0-R1 | VESDA aspirating | Novec 1230 gas | Armed (auto) | 2026-09-02
NJ-DC-012-FZ-02 | NJ-DC-012 | NJ-DC-012-F1-R1 | VESDA aspirating | Novec 1230 gas | Armed (auto) | 2026-08-20
WA-DC-013-FZ-01 | WA-DC-013 | WA-DC-013-F0-R1 | VESDA aspirating | Novec 1230 gas | Manual only | 2026-06-28
WA-DC-013-FZ-02 | WA-DC-013 | WA-DC-013-F1-R1 | VESDA aspirating | Novec 1230 gas | Manual only | 2026-07-31
OR-DC-014-FZ-01 | OR-DC-014 | OR-DC-014-F0-R1 | VESDA aspirating | Novec 1230 gas | Armed (auto) | 2026-07-12
OR-DC-014-FZ-02 | OR-DC-014 | OR-DC-014-F0-R2 | VESDA aspirating | Novec 1230 gas | Armed (auto) | 2026-07-28
OR-DC-014-FZ-03 | OR-DC-014 | OR-DC-014-F1-R1 | VESDA aspirating | Inert gas (IG-541) | Armed (auto) | 2026-09-19
OR-DC-014-FZ-04 | OR-DC-014 | OR-DC-014-F1-R2 | VESDA aspirating | Novec 1230 gas | Armed (auto) | 2026-08-27
CO-DC-015-FZ-01 | CO-DC-015 | CO-DC-015-F0-R1 | VESDA aspirating | Inert gas (IG-541) | Armed (auto) | 2026-09-11
CO-DC-015-FZ-02 | CO-DC-015 | CO-DC-015-F1-R1 | VESDA aspirating | Novec 1230 gas | Armed (auto) | 2026-07-17
OH-DC-016-FZ-01 | OH-DC-016 | OH-DC-016-F0-R1 | VESDA aspirating | Novec 1230 gas | Armed (auto) | 2026-09-14
OH-DC-016-FZ-02 | OH-DC-016 | OH-DC-016-F0-R2 | VESDA aspirating | Novec 1230 gas | Armed (auto) | 2026-08-10
OH-DC-016-FZ-03 | OH-DC-016 | OH-DC-016-F1-R1 | VESDA aspirating | Novec 1230 gas | Armed (auto) | 2026-07-03
OH-DC-016-FZ-04 | OH-DC-016 | OH-DC-016-F1-R2 | VESDA aspirating | Novec 1230 gas | Armed (auto) | 2026-07-12
OH-DC-017-FZ-01 | OH-DC-017 | OH-DC-017-F0-R1 | VESDA aspirating | Novec 1230 gas | Armed (auto) | 2026-08-20
OH-DC-017-FZ-02 | OH-DC-017 | OH-DC-017-F0-R2 | VESDA aspirating | Novec 1230 gas | Armed (auto) | 2026-09-08
OH-DC-017-FZ-03 | OH-DC-017 | OH-DC-017-F1-R1 | VESDA aspirating | Inert gas (IG-541) | Armed (auto) | 2026-07-05
OH-DC-017-FZ-04 | OH-DC-017 | OH-DC-017-F1-R2 | VESDA aspirating | Inert gas (IG-541) | Armed (auto) | 2026-07-14
FL-DC-018-FZ-01 | FL-DC-018 | FL-DC-018-F0-R1 | VESDA aspirating | Novec 1230 gas | Armed (auto) | 2026-09-05
FL-DC-018-FZ-02 | FL-DC-018 | FL-DC-018-F1-R1 | VESDA aspirating | Novec 1230 gas | Armed (auto) | 2026-09-14
UT-DC-019-FZ-01 | UT-DC-019 | UT-DC-019-F0-R1 | VESDA aspirating | Novec 1230 gas | Armed (auto) | 2026-08-18
UT-DC-019-FZ-02 | UT-DC-019 | UT-DC-019-F1-R1 | VESDA aspirating | Novec 1230 gas | Armed (auto) | 2026-08-29
CA-DC-020-FZ-01 | CA-DC-020 | CA-DC-020-F0-R1 | VESDA aspirating | Novec 1230 gas | Armed (auto) | 2026-09-08
CA-DC-020-FZ-02 | CA-DC-020 | CA-DC-020-F1-R1 | VESDA aspirating | Novec 1230 gas | Armed (auto) | 2026-09-05
CA-DC-020-FZ-03 | CA-DC-020 | CA-DC-020-F2-R1 | VESDA aspirating | Inert gas (IG-541) | Armed (auto) | 2026-07-29
CA-DC-020-FZ-04 | CA-DC-020 | CA-DC-020-F3-R1 | VESDA aspirating | Novec 1230 gas | Armed (auto) | 2026-07-08
CA-DC-020-FZ-05 | CA-DC-020 | CA-DC-020-F4-R1 | VESDA aspirating | Novec 1230 gas | Armed (auto) | 2026-07-15
CA-DC-020-FZ-06 | CA-DC-020 | CA-DC-020-F5-R1 | VESDA aspirating | Novec 1230 gas | Armed (auto) | 2026-07-07
CA-DC-021-FZ-01 | CA-DC-021 | CA-DC-021-F0-R1 | VESDA aspirating | Inert gas (IG-541) | Armed (auto) | 2026-07-16
CA-DC-021-FZ-02 | CA-DC-021 | CA-DC-021-F0-R2 | VESDA aspirating | Novec 1230 gas | Armed (auto) | 2026-07-06
CA-DC-021-FZ-03 | CA-DC-021 | CA-DC-021-F1-R1 | VESDA aspirating | Novec 1230 gas | Armed (auto) | 2026-07-07
CA-DC-021-FZ-04 | CA-DC-021 | CA-DC-021-F1-R2 | VESDA aspirating | Novec 1230 gas | Armed (auto) | 2026-09-07
TX-DC-022-FZ-01 | TX-DC-022 | TX-DC-022-F0-R1 | VESDA aspirating | Novec 1230 gas | Armed (auto) | 2026-07-07
TX-DC-022-FZ-02 | TX-DC-022 | TX-DC-022-F0-R2 | VESDA aspirating | Inert gas (IG-541) | Armed (auto) | 2026-07-11
TX-DC-022-FZ-03 | TX-DC-022 | TX-DC-022-F1-R1 | VESDA aspirating | Novec 1230 gas | Armed (auto) | 2026-07-31
TX-DC-022-FZ-04 | TX-DC-022 | TX-DC-022-F1-R2 | VESDA aspirating | Novec 1230 gas | Armed (auto) | 2026-07-24
NC-DC-023-FZ-01 | NC-DC-023 | NC-DC-023-F0-R1 | VESDA aspirating | Inert gas (IG-541) | Armed (auto) | 2026-08-08
NC-DC-023-FZ-02 | NC-DC-023 | NC-DC-023-F0-R2 | VESDA aspirating | Inert gas (IG-541) | Armed (auto) | 2026-07-24
NC-DC-023-FZ-03 | NC-DC-023 | NC-DC-023-F1-R1 | VESDA aspirating | Novec 1230 gas | Armed (auto) | 2026-09-12
NC-DC-023-FZ-04 | NC-DC-023 | NC-DC-023-F1-R2 | VESDA aspirating | Novec 1230 gas | Armed (auto) | 2026-08-22
WA-DC-024-FZ-01 | WA-DC-024 | WA-DC-024-F0-R1 | VESDA aspirating | Inert gas (IG-541) | Armed (auto) | 2026-09-16
WA-DC-024-FZ-02 | WA-DC-024 | WA-DC-024-F1-R1 | VESDA aspirating | Novec 1230 gas | Armed (auto) | 2026-09-15
Note on A1: Required: yes Type: text System field: FireZone.id
Note on B1: Required: yes Type: ref (from Sites) System field: FireZone.dcId
Note on C1: Required: yes Type: ref (from Rooms) System field: FireZone.zone
Note on D1: VESDA (aspirating) in data halls; point smoke + heat elsewhere. Required: yes Type: list (from detection) System field: FireZone.detection
Note on E1: Required: yes Type: list (from suppression) System field: FireZone.suppression
Note on F1: Armed (auto) in normal operation. Required: yes Type: list (from release_mode) System field: FireZone.release
Note on G1: Quarterly inspection; the tool flags it overdue after 91 days. Required: yes Type: date System field: FireZone.lastInspection
Note on H1: Fire-panel / BMS point for live detector state. Required: no Type: text System field: (collector mapping)

## Leak_Detection
zone_id * | site_id * | room_id * | guards * | length_m | last_test
VA-DC-001-LK-01 | VA-DC-001 | VA-DC-001-F0-R1 | Under CRAH-11, CRAH-15 | 12 | 2026-06-16
VA-DC-001-LK-02 | VA-DC-001 | VA-DC-001-F0-R2 | Under CRAH-12, CRAH-16 | 16 | 2026-04-16
VA-DC-001-LK-03 | VA-DC-001 | VA-DC-001-F1-R1 | Under CRAH-13, CRAH-17 | 20 | 2026-07-11
VA-DC-001-LK-04 | VA-DC-001 | VA-DC-001-F1-R2 | Under CRAH-14, CRAH-18 | 20 | 2026-06-28
VA-DC-002-LK-01 | VA-DC-002 | VA-DC-002-F0-R1 | Under CRAH-11, CRAH-15 | 16 | 2026-06-06
VA-DC-002-LK-02 | VA-DC-002 | VA-DC-002-F0-R1 | CDU-1 manifold · 2 liquid racks | 10 | 2026-09-14
VA-DC-002-LK-03 | VA-DC-002 | VA-DC-002-F0-R2 | Under CRAH-12, CRAH-16 | 18 | 2026-04-19
VA-DC-002-LK-04 | VA-DC-002 | VA-DC-002-F0-R2 | 1 liquid rack | 7 | 2026-07-30
VA-DC-002-LK-05 | VA-DC-002 | VA-DC-002-F1-R1 | Under CRAH-13, CRAH-17 | 16 | 2026-04-30
VA-DC-002-LK-06 | VA-DC-002 | VA-DC-002-F1-R2 | Under CRAH-14, CRAH-18 | 12 | 2026-08-25
VA-DC-003-LK-01 | VA-DC-003 | VA-DC-003-F0-R1 | Under CRAH-11, CRAH-15 | 20 | 2026-08-03
VA-DC-003-LK-02 | VA-DC-003 | VA-DC-003-F0-R2 | Under CRAH-12, CRAH-16 | 12 | 2026-05-12
VA-DC-003-LK-03 | VA-DC-003 | VA-DC-003-F1-R1 | Under CRAH-13, CRAH-17 | 20 | 2026-05-25
VA-DC-003-LK-04 | VA-DC-003 | VA-DC-003-F1-R2 | Under CRAH-14, CRAH-18 | 18 | 2026-05-09
VA-DC-004-LK-01 | VA-DC-004 | VA-DC-004-F0-R1 | Under CRAH-11, CRAH-13 | 20 | 2026-07-21
VA-DC-004-LK-02 | VA-DC-004 | VA-DC-004-F1-R1 | Under CRAH-12, CRAH-14 | 16 | 2026-05-21
TX-DC-005-LK-01 | TX-DC-005 | TX-DC-005-F0-R1 | Under CRAH-11, CRAH-15 | 16 | 2026-08-26
TX-DC-005-LK-02 | TX-DC-005 | TX-DC-005-F0-R2 | Under CRAH-12, CRAH-16 | 20 | 2026-06-13
TX-DC-005-LK-03 | TX-DC-005 | TX-DC-005-F1-R1 | Under CRAH-13, CRAH-17 | 12 | 2026-06-02
TX-DC-005-LK-04 | TX-DC-005 | TX-DC-005-F1-R2 | Under CRAH-14, CRAH-18 | 14 | 2026-06-14
TX-DC-006-LK-01 | TX-DC-006 | TX-DC-006-F0-R1 | Under CRAH-11, CRAH-15 | 20 | 2026-05-18
TX-DC-006-LK-02 | TX-DC-006 | TX-DC-006-F0-R2 | Under CRAH-12, CRAH-16 | 20 | 2026-07-19
TX-DC-006-LK-03 | TX-DC-006 | TX-DC-006-F1-R1 | Under CRAH-13, CRAH-17 | 18 | 2026-06-26
TX-DC-006-LK-04 | TX-DC-006 | TX-DC-006-F1-R2 | Under CRAH-14, CRAH-18 | 14 | 2026-06-29
TX-DC-007-LK-01 | TX-DC-007 | TX-DC-007-F0-R1 | Under CRAH-11, CRAH-15 | 12 | 2026-07-24
TX-DC-007-LK-02 | TX-DC-007 | TX-DC-007-F0-R2 | Under CRAH-12, CRAH-16 | 12 | 2026-05-22
TX-DC-007-LK-03 | TX-DC-007 | TX-DC-007-F1-R1 | Under CRAH-13, CRAH-17 | 12 | 2026-06-03
TX-DC-007-LK-04 | TX-DC-007 | TX-DC-007-F1-R2 | Under CRAH-14, CRAH-18 | 16 | 2026-08-03
CA-DC-008-LK-01 | CA-DC-008 | CA-DC-008-F0-R1 | Under CRAH-11, CRAH-15 | 14 | 2026-08-16
CA-DC-008-LK-02 | CA-DC-008 | CA-DC-008-F0-R2 | Under CRAH-12, CRAH-16 | 20 | 2026-05-03
CA-DC-008-LK-03 | CA-DC-008 | CA-DC-008-F1-R1 | Under CRAH-13, CRAH-17 | 16 | 2026-09-07
CA-DC-008-LK-04 | CA-DC-008 | CA-DC-008-F1-R2 | Under CRAH-14, CRAH-18 | 20 | 2026-06-28
IL-DC-009-LK-01 | IL-DC-009 | IL-DC-009-F0-R1 | Under CRAH-11, CRAH-15 | 18 | 2026-07-30
IL-DC-009-LK-02 | IL-DC-009 | IL-DC-009-F0-R2 | Under CRAH-12, CRAH-16 | 16 | 2026-06-13
IL-DC-009-LK-03 | IL-DC-009 | IL-DC-009-F1-R1 | Under CRAH-13, CRAH-17 | 14 | 2026-07-25
IL-DC-009-LK-04 | IL-DC-009 | IL-DC-009-F1-R2 | Under CRAH-14, CRAH-18 | 12 | 2026-07-28
AZ-DC-010-LK-01 | AZ-DC-010 | AZ-DC-010-F0-R1 | Under CRAH-11, CRAH-13 | 20 | 2026-07-24
AZ-DC-010-LK-02 | AZ-DC-010 | AZ-DC-010-F1-R1 | Under CRAH-12, CRAH-14 | 20 | 2026-05-15
GA-DC-011-LK-01 | GA-DC-011 | GA-DC-011-F0-R1 | Under CRAH-11, CRAH-15 | 18 | 2026-09-09
GA-DC-011-LK-02 | GA-DC-011 | GA-DC-011-F0-R2 | Under CRAH-12, CRAH-16 | 18 | 2026-05-12
GA-DC-011-LK-03 | GA-DC-011 | GA-DC-011-F1-R1 | Under CRAH-13, CRAH-17 | 16 | 2026-07-07
GA-DC-011-LK-04 | GA-DC-011 | GA-DC-011-F1-R2 | Under CRAH-14, CRAH-18 | 14 | 2026-08-14
NJ-DC-012-LK-01 | NJ-DC-012 | NJ-DC-012-F0-R1 | Under CRAH-11, CRAH-13 | 16 | 2026-07-12
NJ-DC-012-LK-02 | NJ-DC-012 | NJ-DC-012-F1-R1 | Under CRAH-12, CRAH-14 | 14 | 2026-05-28
WA-DC-013-LK-01 | WA-DC-013 | WA-DC-013-F0-R1 | Under CRAH-11, CRAH-13 | 14 | 2026-04-14
WA-DC-013-LK-02 | WA-DC-013 | WA-DC-013-F1-R1 | Under CRAH-12, CRAH-14 | 20 | 2026-06-04
OR-DC-014-LK-01 | OR-DC-014 | OR-DC-014-F0-R1 | Under CRAH-11, CRAH-15 | 12 | 2026-07-25
OR-DC-014-LK-02 | OR-DC-014 | OR-DC-014-F0-R2 | Under CRAH-12, CRAH-16 | 16 | 2026-08-19
OR-DC-014-LK-03 | OR-DC-014 | OR-DC-014-F1-R1 | Under CRAH-13, CRAH-17 | 12 | 2026-06-05
OR-DC-014-LK-04 | OR-DC-014 | OR-DC-014-F1-R2 | Under CRAH-14, CRAH-18 | 16 | 2026-05-11
CO-DC-015-LK-01 | CO-DC-015 | CO-DC-015-F0-R1 | Under CRAH-11, CRAH-13 | 12 | 2026-08-01
CO-DC-015-LK-02 | CO-DC-015 | CO-DC-015-F1-R1 | Under CRAH-12, CRAH-14 | 16 | 2026-08-25
OH-DC-016-LK-01 | OH-DC-016 | OH-DC-016-F0-R1 | Under CRAH-11, CRAH-15 | 20 | 2026-07-05
OH-DC-016-LK-02 | OH-DC-016 | OH-DC-016-F0-R2 | Under CRAH-12, CRAH-16 | 14 | 2026-08-06
OH-DC-016-LK-03 | OH-DC-016 | OH-DC-016-F1-R1 | Under CRAH-13, CRAH-17 | 12 | 2026-06-22
OH-DC-016-LK-04 | OH-DC-016 | OH-DC-016-F1-R2 | Under CRAH-14, CRAH-18 | 12 | 2026-06-24
OH-DC-017-LK-01 | OH-DC-017 | OH-DC-017-F0-R1 | Under CRAH-11, CRAH-15 | 16 | 2026-06-14
OH-DC-017-LK-02 | OH-DC-017 | OH-DC-017-F0-R2 | Under CRAH-12, CRAH-16 | 20 | 2026-05-12
OH-DC-017-LK-03 | OH-DC-017 | OH-DC-017-F1-R1 | Under CRAH-13, CRAH-17 | 16 | 2026-06-09
OH-DC-017-LK-04 | OH-DC-017 | OH-DC-017-F1-R2 | Under CRAH-14, CRAH-18 | 14 | 2026-06-02
FL-DC-018-LK-01 | FL-DC-018 | FL-DC-018-F0-R1 | Under CRAH-11, CRAH-13 | 12 | 2026-07-15
FL-DC-018-LK-02 | FL-DC-018 | FL-DC-018-F1-R1 | Under CRAH-12, CRAH-14 | 16 | 2026-05-20
UT-DC-019-LK-01 | UT-DC-019 | UT-DC-019-F0-R1 | Under CRAH-11, CRAH-13 | 14 | 2026-05-03
UT-DC-019-LK-02 | UT-DC-019 | UT-DC-019-F1-R1 | Under CRAH-12, CRAH-14 | 18 | 2026-07-14
CA-DC-020-LK-01 | CA-DC-020 | CA-DC-020-F0-R1 | Under CRAH-11, CRAH-17 | 16 | 2026-06-21
CA-DC-020-LK-02 | CA-DC-020 | CA-DC-020-F0-R1 | CDU-1 manifold · 1 liquid rack | 7 | 2026-07-08
CA-DC-020-LK-03 | CA-DC-020 | CA-DC-020-F1-R1 | Under CRAH-12, CRAH-18 | 18 | 2026-04-22
CA-DC-020-LK-04 | CA-DC-020 | CA-DC-020-F2-R1 | Under CRAH-13, CRAH-19 | 18 | 2026-04-29
CA-DC-020-LK-05 | CA-DC-020 | CA-DC-020-F2-R1 | 2 liquid racks | 10 | 2026-07-21
CA-DC-020-LK-06 | CA-DC-020 | CA-DC-020-F3-R1 | Under CRAH-14, CRAH-20 | 16 | 2026-06-18
CA-DC-020-LK-07 | CA-DC-020 | CA-DC-020-F4-R1 | Under CRAH-15, CRAH-21 | 20 | 2026-07-24
CA-DC-020-LK-08 | CA-DC-020 | CA-DC-020-F5-R1 | Under CRAH-16, CRAH-22 | 14 | 2026-06-20
CA-DC-021-LK-01 | CA-DC-021 | CA-DC-021-F0-R1 | Under CRAH-11, CRAH-15 | 20 | 2026-05-06
CA-DC-021-LK-02 | CA-DC-021 | CA-DC-021-F0-R2 | Under CRAH-12, CRAH-16 | 14 | 2026-08-14
CA-DC-021-LK-03 | CA-DC-021 | CA-DC-021-F1-R1 | Under CRAH-13, CRAH-17 | 14 | 2026-08-29
CA-DC-021-LK-04 | CA-DC-021 | CA-DC-021-F1-R2 | Under CRAH-14, CRAH-18 | 18 | 2026-06-18
TX-DC-022-LK-01 | TX-DC-022 | TX-DC-022-F0-R1 | Under CRAH-11, CRAH-15 | 14 | 2026-05-22
TX-DC-022-LK-02 | TX-DC-022 | TX-DC-022-F0-R1 | CDU-1 manifold · 2 liquid racks | 10 | 2026-07-04
TX-DC-022-LK-03 | TX-DC-022 | TX-DC-022-F0-R2 | Under CRAH-12, CRAH-16 | 12 | 2026-05-13
TX-DC-022-LK-04 | TX-DC-022 | TX-DC-022-F0-R2 | 1 liquid rack | 7 | 2026-09-06
TX-DC-022-LK-05 | TX-DC-022 | TX-DC-022-F1-R1 | Under CRAH-13, CRAH-17 | 14 | 2026-07-04
TX-DC-022-LK-06 | TX-DC-022 | TX-DC-022-F1-R2 | Under CRAH-14, CRAH-18 | 20 | 2026-07-16
NC-DC-023-LK-01 | NC-DC-023 | NC-DC-023-F0-R1 | Under CRAH-11, CRAH-15 | 14 | 2026-06-25
NC-DC-023-LK-02 | NC-DC-023 | NC-DC-023-F0-R2 | Under CRAH-12, CRAH-16 | 14 | 2026-04-22
NC-DC-023-LK-03 | NC-DC-023 | NC-DC-023-F0-R2 | CDU-1 manifold · 3 liquid racks | 13 | 2026-08-13
NC-DC-023-LK-04 | NC-DC-023 | NC-DC-023-F1-R1 | Under CRAH-13, CRAH-17 | 18 | 2026-09-15
NC-DC-023-LK-05 | NC-DC-023 | NC-DC-023-F1-R2 | Under CRAH-14, CRAH-18 | 12 | 2026-09-01
WA-DC-024-LK-01 | WA-DC-024 | WA-DC-024-F0-R1 | Under CRAH-11, CRAH-13 | 18 | 2026-08-24
WA-DC-024-LK-02 | WA-DC-024 | WA-DC-024-F1-R1 | Under CRAH-12, CRAH-14 | 20 | 2026-04-22
Note on A1: Required: yes Type: text System field: LeakZone.id
Note on B1: Required: yes Type: ref (from Sites) System field: LeakZone.dcId
Note on C1: Required: yes Type: ref (from Rooms) System field: LeakZone.zone
Note on D1: What the rope runs under (CRAH-11, CDU-01 manifold…). Required: yes Type: text System field: LeakZone.covers
Note on E1: Required: no Type: decimal System field: LeakZone.lengthM
Note on F1: Last wet test. Required: no Type: date System field: LeakZone.lastTest

## Access_Points
door_id * | site_id * | name * | room_id | kind * | reader * | tenant_customer_id
VA-DC-001-DR-01 | VA-DC-001 | Main entrance · mantrap |  | Building entry | Card + biometric
VA-DC-001-DR-02 | VA-DC-001 | Meet-me room door | VA-DC-001-F0-R1 | Meet-me room door | Card + biometric
VA-DC-001-DR-03 | VA-DC-001 | Hall A door | VA-DC-001-F0-R2 | Data hall door | Card + biometric
VA-DC-001-DR-04 | VA-DC-001 | Hall B door | VA-DC-001-F1-R1 | Data hall door | Card + biometric
VA-DC-001-DR-05 | VA-DC-001 | Hall C door | VA-DC-001-F1-R2 | Data hall door | Card + biometric
VA-DC-001-DR-06 | VA-DC-001 | Cage · Broadcast Network | VA-DC-001-F0-R1 | Cage door | Card + PIN | CUST-9992
VA-DC-001-DR-07 | VA-DC-001 | Cage · Hyperscale Cloud US-East | VA-DC-001-F0-R1 | Cage door | Card + PIN | CUST-1202
VA-DC-001-DR-08 | VA-DC-001 | Cage · Auto Components Inc | VA-DC-001-F0-R2 | Cage door | Card + PIN | CUST-5587
VA-DC-001-DR-09 | VA-DC-001 | Cage · E-commerce Marketplace | VA-DC-001-F1-R1 | Cage door | Card + PIN | CUST-8230
VA-DC-001-DR-10 | VA-DC-001 | Cage · Insurance Services | VA-DC-001-F1-R1 | Cage door | Card + PIN | CUST-7339
VA-DC-001-DR-11 | VA-DC-001 | Cage · Orbital SaaS | VA-DC-001-F1-R1 | Cage door | Card + PIN | CUST-8240
VA-DC-001-DR-12 | VA-DC-001 | Cage · Research Institute | VA-DC-001-F1-R2 | Cage door | Card + PIN | CUST-8220
VA-DC-001-DR-13 | VA-DC-001 | Cage · Hotel Group | VA-DC-001-F1-R2 | Cage door | Card + PIN | CUST-3825
VA-DC-002-DR-01 | VA-DC-002 | Main entrance · mantrap |  | Building entry | Card + biometric
VA-DC-002-DR-02 | VA-DC-002 | Meet-me room door | VA-DC-002-F0-R1 | Meet-me room door | Card + biometric
VA-DC-002-DR-03 | VA-DC-002 | Hall A door | VA-DC-002-F0-R2 | Data hall door | Card + biometric
VA-DC-002-DR-04 | VA-DC-002 | Hall B door | VA-DC-002-F1-R1 | Data hall door | Card + biometric
VA-DC-002-DR-05 | VA-DC-002 | Hall C door | VA-DC-002-F1-R2 | Data hall door | Card + biometric
VA-DC-002-DR-06 | VA-DC-002 | Cage · Gaming Studio | VA-DC-002-F0-R1 | Cage door | Card + PIN | CUST-9111
VA-DC-002-DR-07 | VA-DC-002 | Cage · Hyperscale Cloud US-East | VA-DC-002-F0-R2 | Cage door | Card + PIN | CUST-1202
VA-DC-002-DR-08 | VA-DC-002 | Cage · Retail Chain | VA-DC-002-F1-R2 | Cage door | Card + PIN | CUST-4706
VA-DC-003-DR-01 | VA-DC-003 | Main entrance · mantrap |  | Building entry | Card + biometric
VA-DC-003-DR-02 | VA-DC-003 | Meet-me room door | VA-DC-003-F0-R1 | Meet-me room door | Card + biometric
VA-DC-003-DR-03 | VA-DC-003 | Hall A door | VA-DC-003-F0-R2 | Data hall door | Card + biometric
VA-DC-003-DR-04 | VA-DC-003 | Hall B door | VA-DC-003-F1-R1 | Data hall door | Card + biometric
VA-DC-003-DR-05 | VA-DC-003 | Hall C door | VA-DC-003-F1-R2 | Data hall door | Card + biometric
VA-DC-003-DR-06 | VA-DC-003 | Cage · Stock Broking House | VA-DC-003-F0-R1 | Cage door | Card + PIN | CUST-5597
VA-DC-003-DR-07 | VA-DC-003 | Cage · Retail Chain | VA-DC-003-F0-R2 | Cage door | Card + PIN | CUST-4706
VA-DC-003-DR-08 | VA-DC-003 | Cage · Insurance Services | VA-DC-003-F0-R2 | Cage door | Card + PIN | CUST-7339
VA-DC-003-DR-09 | VA-DC-003 | Cage · Auto Components Inc | VA-DC-003-F0-R2 | Cage door | Card + PIN | CUST-5587
VA-DC-003-DR-10 | VA-DC-003 | Cage · Payments Gateway | VA-DC-003-F1-R1 | Cage door | Card + PIN | CUST-6478
VA-DC-003-DR-11 | VA-DC-003 | Cage · Hyperscale Cloud US-East | VA-DC-003-F1-R1 | Cage door | Card + PIN | CUST-1202
VA-DC-004-DR-01 | VA-DC-004 | Main entrance · mantrap |  | Building entry | Card + biometric
VA-DC-004-DR-02 | VA-DC-004 | Meet-me room door | VA-DC-004-F0-R1 | Meet-me room door | Card + biometric
VA-DC-004-DR-03 | VA-DC-004 | Hall A door | VA-DC-004-F1-R1 | Data hall door | Card + biometric
VA-DC-004-DR-04 | VA-DC-004 | Cage · Regional ISP | VA-DC-004-F0-R1 | Cage door | Card + PIN | CUST-3835
VA-DC-004-DR-05 | VA-DC-004 | Cage · Pharma Manufacturing | VA-DC-004-F0-R1 | Cage door | Card + PIN | CUST-6468
VA-DC-004-DR-06 | VA-DC-004 | Cage · Telecom Provider | VA-DC-004-F1-R1 | Cage door | Card + PIN | CUST-4716
VA-DC-004-DR-07 | VA-DC-004 | Cage · Research Institute | VA-DC-004-F1-R1 | Cage door | Card + PIN | CUST-8220
TX-DC-005-DR-01 | TX-DC-005 | Main entrance · mantrap |  | Building entry | Card + biometric
TX-DC-005-DR-02 | TX-DC-005 | Meet-me room door | TX-DC-005-F0-R1 | Meet-me room door | Card + biometric
TX-DC-005-DR-03 | TX-DC-005 | Hall A door | TX-DC-005-F0-R2 | Data hall door | Card + biometric
TX-DC-005-DR-04 | TX-DC-005 | Hall B door | TX-DC-005-F1-R1 | Data hall door | Card + biometric
TX-DC-005-DR-05 | TX-DC-005 | Hall C door | TX-DC-005-F1-R2 | Data hall door | Card + biometric
TX-DC-005-DR-06 | TX-DC-005 | Cage · Nimbus Cloud Services | TX-DC-005-F0-R1 | Cage door | Card + PIN | CUST-9121
TX-DC-005-DR-07 | TX-DC-005 | Cage · Insurance Services | TX-DC-005-F0-R2 | Cage door | Card + PIN | CUST-7339
TX-DC-005-DR-08 | TX-DC-005 | Cage · State Department of Revenue | TX-DC-005-F1-R1 | Cage door | Card + PIN | CUST-2944
TX-DC-005-DR-09 | TX-DC-005 | Cage · Hotel Group | TX-DC-005-F1-R1 | Cage door | Card + PIN | CUST-3825
TX-DC-005-DR-10 | TX-DC-005 | Cage · Health Network | TX-DC-005-F1-R2 | Cage door | Card + PIN | CUST-9982
TX-DC-006-DR-01 | TX-DC-006 | Main entrance · mantrap |  | Building entry | Card + biometric
TX-DC-006-DR-02 | TX-DC-006 | Meet-me room door | TX-DC-006-F0-R1 | Meet-me room door | Card + biometric
TX-DC-006-DR-03 | TX-DC-006 | Hall A door | TX-DC-006-F0-R2 | Data hall door | Card + biometric
TX-DC-006-DR-04 | TX-DC-006 | Hall B door | TX-DC-006-F1-R1 | Data hall door | Card + biometric
TX-DC-006-DR-05 | TX-DC-006 | Hall C door | TX-DC-006-F1-R2 | Data hall door | Card + biometric
TX-DC-006-DR-06 | TX-DC-006 | Cage · Insurance Services | TX-DC-006-F0-R1 | Cage door | Card + PIN | CUST-7339
TX-DC-006-DR-07 | TX-DC-006 | Cage · Logistics Partners | TX-DC-006-F0-R1 | Cage door | Card + PIN | CUST-7349
TX-DC-006-DR-08 | TX-DC-006 | Cage · Pharma Manufacturing | TX-DC-006-F0-R2 | Cage door | Card + PIN | CUST-6468
TX-DC-006-DR-09 | TX-DC-006 | Cage · Hyperscale Cloud US-East | TX-DC-006-F1-R1 | Cage door | Card + PIN | CUST-1202
TX-DC-007-DR-01 | TX-DC-007 | Main entrance · mantrap |  | Building entry | Card + biometric
TX-DC-007-DR-02 | TX-DC-007 | Meet-me room door | TX-DC-007-F0-R1 | Meet-me room door | Card + biometric
TX-DC-007-DR-03 | TX-DC-007 | Hall A door | TX-DC-007-F0-R2 | Data hall door | Card + biometric
TX-DC-007-DR-04 | TX-DC-007 | Hall B door | TX-DC-007-F1-R1 | Data hall door | Card + biometric
TX-DC-007-DR-05 | TX-DC-007 | Hall C door | TX-DC-007-F1-R2 | Data hall door | Card + biometric
TX-DC-007-DR-06 | TX-DC-007 | Cage · Media Corporation | TX-DC-007-F0-R1 | Cage door | Card + PIN | CUST-2073
TX-DC-007-DR-07 | TX-DC-007 | Cage · Smart City Initiative | TX-DC-007-F0-R2 | Cage door | Card + PIN | CUST-2063
TX-DC-007-DR-08 | TX-DC-007 | Cage · Hotel Group | TX-DC-007-F1-R1 | Cage door | Card + PIN | CUST-3825
TX-DC-007-DR-09 | TX-DC-007 | Cage · Payments Gateway | TX-DC-007-F1-R1 | Cage door | Card + PIN | CUST-6478
CA-DC-008-DR-01 | CA-DC-008 | Main entrance · mantrap |  | Building entry | Card + biometric
CA-DC-008-DR-02 | CA-DC-008 | Meet-me room door | CA-DC-008-F0-R1 | Meet-me room door | Card + biometric
CA-DC-008-DR-03 | CA-DC-008 | Hall A door | CA-DC-008-F0-R2 | Data hall door | Card + biometric
CA-DC-008-DR-04 | CA-DC-008 | Hall B door | CA-DC-008-F1-R1 | Data hall door | Card + biometric
CA-DC-008-DR-05 | CA-DC-008 | Hall C door | CA-DC-008-F1-R2 | Data hall door | Card + biometric
CA-DC-008-DR-06 | CA-DC-008 | Cage · Cloud Exchange | CA-DC-008-F0-R1 | Cage door | Card + PIN | CUST-2954
CA-DC-008-DR-07 | CA-DC-008 | Cage · Payments Gateway | CA-DC-008-F0-R1 | Cage door | Card + PIN | CUST-6478
CA-DC-008-DR-08 | CA-DC-008 | Cage · Diagnostics Labs | CA-DC-008-F0-R2 | Cage door | Card + PIN | CUST-9101
CA-DC-008-DR-09 | CA-DC-008 | Cage · Orbital SaaS | CA-DC-008-F0-R2 | Cage door | Card + PIN | CUST-8240
CA-DC-008-DR-10 | CA-DC-008 | Cage · Finance Group | CA-DC-008-F1-R1 | Cage door | Card + PIN | CUST-7359
CA-DC-008-DR-11 | CA-DC-008 | Cage · Regional ISP | CA-DC-008-F1-R1 | Cage door | Card + PIN | CUST-3835
CA-DC-008-DR-12 | CA-DC-008 | Cage · Auto Components Inc | CA-DC-008-F1-R2 | Cage door | Card + PIN | CUST-5587
IL-DC-009-DR-01 | IL-DC-009 | Main entrance · mantrap |  | Building entry | Card + biometric
IL-DC-009-DR-02 | IL-DC-009 | Meet-me room door | IL-DC-009-F0-R1 | Meet-me room door | Card + biometric
IL-DC-009-DR-03 | IL-DC-009 | Hall A door | IL-DC-009-F0-R2 | Data hall door | Card + biometric
IL-DC-009-DR-04 | IL-DC-009 | Hall B door | IL-DC-009-F1-R1 | Data hall door | Card + biometric
IL-DC-009-DR-05 | IL-DC-009 | Hall C door | IL-DC-009-F1-R2 | Data hall door | Card + biometric
IL-DC-009-DR-06 | IL-DC-009 | Cage · Hotel Group | IL-DC-009-F0-R1 | Cage door | Card + PIN | CUST-3825
IL-DC-009-DR-07 | IL-DC-009 | Cage · Pharma Manufacturing | IL-DC-009-F0-R1 | Cage door | Card + PIN | CUST-6468
IL-DC-009-DR-08 | IL-DC-009 | Cage · Gaming Studio | IL-DC-009-F0-R2 | Cage door | Card + PIN | CUST-9111
IL-DC-009-DR-09 | IL-DC-009 | Cage · Broadcast Network | IL-DC-009-F0-R2 | Cage door | Card + PIN | CUST-9992
IL-DC-009-DR-10 | IL-DC-009 | Cage · Orbital SaaS | IL-DC-009-F0-R2 | Cage door | Card + PIN | CUST-8240
IL-DC-009-DR-11 | IL-DC-009 | Cage · Finance Group | IL-DC-009-F1-R1 | Cage door | Card + PIN | CUST-7359
IL-DC-009-DR-12 | IL-DC-009 | Cage · Diagnostics Labs | IL-DC-009-F1-R1 | Cage door | Card + PIN | CUST-9101
IL-DC-009-DR-13 | IL-DC-009 | Cage · Media Corporation | IL-DC-009-F1-R1 | Cage door | Card + PIN | CUST-2073
AZ-DC-010-DR-01 | AZ-DC-010 | Main entrance · mantrap |  | Building entry | Card + biometric
AZ-DC-010-DR-02 | AZ-DC-010 | Meet-me room door | AZ-DC-010-F0-R1 | Meet-me room door | Card + biometric
AZ-DC-010-DR-03 | AZ-DC-010 | Hall A door | AZ-DC-010-F1-R1 | Data hall door | Card + biometric
AZ-DC-010-DR-04 | AZ-DC-010 | Cage · Telecom Provider | AZ-DC-010-F0-R1 | Cage door | Card + PIN | CUST-4716
AZ-DC-010-DR-05 | AZ-DC-010 | Cage · Auto Components Inc | AZ-DC-010-F0-R1 | Cage door | Card + PIN | CUST-5587
AZ-DC-010-DR-06 | AZ-DC-010 | Cage · Pharma Manufacturing | AZ-DC-010-F1-R1 | Cage door | Card + PIN | CUST-6468
GA-DC-011-DR-01 | GA-DC-011 | Main entrance · mantrap |  | Building entry | Card + biometric
GA-DC-011-DR-02 | GA-DC-011 | Meet-me room door | GA-DC-011-F0-R1 | Meet-me room door | Card + biometric
GA-DC-011-DR-03 | GA-DC-011 | Hall A door | GA-DC-011-F0-R2 | Data hall door | Card + biometric
GA-DC-011-DR-04 | GA-DC-011 | Hall B door | GA-DC-011-F1-R1 | Data hall door | Card + biometric
GA-DC-011-DR-05 | GA-DC-011 | Hall C door | GA-DC-011-F1-R2 | Data hall door | Card + biometric
GA-DC-011-DR-06 | GA-DC-011 | Cage · Hyperscale Cloud US-East | GA-DC-011-F0-R1 | Cage door | Card + PIN | CUST-1202
GA-DC-011-DR-07 | GA-DC-011 | Cage · Nimbus Cloud Services | GA-DC-011-F0-R2 | Cage door | Card + PIN | CUST-9121
GA-DC-011-DR-08 | GA-DC-011 | Cage · Logistics Partners | GA-DC-011-F1-R2 | Cage door | Card + PIN | CUST-7349
NJ-DC-012-DR-01 | NJ-DC-012 | Main entrance · mantrap |  | Building entry | Card + biometric
NJ-DC-012-DR-02 | NJ-DC-012 | Meet-me room door | NJ-DC-012-F0-R1 | Meet-me room door | Card + biometric
NJ-DC-012-DR-03 | NJ-DC-012 | Hall A door | NJ-DC-012-F1-R1 | Data hall door | Card + biometric
NJ-DC-012-DR-04 | NJ-DC-012 | Cage · E-commerce Marketplace | NJ-DC-012-F0-R1 | Cage door | Card + PIN | CUST-8230
NJ-DC-012-DR-05 | NJ-DC-012 | Cage · Research Institute | NJ-DC-012-F1-R1 | Cage door | Card + PIN | CUST-8220
WA-DC-013-DR-01 | WA-DC-013 | Main entrance · mantrap |  | Building entry | Card + biometric
WA-DC-013-DR-02 | WA-DC-013 | Meet-me room door | WA-DC-013-F0-R1 | Meet-me room door | Card + biometric
WA-DC-013-DR-03 | WA-DC-013 | Hall A door | WA-DC-013-F1-R1 | Data hall door | Card + biometric
WA-DC-013-DR-04 | WA-DC-013 | Cage · Logistics Partners | WA-DC-013-F0-R1 | Cage door | Card + PIN | CUST-7349
WA-DC-013-DR-05 | WA-DC-013 | Cage · E-commerce Marketplace | WA-DC-013-F0-R1 | Cage door | Card + PIN | CUST-8230
OR-DC-014-DR-01 | OR-DC-014 | Main entrance · mantrap |  | Building entry | Card + biometric
OR-DC-014-DR-02 | OR-DC-014 | Meet-me room door | OR-DC-014-F0-R1 | Meet-me room door | Card + biometric
OR-DC-014-DR-03 | OR-DC-014 | Hall A door | OR-DC-014-F0-R2 | Data hall door | Card + biometric
OR-DC-014-DR-04 | OR-DC-014 | Hall B door | OR-DC-014-F1-R1 | Data hall door | Card + biometric
OR-DC-014-DR-05 | OR-DC-014 | Hall C door | OR-DC-014-F1-R2 | Data hall door | Card + biometric
OR-DC-014-DR-06 | OR-DC-014 | Cage · Hotel Group | OR-DC-014-F0-R1 | Cage door | Card + PIN | CUST-3825
OR-DC-014-DR-07 | OR-DC-014 | Cage · Nimbus Cloud Services | OR-DC-014-F0-R2 | Cage door | Card + PIN | CUST-9121
OR-DC-014-DR-08 | OR-DC-014 | Cage · Pharma Manufacturing | OR-DC-014-F1-R1 | Cage door | Card + PIN | CUST-6468
CO-DC-015-DR-01 | CO-DC-015 | Main entrance · mantrap |  | Building entry | Card + biometric
CO-DC-015-DR-02 | CO-DC-015 | Meet-me room door | CO-DC-015-F0-R1 | Meet-me room door | Card + biometric
CO-DC-015-DR-03 | CO-DC-015 | Hall A door | CO-DC-015-F1-R1 | Data hall door | Card + biometric
CO-DC-015-DR-04 | CO-DC-015 | Cage · Pharma Manufacturing | CO-DC-015-F0-R1 | Cage door | Card + PIN | CUST-6468
CO-DC-015-DR-05 | CO-DC-015 | Cage · Smart City Initiative | CO-DC-015-F0-R1 | Cage door | Card + PIN | CUST-2063
CO-DC-015-DR-06 | CO-DC-015 | Cage · E-commerce Marketplace | CO-DC-015-F1-R1 | Cage door | Card + PIN | CUST-8230
OH-DC-016-DR-01 | OH-DC-016 | Main entrance · mantrap |  | Building entry | Card + biometric
OH-DC-016-DR-02 | OH-DC-016 | Meet-me room door | OH-DC-016-F0-R1 | Meet-me room door | Card + biometric
OH-DC-016-DR-03 | OH-DC-016 | Hall A door | OH-DC-016-F0-R2 | Data hall door | Card + biometric
OH-DC-016-DR-04 | OH-DC-016 | Hall B door | OH-DC-016-F1-R1 | Data hall door | Card + biometric
OH-DC-016-DR-05 | OH-DC-016 | Hall C door | OH-DC-016-F1-R2 | Data hall door | Card + biometric
OH-DC-016-DR-06 | OH-DC-016 | Cage · Broadcast Network | OH-DC-016-F0-R1 | Cage door | Card + PIN | CUST-9992
OH-DC-016-DR-07 | OH-DC-016 | Cage · Logistics Partners | OH-DC-016-F0-R2 | Cage door | Card + PIN | CUST-7349
OH-DC-016-DR-08 | OH-DC-016 | Cage · Retail Chain | OH-DC-016-F0-R2 | Cage door | Card + PIN | CUST-4706
OH-DC-016-DR-09 | OH-DC-016 | Cage · Cloud Exchange | OH-DC-016-F0-R2 | Cage door | Card + PIN | CUST-2954
OH-DC-016-DR-10 | OH-DC-016 | Cage · Smart City Initiative | OH-DC-016-F1-R1 | Cage door | Card + PIN | CUST-2063
OH-DC-016-DR-11 | OH-DC-016 | Cage · State Department of Revenue | OH-DC-016-F1-R1 | Cage door | Card + PIN | CUST-2944
OH-DC-017-DR-01 | OH-DC-017 | Main entrance · mantrap |  | Building entry | Card + biometric
OH-DC-017-DR-02 | OH-DC-017 | Meet-me room door | OH-DC-017-F0-R1 | Meet-me room door | Card + biometric
OH-DC-017-DR-03 | OH-DC-017 | Hall A door | OH-DC-017-F0-R2 | Data hall door | Card + biometric
OH-DC-017-DR-04 | OH-DC-017 | Hall B door | OH-DC-017-F1-R1 | Data hall door | Card + biometric
OH-DC-017-DR-05 | OH-DC-017 | Hall C door | OH-DC-017-F1-R2 | Data hall door | Card + biometric
OH-DC-017-DR-06 | OH-DC-017 | Cage · Orbital SaaS | OH-DC-017-F0-R1 | Cage door | Card + PIN | CUST-8240
OH-DC-017-DR-07 | OH-DC-017 | Cage · Hotel Group | OH-DC-017-F0-R2 | Cage door | Card + PIN | CUST-3825
OH-DC-017-DR-08 | OH-DC-017 | Cage · Pharma Manufacturing | OH-DC-017-F1-R1 | Cage door | Card + PIN | CUST-6468
OH-DC-017-DR-09 | OH-DC-017 | Cage · Nimbus Cloud Services | OH-DC-017-F1-R1 | Cage door | Card + PIN | CUST-9121
FL-DC-018-DR-01 | FL-DC-018 | Main entrance · mantrap |  | Building entry | Card + biometric
FL-DC-018-DR-02 | FL-DC-018 | Meet-me room door | FL-DC-018-F0-R1 | Meet-me room door | Card + biometric
FL-DC-018-DR-03 | FL-DC-018 | Hall A door | FL-DC-018-F1-R1 | Data hall door | Card + biometric
FL-DC-018-DR-04 | FL-DC-018 | Cage · Research Institute | FL-DC-018-F0-R1 | Cage door | Card + PIN | CUST-8220
FL-DC-018-DR-05 | FL-DC-018 | Cage · Retail Chain | FL-DC-018-F0-R1 | Cage door | Card + PIN | CUST-4706
FL-DC-018-DR-06 | FL-DC-018 | Cage · Cloud Exchange | FL-DC-018-F1-R1 | Cage door | Card + PIN | CUST-2954
UT-DC-019-DR-01 | UT-DC-019 | Main entrance · mantrap |  | Building entry | Card + biometric
UT-DC-019-DR-02 | UT-DC-019 | Meet-me room door | UT-DC-019-F0-R1 | Meet-me room door | Card + biometric
UT-DC-019-DR-03 | UT-DC-019 | Hall A door | UT-DC-019-F1-R1 | Data hall door | Card + biometric
UT-DC-019-DR-04 | UT-DC-019 | Cage · Finance Group | UT-DC-019-F0-R1 | Cage door | Card + PIN | CUST-7359
UT-DC-019-DR-05 | UT-DC-019 | Cage · Orbital SaaS | UT-DC-019-F1-R1 | Cage door | Card + PIN | CUST-8240
CA-DC-020-DR-01 | CA-DC-020 | Main entrance · mantrap |  | Building entry | Card + biometric
CA-DC-020-DR-02 | CA-DC-020 | Meet-me room door | CA-DC-020-F0-R1 | Meet-me room door | Card + biometric
CA-DC-020-DR-03 | CA-DC-020 | Hall A door | CA-DC-020-F1-R1 | Data hall door | Card + biometric
CA-DC-020-DR-04 | CA-DC-020 | Hall B door | CA-DC-020-F2-R1 | Data hall door | Card + biometric
CA-DC-020-DR-05 | CA-DC-020 | Hall C door | CA-DC-020-F3-R1 | Data hall door | Card + biometric
CA-DC-020-DR-06 | CA-DC-020 | Hall D door | CA-DC-020-F4-R1 | Data hall door | Card + biometric
CA-DC-020-DR-07 | CA-DC-020 | Hall E door | CA-DC-020-F5-R1 | Data hall door | Card + biometric
CA-DC-020-DR-08 | CA-DC-020 | Cage · Media Corporation | CA-DC-020-F0-R1 | Cage door | Card + PIN | CUST-2073
CA-DC-020-DR-09 | CA-DC-020 | Cage · Insurance Services | CA-DC-020-F0-R1 | Cage door | Card + PIN | CUST-7339
CA-DC-020-DR-10 | CA-DC-020 | Cage · Health Network | CA-DC-020-F1-R1 | Cage door | Card + PIN | CUST-9982
CA-DC-020-DR-11 | CA-DC-020 | Cage · Research Institute | CA-DC-020-F1-R1 | Cage door | Card + PIN | CUST-8220
CA-DC-020-DR-12 | CA-DC-020 | Cage · Stock Broking House | CA-DC-020-F1-R1 | Cage door | Card + PIN | CUST-5597
CA-DC-020-DR-13 | CA-DC-020 | Cage · E-commerce Marketplace | CA-DC-020-F2-R1 | Cage door | Card + PIN | CUST-8230
CA-DC-020-DR-14 | CA-DC-020 | Cage · Broadcast Network | CA-DC-020-F3-R1 | Cage door | Card + PIN | CUST-9992
CA-DC-020-DR-15 | CA-DC-020 | Cage · Nimbus Cloud Services | CA-DC-020-F3-R1 | Cage door | Card + PIN | CUST-9121
CA-DC-020-DR-16 | CA-DC-020 | Cage · Diagnostics Labs | CA-DC-020-F4-R1 | Cage door | Card + PIN | CUST-9101
CA-DC-020-DR-17 | CA-DC-020 | Cage · Logistics Partners | CA-DC-020-F5-R1 | Cage door | Card + PIN | CUST-7349
CA-DC-021-DR-01 | CA-DC-021 | Main entrance · mantrap |  | Building entry | Card + biometric
CA-DC-021-DR-02 | CA-DC-021 | Meet-me room door | CA-DC-021-F0-R1 | Meet-me room door | Card + biometric
CA-DC-021-DR-03 | CA-DC-021 | Hall A door | CA-DC-021-F0-R2 | Data hall door | Card + biometric
CA-DC-021-DR-04 | CA-DC-021 | Hall B door | CA-DC-021-F1-R1 | Data hall door | Card + biometric
CA-DC-021-DR-05 | CA-DC-021 | Hall C door | CA-DC-021-F1-R2 | Data hall door | Card + biometric
CA-DC-021-DR-06 | CA-DC-021 | Cage · Broadcast Network | CA-DC-021-F0-R1 | Cage door | Card + PIN | CUST-9992
CA-DC-021-DR-07 | CA-DC-021 | Cage · Media Corporation | CA-DC-021-F0-R2 | Cage door | Card + PIN | CUST-2073
CA-DC-021-DR-08 | CA-DC-021 | Cage · Smart City Initiative | CA-DC-021-F0-R2 | Cage door | Card + PIN | CUST-2063
CA-DC-021-DR-09 | CA-DC-021 | Cage · Hyperscale Cloud US-East | CA-DC-021-F1-R1 | Cage door | Card + PIN | CUST-1202
TX-DC-022-DR-01 | TX-DC-022 | Main entrance · mantrap |  | Building entry | Card + biometric
TX-DC-022-DR-02 | TX-DC-022 | Meet-me room door | TX-DC-022-F0-R1 | Meet-me room door | Card + biometric
TX-DC-022-DR-03 | TX-DC-022 | Hall A door | TX-DC-022-F0-R2 | Data hall door | Card + biometric
TX-DC-022-DR-04 | TX-DC-022 | Hall B door | TX-DC-022-F1-R1 | Data hall door | Card + biometric
TX-DC-022-DR-05 | TX-DC-022 | Hall C door | TX-DC-022-F1-R2 | Data hall door | Card + biometric
TX-DC-022-DR-06 | TX-DC-022 | Cage · Retail Chain | TX-DC-022-F0-R1 | Cage door | Card + PIN | CUST-4706
TX-DC-022-DR-07 | TX-DC-022 | Cage · Insurance Services | TX-DC-022-F0-R1 | Cage door | Card + PIN | CUST-7339
TX-DC-022-DR-08 | TX-DC-022 | Cage · Hyperscale Cloud US-East | TX-DC-022-F0-R2 | Cage door | Card + PIN | CUST-1202
TX-DC-022-DR-09 | TX-DC-022 | Cage · Cloud Exchange | TX-DC-022-F1-R1 | Cage door | Card + PIN | CUST-2954
TX-DC-022-DR-10 | TX-DC-022 | Cage · Telecom Provider | TX-DC-022-F1-R1 | Cage door | Card + PIN | CUST-4716
TX-DC-022-DR-11 | TX-DC-022 | Cage · Gaming Studio | TX-DC-022-F1-R1 | Cage door | Card + PIN | CUST-9111
NC-DC-023-DR-01 | NC-DC-023 | Main entrance · mantrap |  | Building entry | Card + biometric
NC-DC-023-DR-02 | NC-DC-023 | Meet-me room door | NC-DC-023-F0-R1 | Meet-me room door | Card + biometric
NC-DC-023-DR-03 | NC-DC-023 | Hall A door | NC-DC-023-F0-R2 | Data hall door | Card + biometric
NC-DC-023-DR-04 | NC-DC-023 | Hall B door | NC-DC-023-F1-R1 | Data hall door | Card + biometric
NC-DC-023-DR-05 | NC-DC-023 | Hall C door | NC-DC-023-F1-R2 | Data hall door | Card + biometric
NC-DC-023-DR-06 | NC-DC-023 | Cage · Payments Gateway | NC-DC-023-F0-R1 | Cage door | Card + PIN | CUST-6478
NC-DC-023-DR-07 | NC-DC-023 | Cage · Cloud Exchange | NC-DC-023-F0-R2 | Cage door | Card + PIN | CUST-2954
NC-DC-023-DR-08 | NC-DC-023 | Cage · Nimbus Cloud Services | NC-DC-023-F0-R2 | Cage door | Card + PIN | CUST-9121
NC-DC-023-DR-09 | NC-DC-023 | Cage · Stock Broking House | NC-DC-023-F1-R1 | Cage door | Card + PIN | CUST-5597
NC-DC-023-DR-10 | NC-DC-023 | Cage · Smart City Initiative | NC-DC-023-F1-R1 | Cage door | Card + PIN | CUST-2063
NC-DC-023-DR-11 | NC-DC-023 | Cage · E-commerce Marketplace | NC-DC-023-F1-R2 | Cage door | Card + PIN | CUST-8230
WA-DC-024-DR-01 | WA-DC-024 | Main entrance · mantrap |  | Building entry | Card + biometric
WA-DC-024-DR-02 | WA-DC-024 | Meet-me room door | WA-DC-024-F0-R1 | Meet-me room door | Card + biometric
WA-DC-024-DR-03 | WA-DC-024 | Hall A door | WA-DC-024-F1-R1 | Data hall door | Card + biometric
WA-DC-024-DR-04 | WA-DC-024 | Cage · Cloud Exchange | WA-DC-024-F0-R1 | Cage door | Card + PIN | CUST-2954
WA-DC-024-DR-05 | WA-DC-024 | Cage · Research Institute | WA-DC-024-F0-R1 | Cage door | Card + PIN | CUST-8220
WA-DC-024-DR-06 | WA-DC-024 | Cage · Nimbus Cloud Services | WA-DC-024-F1-R1 | Cage door | Card + PIN | CUST-9121
Note on A1: Required: yes Type: text System field: AccessPoint.id
Note on B1: Required: yes Type: ref (from Sites) System field: AccessPoint.dcId
Note on C1: Required: yes Type: text System field: AccessPoint.name
Note on D1: Required: no Type: ref (from Rooms) System field: AccessPoint.zone
Note on E1: Required: yes Type: list (from door_kind) System field: AccessPoint.kind
Note on F1: Required: yes Type: list (from reader) System field: AccessPoint.reader
Note on G1: Cage doors: the tenant whose badges open it. Required: in some cases Type: ref (from Customers) System field: AccessPoint.tenantId

## Support_Contracts
contract_id * | site_id * | vendor * | level * | start | expires *
AMC-VA-78914 | VA-DC-001 | JUNIPER | 24×7×4 |  | 2027-01-04
AMC-VA-89748 | VA-DC-001 | FORTINET | 24×7×4 |  | 2027-03-14
AMC-VA-19063 | VA-DC-001 | NOKIA | 24×7×4 |  | 2026-11-27
AMC-VA-13959 | VA-DC-001 | JUNIPER | 8×5 NBD |  | 2027-06-04
AMC-VA-26552 | VA-DC-001 | ARISTA | 8×5 NBD |  | 2028-05-03
AMC-VA-45559 | VA-DC-001 | CISCO | 8×5 NBD |  | 2028-01-04
AMC-VA-41295 | VA-DC-002 | JUNIPER | 24×7×4 |  | 2026-11-15
AMC-VA-22605 | VA-DC-002 | FORTINET | 24×7×4 |  | 2026-09-30
AMC-VA-56682 | VA-DC-002 | NOKIA | 24×7×4 |  | 2026-09-14
AMC-VA-49409 | VA-DC-002 | ARISTA | 8×5 NBD |  | 2027-11-02
AMC-VA-51578 | VA-DC-002 | JUNIPER | 8×5 NBD |  | 2026-12-02
AMC-VA-83178 | VA-DC-002 | CISCO | 8×5 NBD |  | 2026-12-27
AMC-VA-93676 | VA-DC-003 | JUNIPER | 24×7×4 |  | 2026-12-05
AMC-VA-74986 | VA-DC-003 | FORTINET | 24×7×4 |  | 2027-06-25
AMC-VA-94301 | VA-DC-003 | NOKIA | 24×7×4 |  | 2026-11-28
AMC-VA-10453 | VA-DC-003 | CIENA | 24×7×4 |  | 2027-07-20
AMC-VA-11790 | VA-DC-003 | ARISTA | 8×5 NBD |  | 2027-12-23
AMC-VA-89197 | VA-DC-003 | JUNIPER | 8×5 NBD |  | 2028-04-20
AMC-VA-30797 | VA-DC-003 | CISCO | 8×5 NBD |  | 2027-02-18
AMC-VA-56057 | VA-DC-004 | JUNIPER | 24×7×4 |  | 2026-10-16
AMC-VA-10968 | VA-DC-004 | NOKIA | 24×7×4 |  | 2027-03-27
AMC-VA-66891 | VA-DC-004 | FORTINET | 24×7×4 |  | 2027-06-03
AMC-VA-17120 | VA-DC-004 | CIENA | 24×7×4 |  | 2027-08-13
AMC-VA-34647 | VA-DC-004 | ARISTA | 8×5 NBD |  | 2027-07-01
AMC-VA-37464 | VA-DC-004 | CISCO | 8×5 NBD |  | 2027-02-20
AMC-VA-95864 | VA-DC-004 | JUNIPER | 8×5 NBD |  | 2027-12-13
AMC-TX-72761 | TX-DC-005 | JUNIPER | 24×7×4 |  | 2027-11-23
AMC-TX-54216 | TX-DC-005 | NOKIA | 24×7×4 |  | 2027-06-19
AMC-TX-10031 | TX-DC-005 | FORTINET | 24×7×4 |  | 2026-11-11
AMC-TX-66056 | TX-DC-005 | CISCO | 8×5 NBD |  | 2027-09-03
AMC-TX-87675 | TX-DC-005 | ARISTA | 8×5 NBD |  | 2028-01-31
AMC-TX-45496 | TX-DC-005 | JUNIPER | 8×5 NBD |  | 2026-10-03
AMC-TX-49904 | TX-DC-006 | JUNIPER | 24×7×4 |  | 2028-03-19
AMC-TX-77073 | TX-DC-006 | NOKIA | 24×7×4 |  | 2028-01-11
AMC-TX-47650 | TX-DC-006 | FORTINET | 24×7×4 |  | 2026-11-07
AMC-TX-90697 | TX-DC-006 | CIENA | 24×7×4 |  | 2027-08-20
AMC-TX-88913 | TX-DC-006 | CISCO | 8×5 NBD |  | 2028-08-11
AMC-TX-35294 | TX-DC-006 | ARISTA | 8×5 NBD |  | 2026-12-01
AMC-TX-68353 | TX-DC-006 | JUNIPER | 8×5 NBD |  | 2026-11-21
AMC-TX-87523 | TX-DC-007 | JUNIPER | 24×7×4 |  | 2028-03-07
AMC-TX-39454 | TX-DC-007 | NOKIA | 24×7×4 |  | 2026-10-06
AMC-TX-85269 | TX-DC-007 | FORTINET | 24×7×4 |  | 2028-08-31
AMC-TX-72913 | TX-DC-007 | ARISTA | 8×5 NBD |  | 2028-05-22
AMC-TX-51294 | TX-DC-007 | CISCO | 8×5 NBD |  | 2026-11-25
AMC-TX-30734 | TX-DC-007 | JUNIPER | 8×5 NBD |  | 2028-08-06
AMC-CA-44438 | CA-DC-008 | JUNIPER | 24×7×4 |  | 2028-03-10
AMC-CA-45670 | CA-DC-008 | CISCO | 24×7×4 |  | 2027-03-23
AMC-CA-61000 | CA-DC-008 | FORTINET | 24×7×4 |  | 2028-01-05
AMC-CA-17051 | CA-DC-008 | NOKIA | 24×7×4 |  | 2028-06-29
AMC-CA-61771 | CA-DC-008 | CISCO | 8×5 NBD |  | 2028-03-29
AMC-CA-23412 | CA-DC-008 | ARISTA | 8×5 NBD |  | 2028-01-26
AMC-CA-12155 | CA-DC-008 | JUNIPER | 8×5 NBD |  | 2027-01-01
AMC-IL-99654 | IL-DC-009 | JUNIPER | 24×7×4 |  | 2027-12-04
AMC-IL-16828 | IL-DC-009 | FORTINET | 24×7×4 |  | 2026-12-08
AMC-IL-73547 | IL-DC-009 | NOKIA | 24×7×4 |  | 2027-08-01
AMC-IL-63747 | IL-DC-009 | CIENA | 24×7×4 |  | 2028-03-01
AMC-IL-26091 | IL-DC-009 | CISCO | 8×5 NBD |  | 2028-03-15
AMC-IL-99227 | IL-DC-009 | JUNIPER | 8×5 NBD |  | 2028-06-19
AMC-IL-41360 | IL-DC-009 | ARISTA | 8×5 NBD |  | 2027-02-08
AMC-AZ-56406 | AZ-DC-010 | JUNIPER | 24×7×4 |  | 2027-08-22
AMC-AZ-24758 | AZ-DC-010 | CISCO | 24×7×4 |  | 2026-10-01
AMC-AZ-42352 | AZ-DC-010 | FORTINET | 24×7×4 |  | 2027-07-16
AMC-AZ-41391 | AZ-DC-010 | NOKIA | 24×7×4 |  | 2028-04-26
AMC-AZ-19436 | AZ-DC-010 | ARISTA | 8×5 NBD |  | 2028-03-31
AMC-AZ-51983 | AZ-DC-010 | JUNIPER | 8×5 NBD |  | 2027-09-27
AMC-AZ-24159 | AZ-DC-010 | CISCO | 8×5 NBD |  | 2027-12-21
AMC-GA-66856 | GA-DC-011 | JUNIPER | 24×7×4 |  | 2027-09-15
AMC-GA-22234 | GA-DC-011 | FORTINET | 24×7×4 |  | 2026-11-25
AMC-GA-22449 | GA-DC-011 | NOKIA | 24×7×4 |  | 2028-03-31
AMC-GA-12441 | GA-DC-011 | CIENA | 24×7×4 |  | 2027-01-05
AMC-GA-47153 | GA-DC-011 | JUNIPER | 8×5 NBD |  | 2027-10-31
AMC-GA-81118 | GA-DC-011 | ARISTA | 8×5 NBD |  | 2027-11-06
AMC-GA-33649 | GA-DC-011 | CISCO | 8×5 NBD |  | 2026-12-14
AMC-NJ-15873 | NJ-DC-012 | JUNIPER | 24×7×4 |  | 2028-03-28
AMC-NJ-55091 | NJ-DC-012 | FORTINET | 24×7×4 |  | 2026-10-03
AMC-NJ-46468 | NJ-DC-012 | CIENA | 24×7×4 |  | 2028-05-16
AMC-NJ-73852 | NJ-DC-012 | JUNIPER | 8×5 NBD |  | 2026-10-13
AMC-NJ-50940 | NJ-DC-012 | CISCO | 8×5 NBD |  | 2027-01-20
AMC-NJ-57927 | NJ-DC-012 | ARISTA | 8×5 NBD |  | 2027-10-31
AMC-OR-71240 | OR-DC-014 | JUNIPER | 24×7×4 |  | 2027-02-12
AMC-OR-83693 | OR-DC-014 | NOKIA | 24×7×4 |  | 2027-01-29
AMC-OR-90350 | OR-DC-014 | FORTINET | 24×7×4 |  | 2028-06-21
AMC-OR-85037 | OR-DC-014 | JUNIPER | 8×5 NBD |  | 2028-04-24
AMC-OR-49850 | OR-DC-014 | ARISTA | 8×5 NBD |  | 2028-07-31
AMC-OR-76125 | OR-DC-014 | CISCO | 8×5 NBD |  | 2028-04-28
AMC-CO-97930 | CO-DC-015 | JUNIPER | 24×7×4 |  | 2026-12-16
AMC-CO-79019 | CO-DC-015 | NOKIA | 24×7×4 |  | 2027-03-17
AMC-CO-88992 | CO-DC-015 | FORTINET | 24×7×4 |  | 2027-09-01
AMC-CO-43659 | CO-DC-015 | JUNIPER | 8×5 NBD |  | 2027-05-17
AMC-CO-32300 | CO-DC-015 | ARISTA | 8×5 NBD |  | 2028-05-01
AMC-CO-17115 | CO-DC-015 | CISCO | 8×5 NBD |  | 2027-11-20
AMC-OH-87372 | OH-DC-016 | JUNIPER | 24×7×4 |  | 2028-07-03
AMC-OH-21434 | OH-DC-016 | FORTINET | 24×7×4 |  | 2027-10-03
AMC-OH-52037 | OH-DC-016 | NOKIA | 24×7×4 |  | 2028-03-10
AMC-OH-89677 | OH-DC-016 | CIENA | 24×7×4 |  | 2028-08-04
AMC-OH-50917 | OH-DC-016 | JUNIPER | 8×5 NBD |  | 2028-02-12
AMC-OH-91174 | OH-DC-016 | ARISTA | 8×5 NBD |  | 2027-02-09
AMC-OH-57653 | OH-DC-016 | CISCO | 8×5 NBD |  | 2027-05-31
AMC-OH-34991 | OH-DC-017 | JUNIPER | 24×7×4 |  | 2027-11-28
AMC-OH-59053 | OH-DC-017 | FORTINET | 24×7×4 |  | 2027-08-11
AMC-OH-14418 | OH-DC-017 | NOKIA | 24×7×4 |  | 2027-08-18
AMC-OH-20034 | OH-DC-017 | CISCO | 8×5 NBD |  | 2027-08-26
AMC-OH-13298 | OH-DC-017 | JUNIPER | 8×5 NBD |  | 2028-01-18
AMC-OH-38793 | OH-DC-017 | ARISTA | 8×5 NBD |  | 2027-10-22
AMC-FL-13733 | FL-DC-018 | JUNIPER | 24×7×4 |  | 2026-12-30
AMC-FL-98647 | FL-DC-018 | FORTINET | 24×7×4 |  | 2028-09-14
AMC-FL-88900 | FL-DC-018 | NOKIA | 24×7×4 |  | 2026-11-23
AMC-FL-88163 | FL-DC-018 | ARISTA | 8×5 NBD |  | 2028-08-06
AMC-FL-43060 | FL-DC-018 | CISCO | 8×5 NBD |  | 2028-03-23
AMC-FL-65988 | FL-DC-018 | JUNIPER | 8×5 NBD |  | 2028-05-08
AMC-UT-29615 | UT-DC-019 | JUNIPER | 24×7×4 |  | 2027-02-25
AMC-UT-11285 | UT-DC-019 | FORTINET | 24×7×4 |  | 2027-05-29
AMC-UT-80530 | UT-DC-019 | CIENA | 24×7×4 |  | 2026-12-04
AMC-UT-50922 | UT-DC-019 | CISCO | 8×5 NBD |  | 2028-03-07
AMC-UT-65873 | UT-DC-019 | ARISTA | 8×5 NBD |  | 2028-02-15
AMC-UT-43690 | UT-DC-019 | JUNIPER | 8×5 NBD |  | 2027-05-13
AMC-CA-94540 | CA-DC-020 | JUNIPER | 24×7×4 |  | 2026-10-18
AMC-CA-55666 | CA-DC-020 | FORTINET | 24×7×4 |  | 2028-02-18
AMC-CA-39057 | CA-DC-020 | NOKIA | 24×7×4 |  | 2027-11-09
AMC-CA-70505 | CA-DC-020 | CIENA | 24×7×4 |  | 2027-06-27
AMC-CA-63310 | CA-DC-020 | ARISTA | 8×5 NBD |  | 2027-04-13
AMC-CA-83777 | CA-DC-020 | CISCO | 8×5 NBD |  | 2028-01-15
AMC-CA-92097 | CA-DC-020 | JUNIPER | 8×5 NBD |  | 2028-07-10
AMC-CA-42159 | CA-DC-021 | JUNIPER | 24×7×4 |  | 2028-05-07
AMC-CA-91438 | CA-DC-021 | NOKIA | 24×7×4 |  | 2027-09-13
AMC-CA-93285 | CA-DC-021 | FORTINET | 24×7×4 |  | 2027-05-27
AMC-CA-32886 | CA-DC-021 | CIENA | 24×7×4 |  | 2027-06-01
AMC-CA-54478 | CA-DC-021 | JUNIPER | 8×5 NBD |  | 2027-04-23
AMC-CA-10929 | CA-DC-021 | ARISTA | 8×5 NBD |  | 2028-08-31
AMC-CA-46158 | CA-DC-021 | CISCO | 8×5 NBD |  | 2027-08-13
AMC-TX-55238 | TX-DC-022 | JUNIPER | 24×7×4 |  | 2028-08-09
AMC-TX-42316 | TX-DC-022 | FORTINET | 24×7×4 |  | 2028-02-12
AMC-TX-98887 | TX-DC-022 | CIENA | 24×7×4 |  | 2027-05-11
AMC-TX-51455 | TX-DC-022 | NOKIA | 24×7×4 |  | 2027-11-09
AMC-TX-27104 | TX-DC-022 | ARISTA | 8×5 NBD |  | 2027-02-09
AMC-TX-87503 | TX-DC-022 | JUNIPER | 8×5 NBD |  | 2027-08-22
AMC-TX-50591 | TX-DC-022 | CISCO | 8×5 NBD |  | 2028-07-25
AMC-NC-54988 | NC-DC-023 | JUNIPER | 24×7×4 |  | 2028-06-12
AMC-NC-27021 | NC-DC-023 | NOKIA | 24×7×4 |  | 2026-11-25
AMC-NC-13850 | NC-DC-023 | FORTINET | 24×7×4 |  | 2027-11-30
AMC-NC-69173 | NC-DC-023 | CIENA | 24×7×4 |  | 2028-09-05
AMC-NC-23213 | NC-DC-023 | CISCO | 8×5 NBD |  | 2028-03-18
AMC-NC-88942 | NC-DC-023 | ARISTA | 8×5 NBD |  | 2028-06-30
AMC-NC-23005 | NC-DC-023 | JUNIPER | 8×5 NBD |  | 2027-04-20
AMC-WA-52892 | WA-DC-024 | JUNIPER | 24×7×4 |  | 2028-06-04
AMC-WA-45052 | WA-DC-024 | CISCO | 24×7×4 |  | 2027-04-12
AMC-WA-81922 | WA-DC-024 | FORTINET | 24×7×4 |  | 2027-08-17
AMC-WA-83081 | WA-DC-024 | NOKIA | 24×7×4 |  | 2028-03-05
AMC-WA-64185 | WA-DC-024 | JUNIPER | 8×5 NBD |  | 2028-06-18
AMC-WA-73038 | WA-DC-024 | ARISTA | 8×5 NBD |  | 2028-04-06
Note on A1: Required: yes Type: text System field: contract.id
Note on B1: Required: yes Type: ref (from Sites) System field: (scope)
Note on C1: Required: yes Type: text System field: (vendor)
Note on D1: 24×7×4 = 4-hour on-site response; NBD = next business day. Required: yes Type: list (from support_level) System field: contract.level
Note on E1: Required: no Type: date System field: (reference only)
Note on F1: The tool flags devices whose contract ends within 90 days. Required: yes Type: date System field: contract.expires

## Asset_Lifecycle
device_id * | installed * | warranty_end * | contract_id
VA-DC-001-PE-T4-01 | 2026-07-14 | 2029-07-13 | AMC-VA-78914
VA-DC-001-PE-T4-02 | 2026-02-20 | 2031-02-19 | AMC-VA-78914
VA-DC-001-PE-T4-03 | 2026-04-19 | 2031-04-18 | AMC-VA-78914
VA-DC-001-PE-T4-04 | 2026-05-18 | 2031-05-17 | AMC-VA-78914
VA-DC-001-FW-01 | 2026-03-18 | 2031-03-17 | AMC-VA-89748
VA-DC-001-FW-02 | 2026-08-01 | 2031-07-31 | AMC-VA-89748
VA-DC-001-OLA-01 | 2026-02-13 | 2029-02-12 | AMC-VA-19063
VA-DC-001-OLA-02 | 2026-06-29 | 2029-06-28 | AMC-VA-19063
VA-DC-001-AGG-R01 | 2026-04-01 | 2029-03-31 | AMC-VA-78914
VA-DC-001-AGG-R02 | 2026-01-17 | 2031-01-16 | AMC-VA-78914
VA-DC-001-AGG-R03 | 2026-06-07 | 2029-06-06 | AMC-VA-78914
VA-DC-001-MMR-SW-01 | 2026-04-24 | 2029-04-23 | AMC-VA-13959
VA-DC-001-MMR-SW-02 | 2026-03-19 | 2031-03-18 | AMC-VA-26552
VA-DC-001-MMR-SW-03 | 2026-04-23 | 2029-04-22 | AMC-VA-26552
VA-DC-001-MMR-SW-04 | 2026-03-18 | 2029-03-17 | AMC-VA-13959
VA-DC-001-MMR-SW-05 | 2026-06-04 | 2029-06-03 | AMC-VA-26552
VA-DC-001-MMR-SW-06 | 2026-02-27 | 2031-02-26 | AMC-VA-13959
VA-DC-001-MMR-SW-07 | 2026-08-31 | 2031-08-30 | AMC-VA-13959
VA-DC-001-MMR-SW-08 | 2026-06-24 | 2029-06-23 | AMC-VA-13959
VA-DC-001-MMR-SW-09 | 2026-03-06 | 2029-03-05 | AMC-VA-26552
VA-DC-001-TOR-001 | 2026-02-21 | 2029-02-20 | AMC-VA-26552
VA-DC-001-TOR-002 | 2026-02-20 | 2031-02-19 | AMC-VA-45559
VA-DC-001-TOR-003 | 2026-05-24 | 2031-05-23 | AMC-VA-45559
VA-DC-001-TOR-004 | 2026-05-25 | 2029-05-24 | AMC-VA-13959
VA-DC-001-TOR-005 | 2026-06-17 | 2029-06-16 | AMC-VA-13959
VA-DC-001-TOR-006 | 2026-07-12 | 2031-07-11 | AMC-VA-13959
VA-DC-002-PE-T4-01 | 2024-12-05 | 2029-12-04 | AMC-VA-41295
VA-DC-002-PE-T4-02 | 2025-12-13 | 2030-12-12 | AMC-VA-41295
VA-DC-002-PE-T4-03 | 2024-09-19 | 2027-09-19 | AMC-VA-41295
VA-DC-002-PE-T4-04 | 2023-10-17 | 2028-10-15 | AMC-VA-41295
VA-DC-002-FW-01 | 2025-04-22 | 2030-04-21 | AMC-VA-22605
VA-DC-002-OLA-01 | 2025-09-01 | 2030-08-31 | AMC-VA-56682
VA-DC-002-AGG-R01 | 2025-07-07 | 2030-07-06 | AMC-VA-41295
VA-DC-002-AGG-R02 | 2024-06-10 | 2027-06-10 | AMC-VA-41295
VA-DC-002-MMR-SW-01 | 2024-03-25 | 2029-03-24 | AMC-VA-49409
VA-DC-002-MMR-SW-02 | 2023-10-09 | 2026-10-08 | AMC-VA-49409
VA-DC-002-MMR-SW-03 | 2025-03-20 | 2030-03-19 | AMC-VA-49409
VA-DC-002-MMR-SW-04 | 2025-08-17 | 2030-08-16 | AMC-VA-51578
VA-DC-002-TOR-001 | 2024-12-25 | 2027-12-25 | AMC-VA-83178
VA-DC-002-TOR-002 | 2025-12-20 | 2028-12-19 | AMC-VA-83178
VA-DC-002-TOR-003 | 2025-03-31 | 2030-03-30 | AMC-VA-83178
VA-DC-003-PE-T4-01 | 2026-04-16 | 2031-04-15 | AMC-VA-93676
VA-DC-003-PE-T4-02 | 2025-09-19 | 2028-09-18 | AMC-VA-93676
VA-DC-003-PE-T4-03 | 2025-02-16 | 2028-02-16 | AMC-VA-93676
VA-DC-003-PE-T4-04 | 2025-01-07 | 2030-01-06 | AMC-VA-93676
VA-DC-003-FW-01 | 2025-11-29 | 2028-11-28 | AMC-VA-74986
VA-DC-003-OLA-01 | 2025-01-05 | 2028-01-05 | AMC-VA-94301
VA-DC-003-OLA-02 | 2026-01-04 | 2031-01-03 | AMC-VA-10453
VA-DC-003-AGG-R01 | 2026-03-07 | 2029-03-06 | AMC-VA-93676
VA-DC-003-AGG-R02 | 2025-08-13 | 2030-08-12 | AMC-VA-93676
VA-DC-003-MMR-SW-01 | 2025-08-01 | 2028-07-31 | AMC-VA-11790
VA-DC-003-MMR-SW-02 | 2025-03-01 | 2030-02-28 | AMC-VA-89197
VA-DC-003-MMR-SW-03 | 2025-10-31 | 2028-10-30 | AMC-VA-11790
VA-DC-003-MMR-SW-04 | 2026-02-08 | 2029-02-07 | AMC-VA-11790
VA-DC-003-MMR-SW-05 | 2026-02-13 | 2031-02-12 | AMC-VA-89197
VA-DC-003-TOR-001 | 2025-01-07 | 2030-01-06 | AMC-VA-11790
VA-DC-003-TOR-002 | 2026-03-23 | 2029-03-22 | AMC-VA-11790
VA-DC-003-TOR-003 | 2025-09-01 | 2030-08-31 | AMC-VA-11790
VA-DC-003-TOR-004 | 2026-01-08 | 2029-01-07 | AMC-VA-30797
VA-DC-004-PE-T4-01 | 2026-06-18 | 2031-06-17 | AMC-VA-56057
VA-DC-004-PE-T4-02 | 2025-09-15 | 2030-09-14 | AMC-VA-56057
VA-DC-004-PE-T4-03 | 2025-10-11 | 2030-10-10 | AMC-VA-10968
VA-DC-004-PE-T4-04 | 2025-12-31 | 2030-12-30 | AMC-VA-10968
VA-DC-004-FW-01 | 2026-02-04 | 2029-02-03 | AMC-VA-66891
VA-DC-004-OLA-01 | 2025-09-11 | 2028-09-10 | AMC-VA-17120
VA-DC-004-AGG-R01 | 2026-08-22 | 2029-08-21 | AMC-VA-56057
VA-DC-004-AGG-R02 | 2025-09-19 | 2028-09-18 | AMC-VA-56057
VA-DC-004-MMR-SW-01 | 2026-01-01 | 2028-12-31 | AMC-VA-34647
VA-DC-004-MMR-SW-02 | 2026-08-01 | 2029-07-31 | AMC-VA-37464
VA-DC-004-MMR-SW-03 | 2025-12-13 | 2030-12-12 | AMC-VA-37464
VA-DC-004-MMR-SW-04 | 2025-12-27 | 2028-12-26 | AMC-VA-95864
VA-DC-004-TOR-001 | 2026-02-26 | 2031-02-25 | AMC-VA-95864
VA-DC-004-TOR-002 | 2025-08-13 | 2030-08-12 | AMC-VA-34647
TX-DC-005-PE-T4-01 | 2025-12-06 | 2030-12-05 | AMC-TX-72761
TX-DC-005-PE-T4-02 | 2025-12-13 | 2028-12-12 | AMC-TX-72761
TX-DC-005-PE-T4-03 | 2026-04-13 | 2031-04-12 | AMC-TX-54216
TX-DC-005-PE-T4-04 | 2026-06-28 | 2029-06-27 | AMC-TX-54216
TX-DC-005-FW-01 | 2025-05-09 | 2030-05-08 | AMC-TX-10031
TX-DC-005-OLA-01 | 2026-01-11 | 2029-01-10 | AMC-TX-54216
TX-DC-005-OLA-02 | 2025-08-24 | 2030-08-23 | AMC-TX-54216
TX-DC-005-AGG-R01 | 2025-11-19 | 2030-11-18 | AMC-TX-72761
TX-DC-005-AGG-R02 | 2025-12-13 | 2030-12-12 | AMC-TX-72761
TX-DC-005-AGG-R03 | 2025-04-21 | 2028-04-20 | AMC-TX-72761
TX-DC-005-MMR-SW-01 | 2026-04-07 | 2029-04-06 | AMC-TX-66056
TX-DC-005-MMR-SW-02 | 2025-07-18 | 2030-07-17 | AMC-TX-87675
TX-DC-005-MMR-SW-03 | 2026-01-16 | 2029-01-15 | AMC-TX-87675
TX-DC-005-MMR-SW-04 | 2025-05-20 | 2028-05-19 | AMC-TX-66056
TX-DC-005-MMR-SW-05 | 2025-07-30 | 2030-07-29 | AMC-TX-87675
TX-DC-005-MMR-SW-06 | 2026-06-06 | 2031-06-05 | AMC-TX-66056
TX-DC-005-MMR-SW-07 | 2025-05-17 | 2030-05-16 | AMC-TX-87675
TX-DC-005-TOR-001 | 2025-07-06 | 2028-07-05 | AMC-TX-66056
TX-DC-005-TOR-002 | 2025-10-27 | 2028-10-26 | AMC-TX-45496
TX-DC-005-TOR-003 | 2026-01-13 | 2031-01-12 | AMC-TX-45496
TX-DC-005-TOR-004 | 2025-06-30 | 2028-06-29 | AMC-TX-87675
TX-DC-005-TOR-005 | 2025-11-22 | 2028-11-21 | AMC-TX-87675
TX-DC-006-PE-T4-01 | 2025-02-10 | 2030-02-09 | AMC-TX-49904
TX-DC-006-PE-T4-02 | 2025-03-19 | 2028-03-18 | AMC-TX-49904
TX-DC-006-PE-T4-03 | 2025-10-05 | 2030-10-04 | AMC-TX-77073
TX-DC-006-PE-T4-04 | 2025-05-28 | 2028-05-27 | AMC-TX-77073
TX-DC-006-FW-01 | 2025-10-04 | 2028-10-03 | AMC-TX-47650
TX-DC-006-OLA-01 | 2025-02-25 | 2028-02-25 | AMC-TX-90697
TX-DC-006-OLA-02 | 2023-10-14 | 2028-10-12 | AMC-TX-77073
TX-DC-006-AGG-R01 | 2024-11-30 | 2027-11-30 | AMC-TX-49904
TX-DC-006-AGG-R02 | 2024-01-06 | 2029-01-04 | AMC-TX-49904
TX-DC-006-MMR-SW-01 | 2025-06-16 | 2030-06-15 | AMC-TX-88913
TX-DC-006-MMR-SW-02 | 2025-08-10 | 2028-08-09 | AMC-TX-35294
TX-DC-006-MMR-SW-03 | 2025-06-21 | 2030-06-20 | AMC-TX-35294
TX-DC-006-MMR-SW-04 | 2025-07-09 | 2028-07-08 | AMC-TX-68353
TX-DC-006-MMR-SW-05 | 2023-10-15 | 2026-10-14 | AMC-TX-35294
TX-DC-006-TOR-001 | 2024-12-02 | 2027-12-02 | AMC-TX-35294
TX-DC-006-TOR-002 | 2025-05-22 | 2030-05-21 | AMC-TX-35294
TX-DC-006-TOR-003 | 2024-01-15 | 2029-01-13 | AMC-TX-88913
TX-DC-006-TOR-004 | 2025-11-05 | 2028-11-04 | AMC-TX-35294
TX-DC-007-PE-T4-01 | 2026-04-19 | 2029-04-18 | AMC-TX-87523
TX-DC-007-PE-T4-02 | 2025-05-04 | 2028-05-03 | AMC-TX-87523
TX-DC-007-PE-T4-03 | 2026-06-02 | 2031-06-01 | AMC-TX-39454
TX-DC-007-PE-T4-04 | 2024-10-25 | 2027-10-25 | AMC-TX-39454
TX-DC-007-FW-01 | 2025-10-07 | 2030-10-06 | AMC-TX-85269
TX-DC-007-OLA-01 | 2025-07-23 | 2028-07-22 | AMC-TX-39454
TX-DC-007-AGG-R01 | 2026-06-08 | 2031-06-07 | AMC-TX-87523
TX-DC-007-AGG-R02 | 2024-09-14 | 2029-09-13 | AMC-TX-87523
TX-DC-007-MMR-SW-01 | 2024-12-07 | 2029-12-06 | AMC-TX-72913
TX-DC-007-MMR-SW-02 | 2026-03-30 | 2029-03-29 | AMC-TX-72913
TX-DC-007-MMR-SW-03 | 2024-05-19 | 2029-05-18 | AMC-TX-51294
TX-DC-007-MMR-SW-04 | 2025-12-01 | 2028-11-30 | AMC-TX-51294
TX-DC-007-TOR-001 | 2026-04-27 | 2029-04-26 | AMC-TX-30734
TX-DC-007-TOR-002 | 2024-10-06 | 2027-10-06 | AMC-TX-72913
TX-DC-007-TOR-003 | 2026-03-24 | 2031-03-23 | AMC-TX-72913
CA-DC-008-PE-T4-01 | 2025-07-31 | 2028-07-30 | AMC-CA-44438
CA-DC-008-PE-T4-02 | 2024-03-10 | 2027-03-10 | AMC-CA-44438
CA-DC-008-PE-T4-03 | 2024-08-26 | 2029-08-25 | AMC-CA-45670
CA-DC-008-PE-T4-04 | 2025-09-10 | 2028-09-09 | AMC-CA-45670
CA-DC-008-FW-01 | 2023-06-15 | 2026-06-14 | AMC-CA-61000
CA-DC-008-OLA-01 | 2024-12-11 | 2027-12-11 | AMC-CA-17051
CA-DC-008-OLA-02 | 2023-09-17 | 2028-09-15 | AMC-CA-17051
CA-DC-008-AGG-R01 | 2024-09-18 | 2029-09-17 | AMC-CA-44438
CA-DC-008-AGG-R02 | 2023-06-06 | 2028-06-04 | AMC-CA-44438
CA-DC-008-AGG-R03 | 2024-11-01 | 2029-10-31 | AMC-CA-44438
CA-DC-008-MMR-SW-01 | 2023-10-10 | 2028-10-08 | AMC-CA-61771
CA-DC-008-MMR-SW-02 | 2024-05-13 | 2027-05-13 | AMC-CA-61771
CA-DC-008-MMR-SW-03 | 2025-01-01 | 2029-12-31 | AMC-CA-23412
CA-DC-008-MMR-SW-04 | 2023-06-17 | 2026-06-16 | AMC-CA-23412
CA-DC-008-MMR-SW-05 | 2025-10-18 | 2028-10-17 | AMC-CA-12155
CA-DC-008-MMR-SW-06 | 2024-07-04 | 2027-07-04 | AMC-CA-61771
CA-DC-008-MMR-SW-07 | 2025-06-28 | 2028-06-27 | AMC-CA-23412
CA-DC-008-TOR-001 | 2025-04-17 | 2028-04-16 | AMC-CA-23412
CA-DC-008-TOR-002 | 2023-11-01 | 2026-10-31 | AMC-CA-61771
CA-DC-008-TOR-003 | 2024-06-01 | 2027-06-01 | AMC-CA-12155
CA-DC-008-TOR-004 | 2023-07-11 | 2026-07-10 | AMC-CA-12155
CA-DC-008-TOR-005 | 2024-06-10 | 2029-06-09 | AMC-CA-12155
IL-DC-009-PE-T4-01 | 2025-12-28 | 2030-12-27 | AMC-IL-99654
IL-DC-009-PE-T4-02 | 2024-08-15 | 2029-08-14 | AMC-IL-99654
IL-DC-009-PE-T4-03 | 2025-10-15 | 2030-10-14 | AMC-IL-99654
IL-DC-009-PE-T4-04 | 2024-12-26 | 2027-12-26 | AMC-IL-99654
IL-DC-009-FW-01 | 2025-08-10 | 2028-08-09 | AMC-IL-16828
IL-DC-009-FW-02 | 2026-01-16 | 2029-01-15 | AMC-IL-16828
IL-DC-009-OLA-01 | 2026-06-13 | 2029-06-12 | AMC-IL-73547
IL-DC-009-OLA-02 | 2025-06-19 | 2030-06-18 | AMC-IL-63747
IL-DC-009-AGG-R01 | 2025-02-12 | 2028-02-12 | AMC-IL-99654
IL-DC-009-AGG-R02 | 2025-01-27 | 2030-01-26 | AMC-IL-99654
IL-DC-009-AGG-R03 | 2026-04-16 | 2029-04-15 | AMC-IL-99654
IL-DC-009-MMR-SW-01 | 2025-05-12 | 2028-05-11 | AMC-IL-26091
IL-DC-009-MMR-SW-02 | 2025-05-30 | 2030-05-29 | AMC-IL-26091
IL-DC-009-MMR-SW-03 | 2025-12-31 | 2028-12-30 | AMC-IL-99227
IL-DC-009-MMR-SW-04 | 2024-08-30 | 2029-08-29 | AMC-IL-99227
IL-DC-009-MMR-SW-05 | 2025-12-12 | 2030-12-11 | AMC-IL-99227
IL-DC-009-MMR-SW-06 | 2026-02-15 | 2029-02-14 | AMC-IL-41360
IL-DC-009-MMR-SW-07 | 2024-10-15 | 2029-10-14 | AMC-IL-41360
IL-DC-009-MMR-SW-08 | 2025-08-30 | 2028-08-29 | AMC-IL-26091
IL-DC-009-TOR-001 | 2026-01-11 | 2031-01-10 | AMC-IL-26091
IL-DC-009-TOR-002 | 2025-07-09 | 2030-07-08 | AMC-IL-41360
IL-DC-009-TOR-003 | 2024-05-24 | 2027-05-24 | AMC-IL-99227
IL-DC-009-TOR-004 | 2024-10-26 | 2027-10-26 | AMC-IL-41360
IL-DC-009-TOR-005 | 2026-04-24 | 2029-04-23 | AMC-IL-41360
IL-DC-009-TOR-006 | 2026-03-28 | 2029-03-27 | AMC-IL-99227
AZ-DC-010-PE-T4-01 | 2026-03-12 | 2029-03-11 | AMC-AZ-56406
AZ-DC-010-PE-T4-02 | 2025-07-02 | 2030-07-01 | AMC-AZ-56406
AZ-DC-010-PE-T4-03 | 2025-07-16 | 2028-07-15 | AMC-AZ-24758
AZ-DC-010-PE-T4-04 | 2025-04-04 | 2028-04-03 | AMC-AZ-24758
AZ-DC-010-FW-01 | 2025-10-11 | 2030-10-10 | AMC-AZ-42352
AZ-DC-010-OLA-01 | 2025-04-18 | 2030-04-17 | AMC-AZ-41391
AZ-DC-010-AGG-R01 | 2026-02-04 | 2029-02-03 | AMC-AZ-56406
AZ-DC-010-AGG-R02 | 2026-08-22 | 2029-08-21 | AMC-AZ-56406
AZ-DC-010-MMR-SW-01 | 2025-11-09 | 2028-11-08 | AMC-AZ-19436
AZ-DC-010-MMR-SW-02 | 2026-04-04 | 2029-04-03 | AMC-AZ-51983
AZ-DC-010-MMR-SW-03 | 2025-10-05 | 2028-10-04 | AMC-AZ-51983
AZ-DC-010-MMR-SW-04 | 2026-02-13 | 2031-02-12 | AMC-AZ-19436
AZ-DC-010-TOR-001 | 2025-05-07 | 2028-05-06 | AMC-AZ-19436
AZ-DC-010-TOR-002 | 2026-03-13 | 2031-03-12 | AMC-AZ-19436
AZ-DC-010-TOR-003 | 2026-08-19 | 2029-08-18 | AMC-AZ-24159
GA-DC-011-PE-T4-01 | 2024-07-14 | 2027-07-14 | AMC-GA-66856
GA-DC-011-PE-T4-02 | 2023-08-27 | 2026-08-26 | AMC-GA-66856
GA-DC-011-PE-T4-03 | 2024-12-06 | 2027-12-06 | AMC-GA-66856
GA-DC-011-PE-T4-04 | 2024-08-30 | 2027-08-30 | AMC-GA-66856
GA-DC-011-FW-01 | 2023-02-03 | 2028-02-02 | AMC-GA-22234
GA-DC-011-OLA-01 | 2024-04-20 | 2027-04-20 | AMC-GA-22449
GA-DC-011-OLA-02 | 2024-08-08 | 2029-08-07 | AMC-GA-12441
GA-DC-011-AGG-R01 | 2023-06-14 | 2026-06-13 | AMC-GA-66856
GA-DC-011-AGG-R02 | 2023-11-18 | 2028-11-16 | AMC-GA-66856
GA-DC-011-MMR-SW-01 | 2024-05-30 | 2027-05-30 | AMC-GA-47153
GA-DC-011-MMR-SW-02 | 2024-04-12 | 2027-04-12 | AMC-GA-81118
GA-DC-011-MMR-SW-03 | 2024-04-07 | 2029-04-06 | AMC-GA-81118
GA-DC-011-MMR-SW-04 | 2023-10-16 | 2028-10-14 | AMC-GA-33649
GA-DC-011-MMR-SW-05 | 2024-08-07 | 2027-08-07 | AMC-GA-33649
GA-DC-011-MMR-SW-06 | 2023-10-30 | 2028-10-28 | AMC-GA-47153
GA-DC-011-TOR-001 | 2023-01-28 | 2026-01-27 | AMC-GA-47153
GA-DC-011-TOR-002 | 2023-02-21 | 2028-02-20 | AMC-GA-81118
GA-DC-011-TOR-003 | 2025-02-07 | 2028-02-07 | AMC-GA-33649
GA-DC-011-TOR-004 | 2025-03-31 | 2028-03-30 | AMC-GA-33649
GA-DC-011-TOR-005 | 2025-07-04 | 2028-07-03 | AMC-GA-81118
NJ-DC-012-PE-T4-01 | 2025-05-17 | 2028-05-16 | AMC-NJ-15873
NJ-DC-012-PE-T4-02 | 2025-02-19 | 2028-02-19 | AMC-NJ-15873
NJ-DC-012-PE-T4-03 | 2026-08-21 | 2031-08-20 | AMC-NJ-15873
NJ-DC-012-PE-T4-04 | 2025-04-03 | 2030-04-02 | AMC-NJ-15873
NJ-DC-012-FW-01 | 2026-01-15 | 2029-01-14 | AMC-NJ-55091
NJ-DC-012-OLA-01 | 2026-02-27 | 2029-02-26 | AMC-NJ-46468
NJ-DC-012-AGG-R01 | 2026-02-12 | 2029-02-11 | AMC-NJ-15873
NJ-DC-012-AGG-R02 | 2026-08-30 | 2031-08-29 | AMC-NJ-15873
NJ-DC-012-MMR-SW-01 | 2025-11-02 | 2028-11-01 | AMC-NJ-73852
NJ-DC-012-MMR-SW-02 | 2026-06-09 | 2029-06-08 | AMC-NJ-50940
NJ-DC-012-MMR-SW-03 | 2025-08-03 | 2028-08-02 | AMC-NJ-50940
NJ-DC-012-MMR-SW-04 | 2026-02-11 | 2029-02-10 | AMC-NJ-57927
NJ-DC-012-TOR-001 | 2026-03-17 | 2031-03-16 | AMC-NJ-73852
NJ-DC-012-TOR-002 | 2026-02-23 | 2031-02-22 | AMC-NJ-50940
OR-DC-014-PE-T4-01 | 2023-10-05 | 2028-10-03 | AMC-OR-71240
OR-DC-014-PE-T4-02 | 2024-02-20 | 2027-02-19 | AMC-OR-71240
OR-DC-014-PE-T4-03 | 2024-01-09 | 2027-01-08 | AMC-OR-83693
OR-DC-014-PE-T4-04 | 2025-06-19 | 2028-06-18 | AMC-OR-83693
OR-DC-014-FW-01 | 2024-09-26 | 2027-09-26 | AMC-OR-90350
OR-DC-014-OLA-01 | 2024-07-16 | 2027-07-16 | AMC-OR-83693
OR-DC-014-AGG-R01 | 2024-05-17 | 2029-05-16 | AMC-OR-71240
OR-DC-014-AGG-R02 | 2025-06-29 | 2028-06-28 | AMC-OR-71240
OR-DC-014-MMR-SW-01 | 2023-05-23 | 2026-05-22 | AMC-OR-85037
OR-DC-014-MMR-SW-02 | 2023-06-30 | 2026-06-29 | AMC-OR-49850
OR-DC-014-MMR-SW-03 | 2023-04-25 | 2026-04-24 | AMC-OR-76125
OR-DC-014-MMR-SW-04 | 2024-11-13 | 2029-11-12 | AMC-OR-49850
OR-DC-014-MMR-SW-05 | 2023-08-04 | 2028-08-02 | AMC-OR-49850
OR-DC-014-TOR-001 | 2024-05-10 | 2027-05-10 | AMC-OR-85037
OR-DC-014-TOR-002 | 2024-08-22 | 2027-08-22 | AMC-OR-49850
OR-DC-014-TOR-003 | 2025-03-16 | 2030-03-15 | AMC-OR-76125
CO-DC-015-PE-T4-01 | 2026-07-30 | 2029-07-29 | AMC-CO-97930
CO-DC-015-PE-T4-02 | 2026-06-05 | 2029-06-04 | AMC-CO-97930
CO-DC-015-PE-T4-03 | 2025-11-26 | 2028-11-25 | AMC-CO-79019
CO-DC-015-PE-T4-04 | 2026-05-26 | 2029-05-25 | AMC-CO-79019
CO-DC-015-FW-01 | 2025-11-09 | 2028-11-08 | AMC-CO-88992
CO-DC-015-OLA-01 | 2025-10-22 | 2030-10-21 | AMC-CO-79019
CO-DC-015-AGG-R01 | 2026-06-18 | 2029-06-17 | AMC-CO-97930
CO-DC-015-AGG-R02 | 2026-08-14 | 2029-08-13 | AMC-CO-97930
CO-DC-015-MMR-SW-01 | 2025-10-09 | 2028-10-08 | AMC-CO-43659
CO-DC-015-MMR-SW-02 | 2025-11-18 | 2030-11-17 | AMC-CO-32300
CO-DC-015-MMR-SW-03 | 2025-10-06 | 2028-10-05 | AMC-CO-43659
CO-DC-015-MMR-SW-04 | 2026-04-27 | 2029-04-26 | AMC-CO-17115
CO-DC-015-TOR-001 | 2026-05-19 | 2029-05-18 | AMC-CO-17115
CO-DC-015-TOR-002 | 2025-10-19 | 2028-10-18 | AMC-CO-43659
CO-DC-015-TOR-003 | 2026-08-29 | 2031-08-28 | AMC-CO-32300
OH-DC-016-PE-T4-01 | 2024-04-29 | 2027-04-29 | AMC-OH-87372
OH-DC-016-PE-T4-02 | 2025-06-07 | 2030-06-06 | AMC-OH-87372
OH-DC-016-PE-T4-03 | 2024-10-05 | 2029-10-04 | AMC-OH-87372
OH-DC-016-PE-T4-04 | 2023-11-07 | 2028-11-05 | AMC-OH-87372
OH-DC-016-FW-01 | 2024-05-03 | 2027-05-03 | AMC-OH-21434
OH-DC-016-OLA-01 | 2023-05-17 | 2028-05-15 | AMC-OH-52037
OH-DC-016-OLA-02 | 2024-08-24 | 2029-08-23 | AMC-OH-89677
OH-DC-016-AGG-R01 | 2025-02-01 | 2030-01-31 | AMC-OH-87372
OH-DC-016-AGG-R02 | 2023-06-21 | 2026-06-20 | AMC-OH-87372
OH-DC-016-MMR-SW-01 | 2023-05-12 | 2026-05-11 | AMC-OH-50917
OH-DC-016-MMR-SW-02 | 2024-06-16 | 2027-06-16 | AMC-OH-91174
OH-DC-016-MMR-SW-03 | 2023-10-03 | 2026-10-02 | AMC-OH-91174
OH-DC-016-MMR-SW-04 | 2024-06-05 | 2027-06-05 | AMC-OH-57653
OH-DC-016-MMR-SW-05 | 2025-05-25 | 2030-05-24 | AMC-OH-50917
OH-DC-016-MMR-SW-06 | 2023-08-13 | 2026-08-12 | AMC-OH-50917
OH-DC-016-TOR-001 | 2025-07-15 | 2030-07-14 | AMC-OH-91174
OH-DC-016-TOR-002 | 2025-01-05 | 2030-01-04 | AMC-OH-57653
OH-DC-016-TOR-003 | 2023-06-08 | 2028-06-06 | AMC-OH-57653
OH-DC-016-TOR-004 | 2025-02-26 | 2028-02-26 | AMC-OH-50917
OH-DC-016-TOR-005 | 2025-06-30 | 2028-06-29 | AMC-OH-57653
OH-DC-017-PE-T4-01 | 2026-02-22 | 2029-02-21 | AMC-OH-34991
OH-DC-017-PE-T4-02 | 2026-05-17 | 2031-05-16 | AMC-OH-34991
OH-DC-017-PE-T4-03 | 2026-03-02 | 2031-03-01 | AMC-OH-34991
OH-DC-017-PE-T4-04 | 2025-12-24 | 2028-12-23 | AMC-OH-34991
OH-DC-017-FW-01 | 2026-04-19 | 2029-04-18 | AMC-OH-59053
OH-DC-017-OLA-01 | 2026-01-25 | 2031-01-24 | AMC-OH-14418
OH-DC-017-AGG-R01 | 2026-07-07 | 2031-07-06 | AMC-OH-34991
OH-DC-017-AGG-R02 | 2026-08-20 | 2031-08-19 | AMC-OH-34991
OH-DC-017-MMR-SW-01 | 2026-07-11 | 2029-07-10 | AMC-OH-20034
OH-DC-017-MMR-SW-02 | 2026-02-19 | 2029-02-18 | AMC-OH-13298
OH-DC-017-MMR-SW-03 | 2026-03-11 | 2029-03-10 | AMC-OH-13298
OH-DC-017-MMR-SW-04 | 2026-05-10 | 2029-05-09 | AMC-OH-20034
OH-DC-017-TOR-001 | 2026-02-28 | 2029-02-27 | AMC-OH-20034
OH-DC-017-TOR-002 | 2025-12-23 | 2030-12-22 | AMC-OH-13298
OH-DC-017-TOR-003 | 2026-08-08 | 2029-08-07 | AMC-OH-38793
FL-DC-018-PE-T4-01 | 2025-12-20 | 2028-12-19 | AMC-FL-13733
FL-DC-018-PE-T4-02 | 2025-11-15 | 2028-11-14 | AMC-FL-13733
FL-DC-018-PE-T4-03 | 2026-06-21 | 2031-06-20 | AMC-FL-13733
FL-DC-018-PE-T4-04 | 2026-01-05 | 2031-01-04 | AMC-FL-13733
FL-DC-018-FW-01 | 2026-07-11 | 2029-07-10 | AMC-FL-98647
FL-DC-018-OLA-01 | 2026-08-03 | 2029-08-02 | AMC-FL-88900
FL-DC-018-AGG-R01 | 2026-02-19 | 2031-02-18 | AMC-FL-13733
FL-DC-018-AGG-R02 | 2026-08-20 | 2029-08-19 | AMC-FL-13733
FL-DC-018-MMR-SW-01 | 2026-07-07 | 2029-07-06 | AMC-FL-88163
FL-DC-018-MMR-SW-02 | 2025-12-26 | 2030-12-25 | AMC-FL-88163
FL-DC-018-MMR-SW-03 | 2025-12-30 | 2030-12-29 | AMC-FL-88163
FL-DC-018-MMR-SW-04 | 2026-04-25 | 2029-04-24 | AMC-FL-43060
FL-DC-018-TOR-001 | 2026-05-07 | 2031-05-06 | AMC-FL-43060
FL-DC-018-TOR-002 | 2026-05-02 | 2031-05-01 | AMC-FL-65988
UT-DC-019-PE-T4-01 | 2026-03-29 | 2031-03-28 | AMC-UT-29615
UT-DC-019-PE-T4-02 | 2024-07-09 | 2027-07-09 | AMC-UT-29615
UT-DC-019-PE-T4-03 | 2025-06-29 | 2028-06-28 | AMC-UT-29615
UT-DC-019-PE-T4-04 | 2026-02-27 | 2029-02-26 | AMC-UT-29615
UT-DC-019-FW-01 | 2025-06-30 | 2028-06-29 | AMC-UT-11285
UT-DC-019-OLA-01 | 2025-01-02 | 2028-01-02 | AMC-UT-80530
UT-DC-019-AGG-R01 | 2025-02-22 | 2030-02-21 | AMC-UT-29615
UT-DC-019-AGG-R02 | 2024-05-09 | 2029-05-08 | AMC-UT-29615
UT-DC-019-MMR-SW-01 | 2026-03-18 | 2031-03-17 | AMC-UT-50922
UT-DC-019-MMR-SW-02 | 2024-10-24 | 2029-10-23 | AMC-UT-65873
UT-DC-019-MMR-SW-03 | 2026-01-24 | 2029-01-23 | AMC-UT-43690
UT-DC-019-MMR-SW-04 | 2026-01-03 | 2031-01-02 | AMC-UT-43690
UT-DC-019-TOR-001 | 2025-01-01 | 2028-01-01 | AMC-UT-50922
UT-DC-019-TOR-002 | 2025-08-05 | 2028-08-04 | AMC-UT-65873
CA-DC-020-PE-T4-01 | 2026-03-02 | 2031-03-01 | AMC-CA-94540
CA-DC-020-PE-T4-02 | 2025-07-15 | 2028-07-14 | AMC-CA-94540
CA-DC-020-PE-T4-03 | 2025-07-09 | 2030-07-08 | AMC-CA-94540
CA-DC-020-PE-T4-04 | 2026-07-03 | 2029-07-02 | AMC-CA-94540
CA-DC-020-FW-01 | 2026-07-28 | 2029-07-27 | AMC-CA-55666
CA-DC-020-FW-02 | 2025-10-08 | 2028-10-07 | AMC-CA-55666
CA-DC-020-OLA-01 | 2026-04-26 | 2029-04-25 | AMC-CA-39057
CA-DC-020-OLA-02 | 2025-12-25 | 2030-12-24 | AMC-CA-70505
CA-DC-020-AGG-R01 | 2025-02-08 | 2030-02-07 | AMC-CA-94540
CA-DC-020-AGG-R02 | 2025-11-29 | 2028-11-28 | AMC-CA-94540
CA-DC-020-AGG-R03 | 2026-08-12 | 2029-08-11 | AMC-CA-94540
CA-DC-020-MMR-SW-01 | 2025-10-20 | 2030-10-19 | AMC-CA-63310
CA-DC-020-MMR-SW-02 | 2025-12-29 | 2030-12-28 | AMC-CA-63310
CA-DC-020-MMR-SW-03 | 2025-05-12 | 2030-05-11 | AMC-CA-63310
CA-DC-020-MMR-SW-04 | 2026-06-16 | 2029-06-15 | AMC-CA-63310
CA-DC-020-MMR-SW-05 | 2025-06-10 | 2028-06-09 | AMC-CA-63310
CA-DC-020-MMR-SW-06 | 2025-03-06 | 2028-03-05 | AMC-CA-83777
CA-DC-020-MMR-SW-07 | 2025-09-07 | 2028-09-06 | AMC-CA-63310
CA-DC-020-MMR-SW-08 | 2025-10-03 | 2028-10-02 | AMC-CA-83777
CA-DC-020-TOR-001 | 2025-09-28 | 2028-09-27 | AMC-CA-63310
CA-DC-020-TOR-002 | 2026-02-13 | 2031-02-12 | AMC-CA-63310
CA-DC-020-TOR-003 | 2025-03-20 | 2030-03-19 | AMC-CA-92097
CA-DC-020-TOR-004 | 2025-04-19 | 2028-04-18 | AMC-CA-63310
CA-DC-020-TOR-005 | 2026-01-10 | 2031-01-09 | AMC-CA-92097
CA-DC-020-TOR-006 | 2026-06-20 | 2029-06-19 | AMC-CA-63310
CA-DC-021-PE-T4-01 | 2025-04-09 | 2030-04-08 | AMC-CA-42159
CA-DC-021-PE-T4-02 | 2024-12-15 | 2027-12-15 | AMC-CA-42159
CA-DC-021-PE-T4-03 | 2023-09-08 | 2026-09-07 | AMC-CA-91438
CA-DC-021-PE-T4-04 | 2025-06-21 | 2028-06-20 | AMC-CA-91438
CA-DC-021-FW-01 | 2025-01-11 | 2030-01-10 | AMC-CA-93285
CA-DC-021-OLA-01 | 2025-04-23 | 2030-04-22 | AMC-CA-32886
CA-DC-021-OLA-02 | 2024-09-13 | 2029-09-12 | AMC-CA-32886
CA-DC-021-AGG-R01 | 2023-04-01 | 2028-03-30 | AMC-CA-42159
CA-DC-021-AGG-R02 | 2023-12-07 | 2026-12-06 | AMC-CA-42159
CA-DC-021-MMR-SW-01 | 2023-04-26 | 2028-04-24 | AMC-CA-54478
CA-DC-021-MMR-SW-02 | 2023-08-06 | 2026-08-05 | AMC-CA-54478
CA-DC-021-MMR-SW-03 | 2023-03-25 | 2026-03-24 | AMC-CA-10929
CA-DC-021-MMR-SW-04 | 2024-09-01 | 2027-09-01 | AMC-CA-54478
CA-DC-021-MMR-SW-05 | 2023-07-20 | 2028-07-18 | AMC-CA-54478
CA-DC-021-MMR-SW-06 | 2024-02-07 | 2027-02-06 | AMC-CA-46158
CA-DC-021-TOR-001 | 2023-09-10 | 2026-09-09 | AMC-CA-46158
CA-DC-021-TOR-002 | 2023-03-28 | 2026-03-27 | AMC-CA-10929
CA-DC-021-TOR-003 | 2023-07-26 | 2026-07-25 | AMC-CA-46158
CA-DC-021-TOR-004 | 2024-07-25 | 2029-07-24 | AMC-CA-10929
TX-DC-022-PE-T4-01 | 2024-12-28 | 2027-12-28 | AMC-TX-55238
TX-DC-022-PE-T4-02 | 2026-08-01 | 2031-07-31 | AMC-TX-55238
TX-DC-022-PE-T4-03 | 2024-08-03 | 2029-08-02 | AMC-TX-55238
TX-DC-022-PE-T4-04 | 2025-06-18 | 2028-06-17 | AMC-TX-55238
TX-DC-022-FW-01 | 2025-07-28 | 2030-07-27 | AMC-TX-42316
TX-DC-022-OLA-01 | 2024-08-28 | 2027-08-28 | AMC-TX-98887
TX-DC-022-OLA-02 | 2025-12-13 | 2028-12-12 | AMC-TX-51455
TX-DC-022-AGG-R01 | 2025-09-20 | 2028-09-19 | AMC-TX-55238
TX-DC-022-AGG-R02 | 2025-08-03 | 2030-08-02 | AMC-TX-55238
TX-DC-022-AGG-R03 | 2025-06-08 | 2030-06-07 | AMC-TX-55238
TX-DC-022-MMR-SW-01 | 2025-01-10 | 2030-01-09 | AMC-TX-27104
TX-DC-022-MMR-SW-02 | 2026-01-30 | 2029-01-29 | AMC-TX-87503
TX-DC-022-MMR-SW-03 | 2026-02-11 | 2031-02-10 | AMC-TX-27104
TX-DC-022-MMR-SW-04 | 2025-12-13 | 2028-12-12 | AMC-TX-87503
TX-DC-022-MMR-SW-05 | 2024-07-24 | 2027-07-24 | AMC-TX-27104
TX-DC-022-MMR-SW-06 | 2026-01-15 | 2029-01-14 | AMC-TX-87503
TX-DC-022-MMR-SW-07 | 2025-12-18 | 2030-12-17 | AMC-TX-50591
TX-DC-022-TOR-001 | 2026-07-29 | 2031-07-28 | AMC-TX-87503
TX-DC-022-TOR-002 | 2025-02-05 | 2028-02-05 | AMC-TX-27104
TX-DC-022-TOR-003 | 2026-04-15 | 2031-04-14 | AMC-TX-27104
TX-DC-022-TOR-004 | 2024-09-12 | 2027-09-12 | AMC-TX-50591
TX-DC-022-TOR-005 | 2024-07-28 | 2027-07-28 | AMC-TX-27104
NC-DC-023-PE-T4-01 | 2025-06-24 | 2030-06-23 | AMC-NC-54988
NC-DC-023-PE-T4-02 | 2026-02-23 | 2031-02-22 | AMC-NC-54988
NC-DC-023-PE-T4-03 | 2026-05-27 | 2029-05-26 | AMC-NC-27021
NC-DC-023-PE-T4-04 | 2026-01-12 | 2029-01-11 | AMC-NC-27021
NC-DC-023-FW-01 | 2026-02-09 | 2029-02-08 | AMC-NC-13850
NC-DC-023-OLA-01 | 2026-02-17 | 2031-02-16 | AMC-NC-27021
NC-DC-023-OLA-02 | 2024-11-12 | 2027-11-12 | AMC-NC-69173
NC-DC-023-AGG-R01 | 2025-07-13 | 2028-07-12 | AMC-NC-54988
NC-DC-023-AGG-R02 | 2025-11-11 | 2030-11-10 | AMC-NC-54988
NC-DC-023-MMR-SW-01 | 2025-12-21 | 2028-12-20 | AMC-NC-23213
NC-DC-023-MMR-SW-02 | 2024-12-16 | 2029-12-15 | AMC-NC-88942
NC-DC-023-MMR-SW-03 | 2025-01-31 | 2030-01-30 | AMC-NC-23213
NC-DC-023-MMR-SW-04 | 2024-11-24 | 2029-11-23 | AMC-NC-23005
NC-DC-023-MMR-SW-05 | 2026-01-13 | 2029-01-12 | AMC-NC-88942
NC-DC-023-MMR-SW-06 | 2025-05-25 | 2030-05-24 | AMC-NC-23213
NC-DC-023-MMR-SW-07 | 2025-02-04 | 2030-02-03 | AMC-NC-88942
NC-DC-023-TOR-001 | 2026-01-05 | 2029-01-04 | AMC-NC-88942
NC-DC-023-TOR-002 | 2025-03-03 | 2028-03-02 | AMC-NC-23213
NC-DC-023-TOR-003 | 2025-06-05 | 2028-06-04 | AMC-NC-88942
NC-DC-023-TOR-004 | 2025-02-27 | 2028-02-27 | AMC-NC-88942
NC-DC-023-TOR-005 | 2025-10-30 | 2030-10-29 | AMC-NC-23213
WA-DC-024-PE-T4-01 | 2026-05-24 | 2029-05-23 | AMC-WA-52892
WA-DC-024-PE-T4-02 | 2026-08-10 | 2031-08-09 | AMC-WA-52892
WA-DC-024-PE-T4-03 | 2026-07-03 | 2029-07-02 | AMC-WA-45052
WA-DC-024-PE-T4-04 | 2026-01-13 | 2031-01-12 | AMC-WA-45052
WA-DC-024-FW-01 | 2026-02-06 | 2029-02-05 | AMC-WA-81922
WA-DC-024-OLA-01 | 2026-04-30 | 2029-04-29 | AMC-WA-83081
WA-DC-024-AGG-R01 | 2026-07-24 | 2029-07-23 | AMC-WA-52892
WA-DC-024-AGG-R02 | 2026-02-26 | 2031-02-25 | AMC-WA-52892
WA-DC-024-MMR-SW-01 | 2026-07-05 | 2029-07-04 | AMC-WA-64185
WA-DC-024-MMR-SW-02 | 2026-08-24 | 2031-08-23 | AMC-WA-64185
WA-DC-024-MMR-SW-03 | 2026-06-25 | 2029-06-24 | AMC-WA-73038
WA-DC-024-MMR-SW-04 | 2026-04-19 | 2031-04-18 | AMC-WA-64185
WA-DC-024-TOR-001 | 2025-12-24 | 2030-12-23 | AMC-WA-64185
WA-DC-024-TOR-002 | 2026-01-26 | 2029-01-25 | AMC-WA-73038
WA-DC-024-TOR-003 | 2026-01-31 | 2031-01-30 | AMC-WA-64185
Note on A1: Required: yes Type: ref (from Devices) System field: AssetLife.neId
Note on B1: Required: yes Type: date System field: AssetLife.installed
Note on C1: Required: yes Type: date System field: AssetLife.warrantyEnd
Note on D1: Blank = warranty only. Required: no Type: ref (from Support_Contracts) System field: AssetLife.contract

## Model_Lifecycle
vendor * | model * | end_of_sale * | end_of_support *
JUNIPER | MX204 | 2029-08-29 | 2034-08-28
JUNIPER | MX480 | 2028-10-31 | 2033-10-30
FORTINET | FortiGate 3700F | 2021-03-31 | 2026-03-30
NOKIA | 1830 PSS-16II | 2028-08-15 | 2033-08-14
JUNIPER | QFX5120-48Y | 2030-06-19 | 2035-06-18
ARISTA | 7050SX3-48YC | 2030-02-27 | 2035-02-26
CISCO | Nexus 93180YC | 2028-07-18 | 2033-07-17
CIENA | 6500 D7 | 2028-06-12 | 2033-06-11
NOKIA | 7750 SR-1 | 2028-01-14 | 2033-01-12
CISCO | ASR 9006 | 2022-08-23 | 2027-08-22
Note on A1: Required: yes Type: text System field: AssetLife.vendor
Note on B1: Exactly as in Devices.model. Required: yes Type: text System field: AssetLife.model
Note on C1: Required: yes Type: date System field: AssetLife.endOfSale
Note on D1: Past this date the device is flagged End of support. Required: yes Type: date System field: AssetLife.endOfSupport

## Spares
site_id * | part * | fits | on_hand * | min_level *
VA-DC-001 | ARISTA fan module | ARISTA | 4 | 1
VA-DC-001 | ARISTA power supply | ARISTA network | 4 | 1
VA-DC-001 | CISCO fan module | CISCO | 4 | 1
VA-DC-001 | CISCO power supply | CISCO network | 1 | 1
VA-DC-001 | FORTINET fan module | FORTINET | 1 | 1
VA-DC-001 | FORTINET power supply | FORTINET network | 3 | 1
VA-DC-001 | JUNIPER fan module | JUNIPER | 1 | 1
VA-DC-001 | JUNIPER power supply | JUNIPER network | 5 | 1
VA-DC-001 | NOKIA fan module | NOKIA | 4 | 1
VA-DC-001 | NOKIA power supply | NOKIA network | 5 | 1
VA-DC-001 | QSFP28-100G-LR4 | optics | 2 | 1
VA-DC-001 | SFP-10G-LR | optics | 5 | 2
VA-DC-002 | ARISTA fan module | ARISTA | 0 | 1
VA-DC-002 | FORTINET fan module | FORTINET | 0 | 1
VA-DC-002 | FORTINET power supply | FORTINET network | 0 | 1
VA-DC-002 | ARISTA power supply | ARISTA network | 3 | 1
VA-DC-002 | CISCO fan module | CISCO | 3 | 1
VA-DC-002 | CISCO power supply | CISCO network | 1 | 1
VA-DC-002 | JUNIPER fan module | JUNIPER | 4 | 1
VA-DC-002 | JUNIPER power supply | JUNIPER network | 1 | 1
VA-DC-002 | NOKIA fan module | NOKIA | 4 | 1
VA-DC-002 | NOKIA power supply | NOKIA network | 3 | 1
VA-DC-002 | QSFP28-100G-LR4 | optics | 3 | 1
VA-DC-002 | SFP-10G-LR | optics | 4 | 1
VA-DC-003 | ARISTA fan module | ARISTA | 4 | 1
VA-DC-003 | ARISTA power supply | ARISTA network | 1 | 1
VA-DC-003 | CIENA fan module | CIENA | 3 | 1
VA-DC-003 | CIENA power supply | CIENA network | 5 | 1
VA-DC-003 | CISCO fan module | CISCO | 5 | 1
VA-DC-003 | CISCO power supply | CISCO network | 1 | 1
VA-DC-003 | FORTINET fan module | FORTINET | 5 | 1
VA-DC-003 | FORTINET power supply | FORTINET network | 2 | 1
VA-DC-003 | JUNIPER fan module | JUNIPER | 1 | 1
VA-DC-003 | JUNIPER power supply | JUNIPER network | 2 | 1
VA-DC-003 | NOKIA fan module | NOKIA | 5 | 1
VA-DC-003 | NOKIA power supply | NOKIA network | 5 | 1
VA-DC-003 | QSFP28-100G-LR4 | optics | 4 | 1
VA-DC-003 | SFP-10G-LR | optics | 5 | 1
VA-DC-004 | ARISTA fan module | ARISTA | 3 | 1
VA-DC-004 | ARISTA power supply | ARISTA network | 5 | 1
VA-DC-004 | CIENA fan module | CIENA | 1 | 1
VA-DC-004 | CIENA power supply | CIENA network | 1 | 1
VA-DC-004 | CISCO fan module | CISCO | 3 | 1
VA-DC-004 | CISCO power supply | CISCO network | 1 | 1
VA-DC-004 | FORTINET fan module | FORTINET | 5 | 1
VA-DC-004 | FORTINET power supply | FORTINET network | 5 | 1
VA-DC-004 | JUNIPER fan module | JUNIPER | 4 | 1
VA-DC-004 | JUNIPER power supply | JUNIPER network | 3 | 1
VA-DC-004 | NOKIA fan module | NOKIA | 2 | 1
VA-DC-004 | NOKIA power supply | NOKIA network | 3 | 1
VA-DC-004 | QSFP28-100G-LR4 | optics | 4 | 1
VA-DC-004 | SFP-10G-LR | optics | 2 | 1
TX-DC-005 | ARISTA fan module | ARISTA | 4 | 1
TX-DC-005 | ARISTA power supply | ARISTA network | 5 | 1
TX-DC-005 | CISCO fan module | CISCO | 1 | 1
TX-DC-005 | CISCO power supply | CISCO network | 5 | 1
TX-DC-005 | FORTINET fan module | FORTINET | 3 | 1
TX-DC-005 | FORTINET power supply | FORTINET network | 4 | 1
TX-DC-005 | JUNIPER fan module | JUNIPER | 4 | 1
TX-DC-005 | JUNIPER power supply | JUNIPER network | 2 | 1
TX-DC-005 | NOKIA fan module | NOKIA | 1 | 1
TX-DC-005 | NOKIA power supply | NOKIA network | 2 | 1
TX-DC-005 | QSFP28-100G-LR4 | optics | 4 | 1
TX-DC-005 | SFP-10G-LR | optics | 5 | 2
TX-DC-006 | CISCO power supply | CISCO network | 0 | 1
TX-DC-006 | FORTINET fan module | FORTINET | 0 | 1
TX-DC-006 | NOKIA fan module | NOKIA | 0 | 1
TX-DC-006 | ARISTA fan module | ARISTA | 1 | 1
TX-DC-006 | ARISTA power supply | ARISTA network | 1 | 1
TX-DC-006 | CIENA fan module | CIENA | 2 | 1
TX-DC-006 | CIENA power supply | CIENA network | 3 | 1
TX-DC-006 | CISCO fan module | CISCO | 3 | 1
TX-DC-006 | FORTINET power supply | FORTINET network | 5 | 1
TX-DC-006 | JUNIPER fan module | JUNIPER | 5 | 1
TX-DC-006 | JUNIPER power supply | JUNIPER network | 2 | 1
TX-DC-006 | NOKIA power supply | NOKIA network | 5 | 1
TX-DC-006 | QSFP28-100G-LR4 | optics | 2 | 1
TX-DC-006 | SFP-10G-LR | optics | 1 | 1
TX-DC-007 | CISCO fan module | CISCO | 0 | 1
TX-DC-007 | NOKIA fan module | NOKIA | 0 | 1
TX-DC-007 | ARISTA fan module | ARISTA | 5 | 1
TX-DC-007 | ARISTA power supply | ARISTA network | 2 | 1
TX-DC-007 | CISCO power supply | CISCO network | 5 | 1
TX-DC-007 | FORTINET fan module | FORTINET | 5 | 1
TX-DC-007 | FORTINET power supply | FORTINET network | 2 | 1
TX-DC-007 | JUNIPER fan module | JUNIPER | 3 | 1
TX-DC-007 | JUNIPER power supply | JUNIPER network | 4 | 1
TX-DC-007 | NOKIA power supply | NOKIA network | 5 | 1
TX-DC-007 | QSFP28-100G-LR4 | optics | 1 | 1
TX-DC-007 | SFP-10G-LR | optics | 5 | 1
CA-DC-008 | CISCO fan module | CISCO | 0 | 1
CA-DC-008 | JUNIPER fan module | JUNIPER | 0 | 1
CA-DC-008 | JUNIPER power supply | JUNIPER network | 0 | 1
CA-DC-008 | ARISTA fan module | ARISTA | 4 | 1
CA-DC-008 | ARISTA power supply | ARISTA network | 5 | 1
CA-DC-008 | CISCO power supply | CISCO network | 5 | 1
CA-DC-008 | FORTINET fan module | FORTINET | 1 | 1
CA-DC-008 | FORTINET power supply | FORTINET network | 5 | 1
CA-DC-008 | NOKIA fan module | NOKIA | 4 | 1
CA-DC-008 | NOKIA power supply | NOKIA network | 3 | 1
CA-DC-008 | QSFP28-100G-LR4 | optics | 1 | 1
CA-DC-008 | SFP-10G-LR | optics | 6 | 2
IL-DC-009 | ARISTA fan module | ARISTA | 5 | 1
IL-DC-009 | ARISTA power supply | ARISTA network | 5 | 1
IL-DC-009 | CIENA fan module | CIENA | 1 | 1
IL-DC-009 | CIENA power supply | CIENA network | 1 | 1
IL-DC-009 | CISCO fan module | CISCO | 5 | 1
IL-DC-009 | CISCO power supply | CISCO network | 3 | 1
IL-DC-009 | FORTINET fan module | FORTINET | 2 | 1
IL-DC-009 | FORTINET power supply | FORTINET network | 2 | 1
IL-DC-009 | JUNIPER fan module | JUNIPER | 1 | 1
IL-DC-009 | JUNIPER power supply | JUNIPER network | 4 | 1
IL-DC-009 | NOKIA fan module | NOKIA | 1 | 1
IL-DC-009 | NOKIA power supply | NOKIA network | 2 | 1
IL-DC-009 | QSFP28-100G-LR4 | optics | 2 | 1
IL-DC-009 | SFP-10G-LR | optics | 2 | 2
AZ-DC-010 | JUNIPER power supply | JUNIPER network | 0 | 1
AZ-DC-010 | NOKIA power supply | NOKIA network | 0 | 1
AZ-DC-010 | ARISTA fan module | ARISTA | 4 | 1
AZ-DC-010 | ARISTA power supply | ARISTA network | 4 | 1
AZ-DC-010 | CISCO fan module | CISCO | 3 | 1
AZ-DC-010 | CISCO power supply | CISCO network | 1 | 1
AZ-DC-010 | FORTINET fan module | FORTINET | 2 | 1
AZ-DC-010 | FORTINET power supply | FORTINET network | 3 | 1
AZ-DC-010 | JUNIPER fan module | JUNIPER | 2 | 1
AZ-DC-010 | NOKIA fan module | NOKIA | 4 | 1
AZ-DC-010 | QSFP28-100G-LR4 | optics | 4 | 1
AZ-DC-010 | SFP-10G-LR | optics | 1 | 1
GA-DC-011 | FORTINET fan module | FORTINET | 0 | 1
GA-DC-011 | NOKIA fan module | NOKIA | 0 | 1
GA-DC-011 | ARISTA fan module | ARISTA | 4 | 1
GA-DC-011 | ARISTA power supply | ARISTA network | 1 | 1
GA-DC-011 | CIENA fan module | CIENA | 5 | 1
GA-DC-011 | CIENA power supply | CIENA network | 4 | 1
GA-DC-011 | CISCO fan module | CISCO | 5 | 1
GA-DC-011 | CISCO power supply | CISCO network | 5 | 1
GA-DC-011 | FORTINET power supply | FORTINET network | 4 | 1
GA-DC-011 | JUNIPER fan module | JUNIPER | 1 | 1
GA-DC-011 | JUNIPER power supply | JUNIPER network | 2 | 1
GA-DC-011 | NOKIA power supply | NOKIA network | 5 | 1
GA-DC-011 | QSFP28-100G-LR4 | optics | 1 | 1
GA-DC-011 | SFP-10G-LR | optics | 1 | 1
NJ-DC-012 | CISCO fan module | CISCO | 0 | 1
NJ-DC-012 | ARISTA fan module | ARISTA | 5 | 1
NJ-DC-012 | ARISTA power supply | ARISTA network | 3 | 1
NJ-DC-012 | CIENA fan module | CIENA | 1 | 1
NJ-DC-012 | CIENA power supply | CIENA network | 2 | 1
NJ-DC-012 | CISCO power supply | CISCO network | 5 | 1
NJ-DC-012 | FORTINET fan module | FORTINET | 4 | 1
NJ-DC-012 | FORTINET power supply | FORTINET network | 1 | 1
NJ-DC-012 | JUNIPER fan module | JUNIPER | 2 | 1
NJ-DC-012 | JUNIPER power supply | JUNIPER network | 4 | 1
NJ-DC-012 | QSFP28-100G-LR4 | optics | 2 | 1
NJ-DC-012 | SFP-10G-LR | optics | 2 | 1
OR-DC-014 | ARISTA fan module | ARISTA | 4 | 1
OR-DC-014 | ARISTA power supply | ARISTA network | 2 | 1
OR-DC-014 | CISCO fan module | CISCO | 5 | 1
OR-DC-014 | CISCO power supply | CISCO network | 3 | 1
OR-DC-014 | FORTINET fan module | FORTINET | 5 | 1
OR-DC-014 | FORTINET power supply | FORTINET network | 3 | 1
OR-DC-014 | JUNIPER fan module | JUNIPER | 4 | 1
OR-DC-014 | JUNIPER power supply | JUNIPER network | 3 | 1
OR-DC-014 | NOKIA fan module | NOKIA | 2 | 1
OR-DC-014 | NOKIA power supply | NOKIA network | 3 | 1
OR-DC-014 | QSFP28-100G-LR4 | optics | 1 | 1
OR-DC-014 | SFP-10G-LR | optics | 5 | 1
CO-DC-015 | ARISTA fan module | ARISTA | 4 | 1
CO-DC-015 | ARISTA power supply | ARISTA network | 3 | 1
CO-DC-015 | CISCO fan module | CISCO | 4 | 1
CO-DC-015 | CISCO power supply | CISCO network | 4 | 1
CO-DC-015 | FORTINET fan module | FORTINET | 2 | 1
CO-DC-015 | FORTINET power supply | FORTINET network | 2 | 1
CO-DC-015 | JUNIPER fan module | JUNIPER | 1 | 1
CO-DC-015 | JUNIPER power supply | JUNIPER network | 2 | 1
CO-DC-015 | NOKIA fan module | NOKIA | 5 | 1
CO-DC-015 | NOKIA power supply | NOKIA network | 4 | 1
CO-DC-015 | QSFP28-100G-LR4 | optics | 3 | 1
CO-DC-015 | SFP-10G-LR | optics | 2 | 1
OH-DC-016 | ARISTA fan module | ARISTA | 0 | 1
OH-DC-016 | CIENA power supply | CIENA network | 0 | 1
OH-DC-016 | ARISTA power supply | ARISTA network | 2 | 1
OH-DC-016 | CIENA fan module | CIENA | 1 | 1
OH-DC-016 | CISCO fan module | CISCO | 1 | 1
OH-DC-016 | CISCO power supply | CISCO network | 4 | 1
OH-DC-016 | FORTINET fan module | FORTINET | 2 | 1
OH-DC-016 | FORTINET power supply | FORTINET network | 4 | 1
OH-DC-016 | JUNIPER fan module | JUNIPER | 4 | 1
OH-DC-016 | JUNIPER power supply | JUNIPER network | 5 | 1
OH-DC-016 | NOKIA fan module | NOKIA | 2 | 1
OH-DC-016 | NOKIA power supply | NOKIA network | 4 | 1
OH-DC-016 | QSFP28-100G-LR4 | optics | 2 | 1
OH-DC-016 | SFP-10G-LR | optics | 3 | 1
OH-DC-017 | ARISTA power supply | ARISTA network | 0 | 1
OH-DC-017 | FORTINET fan module | FORTINET | 0 | 1
OH-DC-017 | ARISTA fan module | ARISTA | 2 | 1
OH-DC-017 | CISCO fan module | CISCO | 3 | 1
OH-DC-017 | CISCO power supply | CISCO network | 5 | 1
OH-DC-017 | FORTINET power supply | FORTINET network | 4 | 1
OH-DC-017 | JUNIPER fan module | JUNIPER | 2 | 1
OH-DC-017 | JUNIPER power supply | JUNIPER network | 4 | 1
OH-DC-017 | NOKIA fan module | NOKIA | 3 | 1
OH-DC-017 | NOKIA power supply | NOKIA network | 3 | 1
OH-DC-017 | QSFP28-100G-LR4 | optics | 5 | 1
OH-DC-017 | SFP-10G-LR | optics | 5 | 1
FL-DC-018 | ARISTA power supply | ARISTA network | 1 | 1
FL-DC-018 | FORTINET power supply | FORTINET network | 0 | 1
FL-DC-018 | ARISTA fan module | ARISTA | 2 | 1
FL-DC-018 | CISCO fan module | CISCO | 1 | 1
FL-DC-018 | CISCO power supply | CISCO network | 3 | 1
FL-DC-018 | FORTINET fan module | FORTINET | 5 | 1
FL-DC-018 | JUNIPER fan module | JUNIPER | 2 | 1
FL-DC-018 | JUNIPER power supply | JUNIPER network | 5 | 1
FL-DC-018 | NOKIA fan module | NOKIA | 1 | 1
FL-DC-018 | NOKIA power supply | NOKIA network | 4 | 1
FL-DC-018 | QSFP28-100G-LR4 | optics | 5 | 1
FL-DC-018 | SFP-10G-LR | optics | 1 | 1
UT-DC-019 | ARISTA fan module | ARISTA | 0 | 1
UT-DC-019 | JUNIPER power supply | JUNIPER network | 0 | 1
UT-DC-019 | ARISTA power supply | ARISTA network | 1 | 1
UT-DC-019 | CIENA fan module | CIENA | 4 | 1
UT-DC-019 | CIENA power supply | CIENA network | 5 | 1
UT-DC-019 | CISCO fan module | CISCO | 5 | 1
UT-DC-019 | CISCO power supply | CISCO network | 4 | 1
UT-DC-019 | FORTINET fan module | FORTINET | 5 | 1
UT-DC-019 | FORTINET power supply | FORTINET network | 4 | 1
UT-DC-019 | JUNIPER fan module | JUNIPER | 4 | 1
UT-DC-019 | QSFP28-100G-LR4 | optics | 3 | 1
UT-DC-019 | SFP-10G-LR | optics | 2 | 1
CA-DC-020 | CIENA power supply | CIENA network | 0 | 1
CA-DC-020 | ARISTA fan module | ARISTA | 3 | 1
CA-DC-020 | ARISTA power supply | ARISTA network | 3 | 1
CA-DC-020 | CIENA fan module | CIENA | 1 | 1
CA-DC-020 | CISCO fan module | CISCO | 1 | 1
CA-DC-020 | CISCO power supply | CISCO network | 1 | 1
CA-DC-020 | FORTINET fan module | FORTINET | 4 | 1
CA-DC-020 | FORTINET power supply | FORTINET network | 3 | 1
CA-DC-020 | JUNIPER fan module | JUNIPER | 3 | 1
CA-DC-020 | JUNIPER power supply | JUNIPER network | 3 | 1
CA-DC-020 | NOKIA fan module | NOKIA | 5 | 1
CA-DC-020 | NOKIA power supply | NOKIA network | 1 | 1
CA-DC-020 | QSFP28-100G-LR4 | optics | 2 | 1
CA-DC-020 | SFP-10G-LR | optics | 2 | 2
CA-DC-021 | ARISTA fan module | ARISTA | 2 | 1
CA-DC-021 | ARISTA power supply | ARISTA network | 3 | 1
CA-DC-021 | CIENA fan module | CIENA | 1 | 1
CA-DC-021 | CIENA power supply | CIENA network | 3 | 1
CA-DC-021 | CISCO fan module | CISCO | 4 | 1
CA-DC-021 | CISCO power supply | CISCO network | 1 | 1
CA-DC-021 | FORTINET fan module | FORTINET | 1 | 1
CA-DC-021 | FORTINET power supply | FORTINET network | 2 | 1
CA-DC-021 | JUNIPER fan module | JUNIPER | 5 | 1
CA-DC-021 | JUNIPER power supply | JUNIPER network | 5 | 1
CA-DC-021 | NOKIA fan module | NOKIA | 2 | 1
CA-DC-021 | NOKIA power supply | NOKIA network | 2 | 1
CA-DC-021 | QSFP28-100G-LR4 | optics | 1 | 1
CA-DC-021 | SFP-10G-LR | optics | 4 | 1
TX-DC-022 | ARISTA fan module | ARISTA | 0 | 1
TX-DC-022 | FORTINET power supply | FORTINET network | 0 | 1
TX-DC-022 | ARISTA power supply | ARISTA network | 1 | 1
TX-DC-022 | CIENA fan module | CIENA | 2 | 1
TX-DC-022 | CIENA power supply | CIENA network | 1 | 1
TX-DC-022 | CISCO fan module | CISCO | 4 | 1
TX-DC-022 | CISCO power supply | CISCO network | 1 | 1
TX-DC-022 | FORTINET fan module | FORTINET | 4 | 1
TX-DC-022 | JUNIPER fan module | JUNIPER | 5 | 1
TX-DC-022 | JUNIPER power supply | JUNIPER network | 5 | 1
TX-DC-022 | NOKIA fan module | NOKIA | 2 | 1
TX-DC-022 | NOKIA power supply | NOKIA network | 2 | 1
TX-DC-022 | QSFP28-100G-LR4 | optics | 1 | 1
TX-DC-022 | SFP-10G-LR | optics | 6 | 2
NC-DC-023 | CIENA power supply | CIENA network | 0 | 1
NC-DC-023 | JUNIPER fan module | JUNIPER | 0 | 1
NC-DC-023 | SFP-10G-LR | optics | 0 | 2
NC-DC-023 | ARISTA fan module | ARISTA | 5 | 1
NC-DC-023 | ARISTA power supply | ARISTA network | 4 | 1
NC-DC-023 | CIENA fan module | CIENA | 5 | 1
NC-DC-023 | CISCO fan module | CISCO | 1 | 1
NC-DC-023 | CISCO power supply | CISCO network | 2 | 1
NC-DC-023 | FORTINET fan module | FORTINET | 5 | 1
NC-DC-023 | FORTINET power supply | FORTINET network | 3 | 1
NC-DC-023 | JUNIPER power supply | JUNIPER network | 4 | 1
NC-DC-023 | NOKIA fan module | NOKIA | 3 | 1
NC-DC-023 | NOKIA power supply | NOKIA network | 3 | 1
NC-DC-023 | QSFP28-100G-LR4 | optics | 1 | 1
WA-DC-024 | ARISTA fan module | ARISTA | 5 | 1
WA-DC-024 | ARISTA power supply | ARISTA network | 3 | 1
WA-DC-024 | CISCO fan module | CISCO | 3 | 1
WA-DC-024 | CISCO power supply | CISCO network | 4 | 1
WA-DC-024 | FORTINET fan module | FORTINET | 1 | 1
WA-DC-024 | FORTINET power supply | FORTINET network | 2 | 1
WA-DC-024 | JUNIPER fan module | JUNIPER | 3 | 1
WA-DC-024 | JUNIPER power supply | JUNIPER network | 3 | 1
WA-DC-024 | NOKIA fan module | NOKIA | 2 | 1
WA-DC-024 | NOKIA power supply | NOKIA network | 2 | 1
WA-DC-024 | QSFP28-100G-LR4 | optics | 2 | 1
WA-DC-024 | SFP-10G-LR | optics | 3 | 1
Note on A1: Required: yes Type: ref (from Sites) System field: SparePart.dcId
Note on B1: Part family, for example "DELL power supply", "SFP-10G-LR", "H200 SXM 141 GB board". Required: yes Type: text System field: SparePart.part
Note on C1: Required: no Type: text System field: SparePart.fits
Note on D1: Required: yes Type: integer System field: SparePart.onHand
Note on E1: The tool flags Low when the free count falls below it. Required: yes Type: integer System field: SparePart.min

## PM_Plan
task_id * | site_id * | asset_id * | kind * | task * | interval_days * | last_done * | owner
VA-DC-001-PM-024 | VA-DC-001 | VA-DC-001-LV | Electrical | Annual thermography and ATS transfer test | 365 | 2025-05-02 | Mike Johnson
VA-DC-001-PM-002 | VA-DC-001 | VA-DC-001-UPS-1 | Battery | Battery string impedance test | 182 | 2026-03-06 | Daniel Brooks
VA-DC-001-PM-003 | VA-DC-001 | VA-DC-001-UPS-2 | UPS | Quarterly inspection and thermal scan | 91 | 2026-07-08 | Daniel Brooks
VA-DC-001-PM-010 | VA-DC-001 | VA-DC-001-DG | Generator | DG load-bank test — 125 kVA set (booked in place of: annual load-bank test) | 365 | 2025-12-20 | Tom Reynolds
VA-DC-001-PM-004 | VA-DC-001 | VA-DC-001-UPS-2 | Battery | Battery string impedance test | 182 | 2026-04-20 | Sarah Chen
VA-DC-001-PM-009 | VA-DC-001 | VA-DC-001-DG | Generator | Monthly on-load run | 30 | 2026-09-20 | James Wilson
VA-DC-001-PM-014 | VA-DC-001 | VA-DC-001-CRAH-13 | Cooling | Filter change and coil clean | 91 | 2026-07-21 | Luis Alvarez
VA-DC-001-PM-021 | VA-DC-001 | VA-DC-001-FZ-02 | Fire | Gas suppression inspection | 91 | 2026-07-21 | Olivia Turner
VA-DC-001-PM-013 | VA-DC-001 | VA-DC-001-CRAH-12 | Cooling | Filter change and coil clean | 91 | 2026-07-27 | Daniel Brooks
VA-DC-001-PM-001 | VA-DC-001 | VA-DC-001-UPS-1 | UPS | Quarterly inspection and thermal scan | 91 | 2026-07-30 | David Kim
VA-DC-001-PM-015 | VA-DC-001 | VA-DC-001-CRAH-14 | Cooling | Filter change and coil clean | 91 | 2026-08-04 | Grace Patel
VA-DC-001-PM-017 | VA-DC-001 | VA-DC-001-CRAH-16 | Cooling | Filter change and coil clean | 91 | 2026-08-06 | James Wilson
VA-DC-001-PM-018 | VA-DC-001 | VA-DC-001-CRAH-17 | Cooling | Filter change and coil clean | 91 | 2026-08-07 | Daniel Brooks
VA-DC-001-PM-012 | VA-DC-001 | VA-DC-001-CRAH-11 | Cooling | Filter change and coil clean | 91 | 2026-08-11 | Karen Mitchell
VA-DC-001-PM-007 | VA-DC-001 | VA-DC-001-UPS-4 | UPS | Quarterly inspection and thermal scan | 91 | 2026-08-27 | David Kim
VA-DC-001-PM-005 | VA-DC-001 | VA-DC-001-UPS-3 | UPS | Quarterly inspection and thermal scan | 91 | 2026-08-30 | Olivia Turner
VA-DC-001-PM-019 | VA-DC-001 | VA-DC-001-CRAH-18 | Cooling | Filter change and coil clean | 91 | 2026-09-02 | James Wilson
VA-DC-001-PM-020 | VA-DC-001 | VA-DC-001-FZ-01 | Fire | Gas suppression inspection | 91 | 2026-09-03 | Luis Alvarez
VA-DC-001-PM-023 | VA-DC-001 | VA-DC-001-FZ-04 | Fire | Gas suppression inspection | 91 | 2026-09-17 | Sarah Chen
VA-DC-001-PM-022 | VA-DC-001 | VA-DC-001-FZ-03 | Fire | Gas suppression inspection | 91 | 2026-09-20 | James Wilson
VA-DC-001-PM-016 | VA-DC-001 | VA-DC-001-CRAH-15 | Cooling | Filter change and coil clean | 91 | 2026-09-21 | Karen Mitchell
VA-DC-001-PM-008 | VA-DC-001 | VA-DC-001-UPS-4 | Battery | Battery string impedance test | 182 | 2026-07-23 | Tom Reynolds
VA-DC-001-PM-011 | VA-DC-001 | VA-DC-001-BATT-01 | Battery | Discharge test (−48 V plant) | 182 | 2026-08-21 | Karen Mitchell
VA-DC-001-PM-006 | VA-DC-001 | VA-DC-001-UPS-3 | Battery | Battery string impedance test | 182 | 2026-08-31 | Grace Patel
VA-DC-001-PM-025 | VA-DC-001 | VA-DC-001-PDU | Electrical | Annual PDU thermography | 365 | 2026-03-31 | James Wilson
VA-DC-002-PM-014 | VA-DC-002 | VA-DC-002-CRAH-17 | Cooling | Filter change and coil clean | 91 | 2026-06-12 | Luis Alvarez
VA-DC-002-PM-013 | VA-DC-002 | VA-DC-002-CRAH-16 | Cooling | Filter change and coil clean | 91 | 2026-06-16 | Olivia Turner
VA-DC-002-PM-020 | VA-DC-002 | VA-DC-002-FZ-04 | Fire | Gas suppression inspection | 91 | 2026-07-16 | Emily Carter
VA-DC-002-PM-010 | VA-DC-002 | VA-DC-002-CRAH-13 | Cooling | Filter change and coil clean | 91 | 2026-07-25 | David Kim
VA-DC-002-PM-005 | VA-DC-002 | VA-DC-002-DG | Generator | Monthly on-load run | 30 | 2026-09-25 | Marcus Lee
VA-DC-002-PM-001 | VA-DC-002 | VA-DC-002-UPS-1 | UPS | Quarterly inspection and thermal scan | 91 | 2026-08-04 | Daniel Brooks
VA-DC-002-PM-008 | VA-DC-002 | VA-DC-002-CRAH-11 | Cooling | Filter change and coil clean | 91 | 2026-08-06 | Sarah Chen
VA-DC-002-PM-012 | VA-DC-002 | VA-DC-002-CRAH-15 | Cooling | Filter change and coil clean | 91 | 2026-08-06 | Emily Carter
VA-DC-002-PM-011 | VA-DC-002 | VA-DC-002-CRAH-14 | Cooling | Filter change and coil clean | 91 | 2026-08-12 | David Kim
VA-DC-002-PM-009 | VA-DC-002 | VA-DC-002-CRAH-12 | Cooling | Filter change and coil clean | 91 | 2026-08-15 | Olivia Turner
VA-DC-002-PM-003 | VA-DC-002 | VA-DC-002-UPS-2 | UPS | Quarterly inspection and thermal scan | 91 | 2026-08-19 | Tom Reynolds
VA-DC-002-PM-004 | VA-DC-002 | VA-DC-002-UPS-2 | Battery | Battery string impedance test | 182 | 2026-05-20 | Mike Johnson
VA-DC-002-PM-016 | VA-DC-002 | VA-DC-002-CDU-1 | CDU | Coolant quality and filter change | 91 | 2026-08-19 | James Wilson
VA-DC-002-PM-006 | VA-DC-002 | VA-DC-002-DG | Generator | Annual load-bank test | 365 | 2025-11-24 | David Kim
VA-DC-002-PM-018 | VA-DC-002 | VA-DC-002-FZ-02 | Fire | Gas suppression inspection | 91 | 2026-08-28 | James Wilson
VA-DC-002-PM-015 | VA-DC-002 | VA-DC-002-CRAH-18 | Cooling | Filter change and coil clean | 91 | 2026-09-02 | David Kim
VA-DC-002-PM-017 | VA-DC-002 | VA-DC-002-FZ-01 | Fire | Gas suppression inspection | 91 | 2026-09-16 | Tom Reynolds
VA-DC-002-PM-019 | VA-DC-002 | VA-DC-002-FZ-03 | Fire | Gas suppression inspection | 91 | 2026-09-19 | Karen Mitchell
VA-DC-002-PM-007 | VA-DC-002 | VA-DC-002-BATT-01 | Battery | Discharge test (−48 V plant) | 182 | 2026-06-30 | Olivia Turner
VA-DC-002-PM-002 | VA-DC-002 | VA-DC-002-UPS-1 | Battery | Battery string impedance test | 182 | 2026-07-08 | James Wilson
VA-DC-002-PM-022 | VA-DC-002 | VA-DC-002-PDU | Electrical | Annual PDU thermography | 365 | 2026-01-12 | Daniel Brooks
VA-DC-002-PM-021 | VA-DC-002 | VA-DC-002-LV | Electrical | Annual thermography and ATS transfer test | 365 | 2026-06-12 | David Kim
VA-DC-003-PM-012 | VA-DC-003 | VA-DC-003-CRAH-11 | Cooling | CRAH-11 compressor replacement (booked in place of: filter change and coil clean) | 91 | 2026-07-16 | Tom Reynolds
VA-DC-003-PM-024 | VA-DC-003 | VA-DC-003-LV | Electrical | Annual thermography and ATS transfer test | 365 | 2025-05-04 | Daniel Brooks
VA-DC-003-PM-002 | VA-DC-003 | VA-DC-003-UPS-1 | Battery | Battery string impedance test | 182 | 2026-02-15 | James Wilson
VA-DC-003-PM-019 | VA-DC-003 | VA-DC-003-CRAH-18 | Cooling | Filter change and coil clean | 91 | 2026-06-17 | Karen Mitchell
VA-DC-003-PM-018 | VA-DC-003 | VA-DC-003-CRAH-17 | Cooling | Filter change and coil clean | 91 | 2026-07-12 | Mike Johnson
VA-DC-003-PM-009 | VA-DC-003 | VA-DC-003-DG | Generator | Monthly on-load run | 30 | 2026-09-14 | David Kim
VA-DC-003-PM-014 | VA-DC-003 | VA-DC-003-CRAH-13 | Cooling | Filter change and coil clean | 91 | 2026-07-27 | James Wilson
VA-DC-003-PM-017 | VA-DC-003 | VA-DC-003-CRAH-16 | Cooling | Filter change and coil clean | 91 | 2026-08-01 | Olivia Turner
VA-DC-003-PM-007 | VA-DC-003 | VA-DC-003-UPS-4 | UPS | Quarterly inspection and thermal scan | 91 | 2026-08-08 | Karen Mitchell
VA-DC-003-PM-023 | VA-DC-003 | VA-DC-003-FZ-04 | Fire | Gas suppression inspection | 91 | 2026-08-08 | Mike Johnson
VA-DC-003-PM-013 | VA-DC-003 | VA-DC-003-CRAH-12 | Cooling | Filter change and coil clean | 91 | 2026-08-09 | Tom Reynolds
VA-DC-003-PM-021 | VA-DC-003 | VA-DC-003-FZ-02 | Fire | Gas suppression inspection | 91 | 2026-08-15 | Mike Johnson
VA-DC-003-PM-008 | VA-DC-003 | VA-DC-003-UPS-4 | Battery | Battery string impedance test | 182 | 2026-06-02 | Karen Mitchell
VA-DC-003-PM-016 | VA-DC-003 | VA-DC-003-CRAH-15 | Cooling | Filter change and coil clean | 91 | 2026-09-01 | Luis Alvarez
VA-DC-003-PM-022 | VA-DC-003 | VA-DC-003-FZ-03 | Fire | Gas suppression inspection | 91 | 2026-09-05 | Grace Patel
VA-DC-003-PM-001 | VA-DC-003 | VA-DC-003-UPS-1 | UPS | Quarterly inspection and thermal scan | 91 | 2026-09-09 | Karen Mitchell
VA-DC-003-PM-015 | VA-DC-003 | VA-DC-003-CRAH-14 | Cooling | Filter change and coil clean | 91 | 2026-09-10 | Mike Johnson
VA-DC-003-PM-003 | VA-DC-003 | VA-DC-003-UPS-2 | UPS | Quarterly inspection and thermal scan | 91 | 2026-09-14 | James Wilson
VA-DC-003-PM-020 | VA-DC-003 | VA-DC-003-FZ-01 | Fire | Gas suppression inspection | 91 | 2026-09-18 | Karen Mitchell
VA-DC-003-PM-005 | VA-DC-003 | VA-DC-003-UPS-3 | UPS | Quarterly inspection and thermal scan | 91 | 2026-09-19 | James Wilson
VA-DC-003-PM-004 | VA-DC-003 | VA-DC-003-UPS-2 | Battery | Battery string impedance test | 182 | 2026-07-08 | Karen Mitchell
VA-DC-003-PM-006 | VA-DC-003 | VA-DC-003-UPS-3 | Battery | Battery string impedance test | 182 | 2026-07-15 | Tom Reynolds
VA-DC-003-PM-010 | VA-DC-003 | VA-DC-003-DG | Generator | Annual load-bank test | 365 | 2026-02-03 | Daniel Brooks
VA-DC-003-PM-011 | VA-DC-003 | VA-DC-003-BATT-01 | Battery | Discharge test (−48 V plant) | 182 | 2026-08-28 | David Kim
VA-DC-003-PM-025 | VA-DC-003 | VA-DC-003-PDU | Electrical | Annual PDU thermography | 365 | 2026-06-17 | Tom Reynolds
VA-DC-004-PM-005 | VA-DC-004 | VA-DC-004-DG | Generator | Monthly on-load run | 30 | 2026-09-02 | Karen Mitchell
VA-DC-004-PM-003 | VA-DC-004 | VA-DC-004-UPS-2 | UPS | Quarterly inspection and thermal scan | 91 | 2026-07-14 | Luis Alvarez
VA-DC-004-PM-008 | VA-DC-004 | VA-DC-004-CRAH-11 | Cooling | Filter change and coil clean | 91 | 2026-07-19 | Daniel Brooks
VA-DC-004-PM-012 | VA-DC-004 | VA-DC-004-FZ-01 | Fire | Gas suppression inspection | 91 | 2026-07-26 | Emily Carter
VA-DC-004-PM-011 | VA-DC-004 | VA-DC-004-CRAH-14 | Cooling | Filter change and coil clean | 91 | 2026-07-28 | Karen Mitchell
VA-DC-004-PM-010 | VA-DC-004 | VA-DC-004-CRAH-13 | Cooling | Filter change and coil clean | 91 | 2026-08-03 | Sarah Chen
VA-DC-004-PM-013 | VA-DC-004 | VA-DC-004-FZ-02 | Fire | Gas suppression inspection | 91 | 2026-08-03 | Emily Carter
VA-DC-004-PM-015 | VA-DC-004 | VA-DC-004-PDU | Electrical | Annual PDU thermography | 365 | 2025-11-05 | Marcus Lee
VA-DC-004-PM-001 | VA-DC-004 | VA-DC-004-UPS-1 | UPS | Quarterly inspection and thermal scan | 91 | 2026-09-02 | James Wilson
VA-DC-004-PM-009 | VA-DC-004 | VA-DC-004-CRAH-12 | Cooling | Filter change and coil clean | 91 | 2026-09-09 | Karen Mitchell
VA-DC-004-PM-004 | VA-DC-004 | VA-DC-004-UPS-2 | Battery | Battery string impedance test | 182 | 2026-06-28 | Karen Mitchell
VA-DC-004-PM-014 | VA-DC-004 | VA-DC-004-LV | Electrical | Annual thermography and ATS transfer test | 365 | 2026-01-10 | Daniel Brooks
VA-DC-004-PM-007 | VA-DC-004 | VA-DC-004-BATT-01 | Battery | Discharge test (−48 V plant) | 182 | 2026-07-16 | David Kim
VA-DC-004-PM-002 | VA-DC-004 | VA-DC-004-UPS-1 | Battery | Battery string impedance test | 182 | 2026-09-10 | Olivia Turner
VA-DC-004-PM-006 | VA-DC-004 | VA-DC-004-DG | Generator | Annual load-bank test | 365 | 2026-08-01 | Mike Johnson
TX-DC-005-PM-009 | TX-DC-005 | TX-DC-005-DG | Generator | Monthly on-load run | 30 | 2026-09-02 | Olivia Turner
TX-DC-005-PM-022 | TX-DC-005 | TX-DC-005-FZ-03 | Fire | Gas suppression inspection | 91 | 2026-07-10 | Sarah Chen
TX-DC-005-PM-016 | TX-DC-005 | TX-DC-005-CRAH-15 | Cooling | Filter change and coil clean | 91 | 2026-07-14 | James Wilson
TX-DC-005-PM-001 | TX-DC-005 | TX-DC-005-UPS-1 | UPS | Quarterly inspection and thermal scan | 91 | 2026-07-16 | Tom Reynolds
TX-DC-005-PM-012 | TX-DC-005 | TX-DC-005-CRAH-11 | Cooling | Filter change and coil clean | 91 | 2026-07-25 | Mike Johnson
TX-DC-005-PM-002 | TX-DC-005 | TX-DC-005-UPS-1 | Battery | Battery string impedance test | 182 | 2026-04-26 | Emily Carter
TX-DC-005-PM-019 | TX-DC-005 | TX-DC-005-CRAH-18 | Cooling | Filter change and coil clean | 91 | 2026-08-05 | Mike Johnson
TX-DC-005-PM-014 | TX-DC-005 | TX-DC-005-CRAH-13 | Cooling | Filter change and coil clean | 91 | 2026-08-06 | Emily Carter
TX-DC-005-PM-018 | TX-DC-005 | TX-DC-005-CRAH-17 | Cooling | Filter change and coil clean | 91 | 2026-08-17 | Sarah Chen
TX-DC-005-PM-023 | TX-DC-005 | TX-DC-005-FZ-04 | Fire | Gas suppression inspection | 91 | 2026-08-22 | Tom Reynolds
TX-DC-005-PM-021 | TX-DC-005 | TX-DC-005-FZ-02 | Fire | Gas suppression inspection | 91 | 2026-08-26 | Marcus Lee
TX-DC-005-PM-005 | TX-DC-005 | TX-DC-005-UPS-3 | UPS | Quarterly inspection and thermal scan | 91 | 2026-09-04 | Karen Mitchell
TX-DC-005-PM-007 | TX-DC-005 | TX-DC-005-UPS-4 | UPS | Quarterly inspection and thermal scan | 91 | 2026-09-07 | Tom Reynolds
TX-DC-005-PM-015 | TX-DC-005 | TX-DC-005-CRAH-14 | Cooling | Filter change and coil clean | 91 | 2026-09-09 | Olivia Turner
TX-DC-005-PM-017 | TX-DC-005 | TX-DC-005-CRAH-16 | Cooling | Filter change and coil clean | 91 | 2026-09-13 | Karen Mitchell
TX-DC-005-PM-013 | TX-DC-005 | TX-DC-005-CRAH-12 | Cooling | Filter change and coil clean | 91 | 2026-09-16 | Sarah Chen
TX-DC-005-PM-008 | TX-DC-005 | TX-DC-005-UPS-4 | Battery | Battery string impedance test | 182 | 2026-06-18 | James Wilson
TX-DC-005-PM-003 | TX-DC-005 | TX-DC-005-UPS-2 | UPS | Quarterly inspection and thermal scan | 91 | 2026-09-19 | Sarah Chen
TX-DC-005-PM-020 | TX-DC-005 | TX-DC-005-FZ-01 | Fire | Gas suppression inspection | 91 | 2026-09-20 | Grace Patel
TX-DC-005-PM-004 | TX-DC-005 | TX-DC-005-UPS-2 | Battery | Battery string impedance test | 182 | 2026-07-12 | Sarah Chen
TX-DC-005-PM-024 | TX-DC-005 | TX-DC-005-LV | Electrical | Annual thermography and ATS transfer test | 365 | 2026-01-16 | Grace Patel
TX-DC-005-PM-006 | TX-DC-005 | TX-DC-005-UPS-3 | Battery | Battery string impedance test | 182 | 2026-08-03 | Tom Reynolds
TX-DC-005-PM-011 | TX-DC-005 | TX-DC-005-BATT-01 | Battery | Discharge test (−48 V plant) | 182 | 2026-08-09 | Luis Alvarez
TX-DC-005-PM-010 | TX-DC-005 | TX-DC-005-DG | Generator | Annual load-bank test | 365 | 2026-03-18 | Olivia Turner
TX-DC-005-PM-025 | TX-DC-005 | TX-DC-005-PDU | Electrical | Annual PDU thermography | 365 | 2026-09-01 | Marcus Lee
TX-DC-006-PM-023 | TX-DC-006 | TX-DC-006-FZ-04 | Fire | Gas suppression inspection | 91 | 2026-06-27 | Sarah Chen
TX-DC-006-PM-022 | TX-DC-006 | TX-DC-006-FZ-03 | Fire | Gas suppression inspection | 91 | 2026-07-01 | Mike Johnson
TX-DC-006-PM-009 | TX-DC-006 | TX-DC-006-DG | Generator | Monthly on-load run | 30 | 2026-09-01 | David Kim
TX-DC-006-PM-016 | TX-DC-006 | TX-DC-006-CRAH-15 | Cooling | Filter change and coil clean | 91 | 2026-07-11 | David Kim
TX-DC-006-PM-007 | TX-DC-006 | TX-DC-006-UPS-4 | UPS | Quarterly inspection and thermal scan | 91 | 2026-07-16 | Karen Mitchell
TX-DC-006-PM-013 | TX-DC-006 | TX-DC-006-CRAH-12 | Cooling | Filter change and coil clean | 91 | 2026-07-16 | Olivia Turner
TX-DC-006-PM-020 | TX-DC-006 | TX-DC-006-FZ-01 | Fire | Gas suppression inspection | 91 | 2026-07-17 | Marcus Lee
TX-DC-006-PM-010 | TX-DC-006 | TX-DC-006-DG | Generator | Annual load-bank test | 365 | 2025-10-20 | Olivia Turner
TX-DC-006-PM-024 | TX-DC-006 | TX-DC-006-LV | Electrical | Annual thermography and ATS transfer test | 365 | 2025-10-20 | Tom Reynolds
TX-DC-006-PM-001 | TX-DC-006 | TX-DC-006-UPS-1 | UPS | Quarterly inspection and thermal scan | 91 | 2026-07-23 | James Wilson
TX-DC-006-PM-006 | TX-DC-006 | TX-DC-006-UPS-3 | Battery | Battery string impedance test | 182 | 2026-04-27 | Olivia Turner
TX-DC-006-PM-021 | TX-DC-006 | TX-DC-006-FZ-02 | Fire | Gas suppression inspection | 91 | 2026-07-27 | Olivia Turner
TX-DC-006-PM-018 | TX-DC-006 | TX-DC-006-CRAH-17 | Cooling | Filter change and coil clean | 91 | 2026-08-01 | Mike Johnson
TX-DC-006-PM-014 | TX-DC-006 | TX-DC-006-CRAH-13 | Cooling | Filter change and coil clean | 91 | 2026-08-08 | Karen Mitchell
TX-DC-006-PM-012 | TX-DC-006 | TX-DC-006-CRAH-11 | Cooling | Filter change and coil clean | 91 | 2026-08-10 | Olivia Turner
TX-DC-006-PM-017 | TX-DC-006 | TX-DC-006-CRAH-16 | Cooling | Filter change and coil clean | 91 | 2026-08-17 | David Kim
TX-DC-006-PM-015 | TX-DC-006 | TX-DC-006-CRAH-14 | Cooling | Filter change and coil clean | 91 | 2026-08-19 | Grace Patel
TX-DC-006-PM-003 | TX-DC-006 | TX-DC-006-UPS-2 | UPS | Quarterly inspection and thermal scan | 91 | 2026-08-30 | James Wilson
TX-DC-006-PM-019 | TX-DC-006 | TX-DC-006-CRAH-18 | Cooling | Filter change and coil clean | 91 | 2026-09-05 | James Wilson
TX-DC-006-PM-005 | TX-DC-006 | TX-DC-006-UPS-3 | UPS | Quarterly inspection and thermal scan | 91 | 2026-09-19 | Luis Alvarez
TX-DC-006-PM-004 | TX-DC-006 | TX-DC-006-UPS-2 | Battery | Battery string impedance test | 182 | 2026-07-06 | Emily Carter
TX-DC-006-PM-011 | TX-DC-006 | TX-DC-006-BATT-01 | Battery | Discharge test (−48 V plant) | 182 | 2026-07-15 | Luis Alvarez
TX-DC-006-PM-002 | TX-DC-006 | TX-DC-006-UPS-1 | Battery | Battery string impedance test | 182 | 2026-07-20 | Daniel Brooks
TX-DC-006-PM-008 | TX-DC-006 | TX-DC-006-UPS-4 | Battery | Battery string impedance test | 182 | 2026-07-26 | Karen Mitchell
TX-DC-006-PM-025 | TX-DC-006 | TX-DC-006-PDU | Electrical | Annual PDU thermography | 365 | 2026-04-09 | Marcus Lee
TX-DC-007-PM-005 | TX-DC-007 | TX-DC-007-DG | Generator | Monthly on-load run | 30 | 2026-09-01 | James Wilson
TX-DC-007-PM-016 | TX-DC-007 | TX-DC-007-FZ-01 | Fire | Gas suppression inspection | 91 | 2026-07-13 | David Kim
TX-DC-007-PM-011 | TX-DC-007 | TX-DC-007-CRAH-14 | Cooling | Filter change and coil clean | 91 | 2026-07-16 | David Kim
TX-DC-007-PM-019 | TX-DC-007 | TX-DC-007-FZ-04 | Fire | Gas suppression inspection | 91 | 2026-07-17 | Karen Mitchell
TX-DC-007-PM-014 | TX-DC-007 | TX-DC-007-CRAH-17 | Cooling | Filter change and coil clean | 91 | 2026-07-18 | Sarah Chen
TX-DC-007-PM-012 | TX-DC-007 | TX-DC-007-CRAH-15 | Cooling | Filter change and coil clean | 91 | 2026-07-24 | Mike Johnson
TX-DC-007-PM-009 | TX-DC-007 | TX-DC-007-CRAH-12 | Cooling | Filter change and coil clean | 91 | 2026-08-10 | Emily Carter
TX-DC-007-PM-017 | TX-DC-007 | TX-DC-007-FZ-02 | Fire | Gas suppression inspection | 91 | 2026-08-12 | David Kim
TX-DC-007-PM-001 | TX-DC-007 | TX-DC-007-UPS-1 | UPS | Quarterly inspection and thermal scan | 91 | 2026-08-14 | Daniel Brooks
TX-DC-007-PM-018 | TX-DC-007 | TX-DC-007-FZ-03 | Fire | Gas suppression inspection | 91 | 2026-08-24 | David Kim
TX-DC-007-PM-003 | TX-DC-007 | TX-DC-007-UPS-2 | UPS | Quarterly inspection and thermal scan | 91 | 2026-09-08 | James Wilson
TX-DC-007-PM-010 | TX-DC-007 | TX-DC-007-CRAH-13 | Cooling | Filter change and coil clean | 91 | 2026-09-12 | Marcus Lee
TX-DC-007-PM-004 | TX-DC-007 | TX-DC-007-UPS-2 | Battery | Battery string impedance test | 182 | 2026-06-22 | Tom Reynolds
TX-DC-007-PM-013 | TX-DC-007 | TX-DC-007-CRAH-16 | Cooling | Filter change and coil clean | 91 | 2026-09-22 | Olivia Turner
TX-DC-007-PM-015 | TX-DC-007 | TX-DC-007-CRAH-18 | Cooling | Filter change and coil clean | 91 | 2026-09-22 | Emily Carter
TX-DC-007-PM-008 | TX-DC-007 | TX-DC-007-CRAH-11 | Cooling | Filter change and coil clean | 91 | 2026-09-24 | Luis Alvarez
TX-DC-007-PM-007 | TX-DC-007 | TX-DC-007-BATT-01 | Battery | Discharge test (−48 V plant) | 182 | 2026-07-06 | James Wilson
TX-DC-007-PM-020 | TX-DC-007 | TX-DC-007-LV | Electrical | Annual thermography and ATS transfer test | 365 | 2026-01-05 | Emily Carter
TX-DC-007-PM-021 | TX-DC-007 | TX-DC-007-PDU | Electrical | Annual PDU thermography | 365 | 2026-02-19 | Mike Johnson
TX-DC-007-PM-002 | TX-DC-007 | TX-DC-007-UPS-1 | Battery | Battery string impedance test | 182 | 2026-09-25 | James Wilson
TX-DC-007-PM-006 | TX-DC-007 | TX-DC-007-DG | Generator | Annual load-bank test | 365 | 2026-09-24 | Marcus Lee
CA-DC-008-PM-009 | CA-DC-008 | CA-DC-008-DG | Generator | Monthly on-load run | 30 | 2026-09-09 | Mike Johnson
CA-DC-008-PM-017 | CA-DC-008 | CA-DC-008-CRAH-16 | Cooling | Filter change and coil clean | 91 | 2026-07-12 | Tom Reynolds
CA-DC-008-PM-016 | CA-DC-008 | CA-DC-008-CRAH-15 | Cooling | Filter change and coil clean | 91 | 2026-07-15 | Emily Carter
CA-DC-008-PM-012 | CA-DC-008 | CA-DC-008-CRAH-11 | Cooling | Filter change and coil clean | 91 | 2026-07-17 | Olivia Turner
CA-DC-008-PM-025 | CA-DC-008 | CA-DC-008-PDU | Electrical | Annual PDU thermography | 365 | 2025-10-20 | Sarah Chen
CA-DC-008-PM-021 | CA-DC-008 | CA-DC-008-FZ-02 | Fire | Gas suppression inspection | 91 | 2026-07-29 | Tom Reynolds
CA-DC-008-PM-008 | CA-DC-008 | CA-DC-008-UPS-4 | Battery | Battery string impedance test | 182 | 2026-05-01 | Tom Reynolds
CA-DC-008-PM-018 | CA-DC-008 | CA-DC-008-CRAH-17 | Cooling | Filter change and coil clean | 91 | 2026-08-05 | Olivia Turner
CA-DC-008-PM-020 | CA-DC-008 | CA-DC-008-FZ-01 | Fire | Gas suppression inspection | 91 | 2026-08-08 | Emily Carter
CA-DC-008-PM-014 | CA-DC-008 | CA-DC-008-CRAH-13 | Cooling | Filter change and coil clean | 91 | 2026-08-14 | Marcus Lee
CA-DC-008-PM-015 | CA-DC-008 | CA-DC-008-CRAH-14 | Cooling | Filter change and coil clean | 91 | 2026-08-16 | Karen Mitchell
CA-DC-008-PM-001 | CA-DC-008 | CA-DC-008-UPS-1 | UPS | Quarterly inspection and thermal scan | 91 | 2026-08-29 | Mike Johnson
CA-DC-008-PM-003 | CA-DC-008 | CA-DC-008-UPS-2 | UPS | Quarterly inspection and thermal scan | 91 | 2026-09-03 | Sarah Chen
CA-DC-008-PM-013 | CA-DC-008 | CA-DC-008-CRAH-12 | Cooling | Filter change and coil clean | 91 | 2026-09-06 | Karen Mitchell
CA-DC-008-PM-022 | CA-DC-008 | CA-DC-008-FZ-03 | Fire | Gas suppression inspection | 91 | 2026-09-10 | Marcus Lee
CA-DC-008-PM-023 | CA-DC-008 | CA-DC-008-FZ-04 | Fire | Gas suppression inspection | 91 | 2026-09-13 | Marcus Lee
CA-DC-008-PM-005 | CA-DC-008 | CA-DC-008-UPS-3 | UPS | Quarterly inspection and thermal scan | 91 | 2026-09-14 | Karen Mitchell
CA-DC-008-PM-007 | CA-DC-008 | CA-DC-008-UPS-4 | UPS | Quarterly inspection and thermal scan | 91 | 2026-09-23 | Emily Carter
CA-DC-008-PM-019 | CA-DC-008 | CA-DC-008-CRAH-18 | Cooling | Filter change and coil clean | 91 | 2026-09-23 | Emily Carter
CA-DC-008-PM-006 | CA-DC-008 | CA-DC-008-UPS-3 | Battery | Battery string impedance test | 182 | 2026-06-28 | Olivia Turner
CA-DC-008-PM-004 | CA-DC-008 | CA-DC-008-UPS-2 | Battery | Battery string impedance test | 182 | 2026-08-06 | Sarah Chen
CA-DC-008-PM-002 | CA-DC-008 | CA-DC-008-UPS-1 | Battery | Battery string impedance test | 182 | 2026-08-11 | Grace Patel
CA-DC-008-PM-011 | CA-DC-008 | CA-DC-008-BATT-01 | Battery | Discharge test (−48 V plant) | 182 | 2026-09-06 | Grace Patel
CA-DC-008-PM-024 | CA-DC-008 | CA-DC-008-LV | Electrical | Annual thermography and ATS transfer test | 365 | 2026-07-19 | Emily Carter
CA-DC-008-PM-010 | CA-DC-008 | CA-DC-008-DG | Generator | Annual load-bank test | 365 | 2026-09-02 | Daniel Brooks
IL-DC-009-PM-002 | IL-DC-009 | IL-DC-009-UPS-1 | Battery | Battery string impedance test | 182 | 2026-01-24 | Luis Alvarez
IL-DC-009-PM-022 | IL-DC-009 | IL-DC-009-FZ-03 | Fire | Gas suppression inspection | 91 | 2026-06-27 | Tom Reynolds
IL-DC-009-PM-009 | IL-DC-009 | IL-DC-009-DG | Generator | Monthly on-load run | 30 | 2026-09-11 | Daniel Brooks
IL-DC-009-PM-012 | IL-DC-009 | IL-DC-009-CRAH-11 | Cooling | Filter change and coil clean | 91 | 2026-07-18 | David Kim
IL-DC-009-PM-018 | IL-DC-009 | IL-DC-009-CRAH-17 | Cooling | Filter change and coil clean | 91 | 2026-07-20 | Tom Reynolds
IL-DC-009-PM-017 | IL-DC-009 | IL-DC-009-CRAH-16 | Cooling | Filter change and coil clean | 91 | 2026-07-25 | Daniel Brooks
IL-DC-009-PM-023 | IL-DC-009 | IL-DC-009-FZ-04 | Fire | Gas suppression inspection | 91 | 2026-07-30 | Emily Carter
IL-DC-009-PM-021 | IL-DC-009 | IL-DC-009-FZ-02 | Fire | Gas suppression inspection | 91 | 2026-08-03 | James Wilson
IL-DC-009-PM-024 | IL-DC-009 | IL-DC-009-LV | Electrical | Annual thermography and ATS transfer test | 365 | 2025-11-06 | Daniel Brooks
IL-DC-009-PM-004 | IL-DC-009 | IL-DC-009-UPS-2 | Battery | Battery string impedance test | 182 | 2026-05-10 | David Kim
IL-DC-009-PM-016 | IL-DC-009 | IL-DC-009-CRAH-15 | Cooling | Filter change and coil clean | 91 | 2026-08-11 | David Kim
IL-DC-009-PM-005 | IL-DC-009 | IL-DC-009-UPS-3 | UPS | Quarterly inspection and thermal scan | 91 | 2026-08-12 | Karen Mitchell
IL-DC-009-PM-019 | IL-DC-009 | IL-DC-009-CRAH-18 | Cooling | Filter change and coil clean | 91 | 2026-08-12 | Karen Mitchell
IL-DC-009-PM-020 | IL-DC-009 | IL-DC-009-FZ-01 | Fire | Gas suppression inspection | 91 | 2026-08-12 | Daniel Brooks
IL-DC-009-PM-003 | IL-DC-009 | IL-DC-009-UPS-2 | UPS | Quarterly inspection and thermal scan | 91 | 2026-08-16 | David Kim
IL-DC-009-PM-013 | IL-DC-009 | IL-DC-009-CRAH-12 | Cooling | Filter change and coil clean | 91 | 2026-08-18 | Sarah Chen
IL-DC-009-PM-007 | IL-DC-009 | IL-DC-009-UPS-4 | UPS | Quarterly inspection and thermal scan | 91 | 2026-08-19 | Marcus Lee
IL-DC-009-PM-014 | IL-DC-009 | IL-DC-009-CRAH-13 | Cooling | Filter change and coil clean | 91 | 2026-08-21 | Marcus Lee
IL-DC-009-PM-011 | IL-DC-009 | IL-DC-009-BATT-01 | Battery | Discharge test (−48 V plant) | 182 | 2026-06-04 | Mike Johnson
IL-DC-009-PM-001 | IL-DC-009 | IL-DC-009-UPS-1 | UPS | Quarterly inspection and thermal scan | 91 | 2026-09-08 | Luis Alvarez
IL-DC-009-PM-015 | IL-DC-009 | IL-DC-009-CRAH-14 | Cooling | Filter change and coil clean | 91 | 2026-09-24 | Tom Reynolds
IL-DC-009-PM-008 | IL-DC-009 | IL-DC-009-UPS-4 | Battery | Battery string impedance test | 182 | 2026-09-12 | David Kim
IL-DC-009-PM-025 | IL-DC-009 | IL-DC-009-PDU | Electrical | Annual PDU thermography | 365 | 2026-03-18 | Grace Patel
IL-DC-009-PM-006 | IL-DC-009 | IL-DC-009-UPS-3 | Battery | Battery string impedance test | 182 | 2026-09-23 | Grace Patel
IL-DC-009-PM-010 | IL-DC-009 | IL-DC-009-DG | Generator | Annual load-bank test | 365 | 2026-08-04 | Marcus Lee
AZ-DC-010-PM-014 | AZ-DC-010 | AZ-DC-010-LV | Electrical | Annual thermography and ATS transfer test | 365 | 2025-07-02 | Emily Carter
AZ-DC-010-PM-001 | AZ-DC-010 | AZ-DC-010-UPS-1 | UPS | Quarterly inspection and thermal scan | 91 | 2026-05-26 | Sarah Chen
AZ-DC-010-PM-012 | AZ-DC-010 | AZ-DC-010-FZ-01 | Fire | Gas suppression inspection | 91 | 2026-07-15 | Mike Johnson
AZ-DC-010-PM-011 | AZ-DC-010 | AZ-DC-010-CRAH-14 | Cooling | Filter change and coil clean | 91 | 2026-07-19 | Olivia Turner
AZ-DC-010-PM-013 | AZ-DC-010 | AZ-DC-010-FZ-02 | Fire | Gas suppression inspection | 91 | 2026-07-20 | Mike Johnson
AZ-DC-010-PM-005 | AZ-DC-010 | AZ-DC-010-DG | Generator | Monthly on-load run | 30 | 2026-09-20 | David Kim
AZ-DC-010-PM-008 | AZ-DC-010 | AZ-DC-010-CRAH-11 | Cooling | Filter change and coil clean | 91 | 2026-07-24 | Tom Reynolds
AZ-DC-010-PM-009 | AZ-DC-010 | AZ-DC-010-CRAH-12 | Cooling | Filter change and coil clean | 91 | 2026-08-18 | Daniel Brooks
AZ-DC-010-PM-006 | AZ-DC-010 | AZ-DC-010-DG | Generator | Annual load-bank test | 365 | 2025-11-26 | Luis Alvarez
AZ-DC-010-PM-002 | AZ-DC-010 | AZ-DC-010-UPS-1 | Battery | Battery string impedance test | 182 | 2026-05-29 | Luis Alvarez
AZ-DC-010-PM-015 | AZ-DC-010 | AZ-DC-010-PDU | Electrical | Annual PDU thermography | 365 | 2025-12-02 | Tom Reynolds
AZ-DC-010-PM-010 | AZ-DC-010 | AZ-DC-010-CRAH-13 | Cooling | Filter change and coil clean | 91 | 2026-09-05 | Grace Patel
AZ-DC-010-PM-004 | AZ-DC-010 | AZ-DC-010-UPS-2 | Battery | Battery string impedance test | 182 | 2026-06-08 | Karen Mitchell
AZ-DC-010-PM-003 | AZ-DC-010 | AZ-DC-010-UPS-2 | UPS | Quarterly inspection and thermal scan | 91 | 2026-09-08 | Marcus Lee
AZ-DC-010-PM-007 | AZ-DC-010 | AZ-DC-010-BATT-01 | Battery | Discharge test (−48 V plant) | 182 | 2026-07-20 | Grace Patel
GA-DC-011-PM-004 | GA-DC-011 | GA-DC-011-UPS-2 | Battery | Battery string impedance test | 182 | 2026-02-22 | Mike Johnson
GA-DC-011-PM-009 | GA-DC-011 | GA-DC-011-DG | Generator | Monthly on-load run | 30 | 2026-09-14 | Olivia Turner
GA-DC-011-PM-016 | GA-DC-011 | GA-DC-011-CRAH-15 | Cooling | Filter change and coil clean | 91 | 2026-07-15 | Olivia Turner
GA-DC-011-PM-001 | GA-DC-011 | GA-DC-011-UPS-1 | UPS | Quarterly inspection and thermal scan | 91 | 2026-07-16 | Grace Patel
GA-DC-011-PM-005 | GA-DC-011 | GA-DC-011-UPS-3 | UPS | Quarterly inspection and thermal scan | 91 | 2026-07-22 | Mike Johnson
GA-DC-011-PM-022 | GA-DC-011 | GA-DC-011-FZ-03 | Fire | Gas suppression inspection | 91 | 2026-07-22 | Mike Johnson
GA-DC-011-PM-013 | GA-DC-011 | GA-DC-011-CRAH-12 | Cooling | Filter change and coil clean | 91 | 2026-07-24 | Emily Carter
GA-DC-011-PM-012 | GA-DC-011 | GA-DC-011-CRAH-11 | Cooling | Filter change and coil clean | 91 | 2026-07-26 | Emily Carter
GA-DC-011-PM-008 | GA-DC-011 | GA-DC-011-UPS-4 | Battery | Battery string impedance test | 182 | 2026-05-02 | Sarah Chen
GA-DC-011-PM-017 | GA-DC-011 | GA-DC-011-CRAH-16 | Cooling | Filter change and coil clean | 91 | 2026-08-02 | Olivia Turner
GA-DC-011-PM-020 | GA-DC-011 | GA-DC-011-FZ-01 | Fire | Gas suppression inspection | 91 | 2026-08-03 | Olivia Turner
GA-DC-011-PM-014 | GA-DC-011 | GA-DC-011-CRAH-13 | Cooling | Filter change and coil clean | 91 | 2026-08-08 | Daniel Brooks
GA-DC-011-PM-007 | GA-DC-011 | GA-DC-011-UPS-4 | UPS | Quarterly inspection and thermal scan | 91 | 2026-08-11 | Emily Carter
GA-DC-011-PM-024 | GA-DC-011 | GA-DC-011-LV | Electrical | Annual thermography and ATS transfer test | 365 | 2025-11-17 | Mike Johnson
GA-DC-011-PM-015 | GA-DC-011 | GA-DC-011-CRAH-14 | Cooling | Filter change and coil clean | 91 | 2026-08-26 | Olivia Turner
GA-DC-011-PM-023 | GA-DC-011 | GA-DC-011-FZ-04 | Fire | Gas suppression inspection | 91 | 2026-08-30 | Marcus Lee
GA-DC-011-PM-021 | GA-DC-011 | GA-DC-011-FZ-02 | Fire | Gas suppression inspection | 91 | 2026-09-03 | Mike Johnson
GA-DC-011-PM-003 | GA-DC-011 | GA-DC-011-UPS-2 | UPS | Quarterly inspection and thermal scan | 91 | 2026-09-14 | Olivia Turner
GA-DC-011-PM-019 | GA-DC-011 | GA-DC-011-CRAH-18 | Cooling | Filter change and coil clean | 91 | 2026-09-14 | Olivia Turner
GA-DC-011-PM-018 | GA-DC-011 | GA-DC-011-CRAH-17 | Cooling | Filter change and coil clean | 91 | 2026-09-24 | Sarah Chen
GA-DC-011-PM-002 | GA-DC-011 | GA-DC-011-UPS-1 | Battery | Battery string impedance test | 182 | 2026-06-29 | Tom Reynolds
GA-DC-011-PM-011 | GA-DC-011 | GA-DC-011-BATT-01 | Battery | Discharge test (−48 V plant) | 182 | 2026-07-03 | Mike Johnson
GA-DC-011-PM-010 | GA-DC-011 | GA-DC-011-DG | Generator | Annual load-bank test | 365 | 2026-02-21 | Luis Alvarez
GA-DC-011-PM-006 | GA-DC-011 | GA-DC-011-UPS-3 | Battery | Battery string impedance test | 182 | 2026-09-23 | Karen Mitchell
GA-DC-011-PM-025 | GA-DC-011 | GA-DC-011-PDU | Electrical | Annual PDU thermography | 365 | 2026-09-15 | Sarah Chen
NJ-DC-012-PM-005 | NJ-DC-012 | NJ-DC-012-DG | Generator | Monthly on-load run | 30 | 2026-08-25 | James Wilson
NJ-DC-012-PM-011 | NJ-DC-012 | NJ-DC-012-CRAH-14 | Cooling | Filter change and coil clean | 91 | 2026-07-07 | Luis Alvarez
NJ-DC-012-PM-010 | NJ-DC-012 | NJ-DC-012-CRAH-13 | Cooling | Filter change and coil clean | 91 | 2026-07-22 | Mike Johnson
NJ-DC-012-PM-002 | NJ-DC-012 | NJ-DC-012-UPS-1 | Battery | Battery string impedance test | 182 | 2026-04-23 | David Kim
NJ-DC-012-PM-003 | NJ-DC-012 | NJ-DC-012-UPS-2 | UPS | Quarterly inspection and thermal scan | 91 | 2026-08-06 | Luis Alvarez
NJ-DC-012-PM-008 | NJ-DC-012 | NJ-DC-012-CRAH-11 | Cooling | Filter change and coil clean | 91 | 2026-08-11 | Luis Alvarez
NJ-DC-012-PM-013 | NJ-DC-012 | NJ-DC-012-FZ-02 | Fire | Gas suppression inspection | 91 | 2026-08-20 | David Kim
NJ-DC-012-PM-009 | NJ-DC-012 | NJ-DC-012-CRAH-12 | Cooling | Filter change and coil clean | 91 | 2026-08-28 | David Kim
NJ-DC-012-PM-012 | NJ-DC-012 | NJ-DC-012-FZ-01 | Fire | Gas suppression inspection | 91 | 2026-09-02 | Sarah Chen
NJ-DC-012-PM-001 | NJ-DC-012 | NJ-DC-012-UPS-1 | UPS | Quarterly inspection and thermal scan | 91 | 2026-09-03 | Luis Alvarez
NJ-DC-012-PM-004 | NJ-DC-012 | NJ-DC-012-UPS-2 | Battery | Battery string impedance test | 182 | 2026-06-04 | Olivia Turner
NJ-DC-012-PM-007 | NJ-DC-012 | NJ-DC-012-BATT-01 | Battery | Discharge test (−48 V plant) | 182 | 2026-06-05 | Marcus Lee
NJ-DC-012-PM-015 | NJ-DC-012 | NJ-DC-012-PDU | Electrical | Annual PDU thermography | 365 | 2025-12-05 | Tom Reynolds
NJ-DC-012-PM-006 | NJ-DC-012 | NJ-DC-012-DG | Generator | Annual load-bank test | 365 | 2026-05-23 | Sarah Chen
NJ-DC-012-PM-014 | NJ-DC-012 | NJ-DC-012-LV | Electrical | Annual thermography and ATS transfer test | 365 | 2026-07-19 | Emily Carter
OR-DC-014-PM-005 | OR-DC-014 | OR-DC-014-DG | Generator | Monthly on-load run | 30 | 2026-08-26 | David Kim
OR-DC-014-PM-009 | OR-DC-014 | OR-DC-014-CRAH-12 | Cooling | Filter change and coil clean | 91 | 2026-07-11 | Marcus Lee
OR-DC-014-PM-011 | OR-DC-014 | OR-DC-014-CRAH-14 | Cooling | Filter change and coil clean | 91 | 2026-07-11 | Olivia Turner
OR-DC-014-PM-016 | OR-DC-014 | OR-DC-014-FZ-01 | Fire | Gas suppression inspection | 91 | 2026-07-12 | Karen Mitchell
OR-DC-014-PM-014 | OR-DC-014 | OR-DC-014-CRAH-17 | Cooling | Filter change and coil clean | 91 | 2026-07-17 | Marcus Lee
OR-DC-014-PM-013 | OR-DC-014 | OR-DC-014-CRAH-16 | Cooling | Filter change and coil clean | 91 | 2026-07-20 | Olivia Turner
OR-DC-014-PM-017 | OR-DC-014 | OR-DC-014-FZ-02 | Fire | Gas suppression inspection | 91 | 2026-07-28 | Marcus Lee
OR-DC-014-PM-010 | OR-DC-014 | OR-DC-014-CRAH-13 | Cooling | Filter change and coil clean | 91 | 2026-08-07 | Olivia Turner
OR-DC-014-PM-020 | OR-DC-014 | OR-DC-014-LV | Electrical | Annual thermography and ATS transfer test | 365 | 2025-11-17 | Tom Reynolds
OR-DC-014-PM-008 | OR-DC-014 | OR-DC-014-CRAH-11 | Cooling | Filter change and coil clean | 91 | 2026-08-22 | Luis Alvarez
OR-DC-014-PM-019 | OR-DC-014 | OR-DC-014-FZ-04 | Fire | Gas suppression inspection | 91 | 2026-08-27 | Emily Carter
OR-DC-014-PM-012 | OR-DC-014 | OR-DC-014-CRAH-15 | Cooling | Filter change and coil clean | 91 | 2026-08-28 | Luis Alvarez
OR-DC-014-PM-015 | OR-DC-014 | OR-DC-014-CRAH-18 | Cooling | Filter change and coil clean | 91 | 2026-09-11 | Emily Carter
OR-DC-014-PM-003 | OR-DC-014 | OR-DC-014-UPS-2 | UPS | Quarterly inspection and thermal scan | 91 | 2026-09-16 | Luis Alvarez
OR-DC-014-PM-018 | OR-DC-014 | OR-DC-014-FZ-03 | Fire | Gas suppression inspection | 91 | 2026-09-19 | Emily Carter
OR-DC-014-PM-001 | OR-DC-014 | OR-DC-014-UPS-1 | UPS | Quarterly inspection and thermal scan | 91 | 2026-09-23 | Karen Mitchell
OR-DC-014-PM-002 | OR-DC-014 | OR-DC-014-UPS-1 | Battery | Battery string impedance test | 182 | 2026-06-24 | Daniel Brooks
OR-DC-014-PM-004 | OR-DC-014 | OR-DC-014-UPS-2 | Battery | Battery string impedance test | 182 | 2026-07-13 | Tom Reynolds
OR-DC-014-PM-007 | OR-DC-014 | OR-DC-014-BATT-01 | Battery | Discharge test (−48 V plant) | 182 | 2026-07-20 | Grace Patel
OR-DC-014-PM-021 | OR-DC-014 | OR-DC-014-PDU | Electrical | Annual PDU thermography | 365 | 2026-03-20 | Luis Alvarez
OR-DC-014-PM-006 | OR-DC-014 | OR-DC-014-DG | Generator | Annual load-bank test | 365 | 2026-05-10 | James Wilson
CO-DC-015-PM-002 | CO-DC-015 | CO-DC-015-UPS-1 | Battery | Battery string impedance test | 182 | 2026-02-07 | Tom Reynolds
CO-DC-015-PM-013 | CO-DC-015 | CO-DC-015-FZ-02 | Fire | Gas suppression inspection | 91 | 2026-07-17 | Marcus Lee
CO-DC-015-PM-004 | CO-DC-015 | CO-DC-015-UPS-2 | Battery | Battery string impedance test | 182 | 2026-04-24 | Emily Carter
CO-DC-015-PM-005 | CO-DC-015 | CO-DC-015-DG | Generator | Monthly on-load run | 30 | 2026-09-23 | Olivia Turner
CO-DC-015-PM-011 | CO-DC-015 | CO-DC-015-CRAH-14 | Cooling | Filter change and coil clean | 91 | 2026-07-29 | Luis Alvarez
CO-DC-015-PM-010 | CO-DC-015 | CO-DC-015-CRAH-13 | Cooling | Filter change and coil clean | 91 | 2026-08-10 | Olivia Turner
CO-DC-015-PM-008 | CO-DC-015 | CO-DC-015-CRAH-11 | Cooling | Filter change and coil clean | 91 | 2026-09-02 | David Kim
CO-DC-015-PM-009 | CO-DC-015 | CO-DC-015-CRAH-12 | Cooling | Filter change and coil clean | 91 | 2026-09-08 | Emily Carter
CO-DC-015-PM-012 | CO-DC-015 | CO-DC-015-FZ-01 | Fire | Gas suppression inspection | 91 | 2026-09-11 | Grace Patel
CO-DC-015-PM-003 | CO-DC-015 | CO-DC-015-UPS-2 | UPS | Quarterly inspection and thermal scan | 91 | 2026-09-19 | Luis Alvarez
CO-DC-015-PM-001 | CO-DC-015 | CO-DC-015-UPS-1 | UPS | Quarterly inspection and thermal scan | 91 | 2026-09-25 | Emily Carter
CO-DC-015-PM-014 | CO-DC-015 | CO-DC-015-LV | Electrical | Annual thermography and ATS transfer test | 365 | 2026-01-30 | David Kim
CO-DC-015-PM-006 | CO-DC-015 | CO-DC-015-DG | Generator | Annual load-bank test | 365 | 2026-02-09 | James Wilson
CO-DC-015-PM-007 | CO-DC-015 | CO-DC-015-BATT-01 | Battery | Discharge test (−48 V plant) | 182 | 2026-08-23 | David Kim
CO-DC-015-PM-015 | CO-DC-015 | CO-DC-015-PDU | Electrical | Annual PDU thermography | 365 | 2026-06-14 | David Kim
OH-DC-016-PM-013 | OH-DC-016 | OH-DC-016-CRAH-16 | Cooling | Filter change and coil clean | 91 | 2026-07-07 | James Wilson
OH-DC-016-PM-016 | OH-DC-016 | OH-DC-016-FZ-01 | Fire | Quarterly fire-suppression inspection (booked in place of: gas suppression inspection) | 91 | 2026-09-14 | Olivia Turner
OH-DC-016-PM-017 | OH-DC-016 | OH-DC-016-FZ-02 | Fire | Quarterly fire-suppression inspection (booked in place of: gas suppression inspection) | 91 | 2026-08-10 | Olivia Turner
OH-DC-016-PM-018 | OH-DC-016 | OH-DC-016-FZ-03 | Fire | Quarterly fire-suppression inspection (booked in place of: gas suppression inspection) | 91 | 2026-07-03 | Olivia Turner
OH-DC-016-PM-019 | OH-DC-016 | OH-DC-016-FZ-04 | Fire | Quarterly fire-suppression inspection (booked in place of: gas suppression inspection) | 91 | 2026-07-12 | Olivia Turner
OH-DC-016-PM-003 | OH-DC-016 | OH-DC-016-UPS-2 | UPS | Quarterly inspection and thermal scan | 91 | 2026-07-09 | Luis Alvarez
OH-DC-016-PM-011 | OH-DC-016 | OH-DC-016-CRAH-14 | Cooling | Filter change and coil clean | 91 | 2026-07-12 | Daniel Brooks
OH-DC-016-PM-009 | OH-DC-016 | OH-DC-016-CRAH-12 | Cooling | Filter change and coil clean | 91 | 2026-07-22 | Emily Carter
OH-DC-016-PM-004 | OH-DC-016 | OH-DC-016-UPS-2 | Battery | Battery string impedance test | 182 | 2026-04-24 | Daniel Brooks
OH-DC-016-PM-005 | OH-DC-016 | OH-DC-016-DG | Generator | Monthly on-load run | 30 | 2026-09-24 | Emily Carter
OH-DC-016-PM-015 | OH-DC-016 | OH-DC-016-CRAH-18 | Cooling | Filter change and coil clean | 91 | 2026-08-06 | Emily Carter
OH-DC-016-PM-006 | OH-DC-016 | OH-DC-016-DG | Generator | Annual load-bank test | 365 | 2025-11-26 | Mike Johnson
OH-DC-016-PM-001 | OH-DC-016 | OH-DC-016-UPS-1 | UPS | Quarterly inspection and thermal scan | 91 | 2026-08-30 | James Wilson
OH-DC-016-PM-012 | OH-DC-016 | OH-DC-016-CRAH-15 | Cooling | Filter change and coil clean | 91 | 2026-09-02 | David Kim
OH-DC-016-PM-008 | OH-DC-016 | OH-DC-016-CRAH-11 | Cooling | Filter change and coil clean | 91 | 2026-09-09 | Emily Carter
OH-DC-016-PM-010 | OH-DC-016 | OH-DC-016-CRAH-13 | Cooling | Filter change and coil clean | 91 | 2026-09-15 | James Wilson
OH-DC-016-PM-014 | OH-DC-016 | OH-DC-016-CRAH-17 | Cooling | Filter change and coil clean | 91 | 2026-09-23 | David Kim
OH-DC-016-PM-002 | OH-DC-016 | OH-DC-016-UPS-1 | Battery | Battery string impedance test | 182 | 2026-07-08 | Daniel Brooks
OH-DC-016-PM-007 | OH-DC-016 | OH-DC-016-BATT-01 | Battery | Discharge test (−48 V plant) | 182 | 2026-09-09 | Mike Johnson
OH-DC-016-PM-020 | OH-DC-016 | OH-DC-016-LV | Electrical | Annual thermography and ATS transfer test | 365 | 2026-04-13 | Luis Alvarez
OH-DC-016-PM-021 | OH-DC-016 | OH-DC-016-PDU | Electrical | Annual PDU thermography | 365 | 2026-08-22 | Mike Johnson
OH-DC-017-PM-005 | OH-DC-017 | OH-DC-017-DG | Generator | Monthly on-load run | 30 | 2026-08-24 | Grace Patel
OH-DC-017-PM-018 | OH-DC-017 | OH-DC-017-FZ-03 | Fire | Gas suppression inspection | 91 | 2026-07-05 | Daniel Brooks
OH-DC-017-PM-009 | OH-DC-017 | OH-DC-017-CRAH-12 | Cooling | Filter change and coil clean | 91 | 2026-07-12 | James Wilson
OH-DC-017-PM-019 | OH-DC-017 | OH-DC-017-FZ-04 | Fire | Gas suppression inspection | 91 | 2026-07-14 | Emily Carter
OH-DC-017-PM-012 | OH-DC-017 | OH-DC-017-CRAH-15 | Cooling | Filter change and coil clean | 91 | 2026-07-15 | Mike Johnson
OH-DC-017-PM-015 | OH-DC-017 | OH-DC-017-CRAH-18 | Cooling | Filter change and coil clean | 91 | 2026-07-22 | Daniel Brooks
OH-DC-017-PM-014 | OH-DC-017 | OH-DC-017-CRAH-17 | Cooling | Filter change and coil clean | 91 | 2026-08-01 | Luis Alvarez
OH-DC-017-PM-008 | OH-DC-017 | OH-DC-017-CRAH-11 | Cooling | Filter change and coil clean | 91 | 2026-08-08 | James Wilson
OH-DC-017-PM-001 | OH-DC-017 | OH-DC-017-UPS-1 | UPS | Quarterly inspection and thermal scan | 91 | 2026-08-11 | David Kim
OH-DC-017-PM-011 | OH-DC-017 | OH-DC-017-CRAH-14 | Cooling | Filter change and coil clean | 91 | 2026-08-11 | Daniel Brooks
OH-DC-017-PM-010 | OH-DC-017 | OH-DC-017-CRAH-13 | Cooling | Filter change and coil clean | 91 | 2026-08-14 | Sarah Chen
OH-DC-017-PM-013 | OH-DC-017 | OH-DC-017-CRAH-16 | Cooling | Filter change and coil clean | 91 | 2026-08-14 | Tom Reynolds
OH-DC-017-PM-016 | OH-DC-017 | OH-DC-017-FZ-01 | Fire | Gas suppression inspection | 91 | 2026-08-20 | Luis Alvarez
OH-DC-017-PM-003 | OH-DC-017 | OH-DC-017-UPS-2 | UPS | Quarterly inspection and thermal scan | 91 | 2026-09-03 | Tom Reynolds
OH-DC-017-PM-017 | OH-DC-017 | OH-DC-017-FZ-02 | Fire | Gas suppression inspection | 91 | 2026-09-08 | Mike Johnson
OH-DC-017-PM-004 | OH-DC-017 | OH-DC-017-UPS-2 | Battery | Battery string impedance test | 182 | 2026-06-14 | Tom Reynolds
OH-DC-017-PM-002 | OH-DC-017 | OH-DC-017-UPS-1 | Battery | Battery string impedance test | 182 | 2026-07-07 | Grace Patel
OH-DC-017-PM-007 | OH-DC-017 | OH-DC-017-BATT-01 | Battery | Discharge test (−48 V plant) | 182 | 2026-07-10 | David Kim
OH-DC-017-PM-020 | OH-DC-017 | OH-DC-017-LV | Electrical | Annual thermography and ATS transfer test | 365 | 2026-01-22 | Marcus Lee
OH-DC-017-PM-006 | OH-DC-017 | OH-DC-017-DG | Generator | Annual load-bank test | 365 | 2026-04-07 | Grace Patel
OH-DC-017-PM-021 | OH-DC-017 | OH-DC-017-PDU | Electrical | Annual PDU thermography | 365 | 2026-05-14 | Sarah Chen
FL-DC-018-PM-003 | FL-DC-018 | FL-DC-018-UPS-2 | UPS | Quarterly inspection and thermal scan | 91 | 2026-07-11 | Marcus Lee
FL-DC-018-PM-005 | FL-DC-018 | FL-DC-018-DG | Generator | Monthly on-load run | 30 | 2026-09-24 | Grace Patel
FL-DC-018-PM-009 | FL-DC-018 | FL-DC-018-CRAH-12 | Cooling | Filter change and coil clean | 91 | 2026-07-26 | Sarah Chen
FL-DC-018-PM-011 | FL-DC-018 | FL-DC-018-CRAH-14 | Cooling | Filter change and coil clean | 91 | 2026-07-28 | Mike Johnson
FL-DC-018-PM-004 | FL-DC-018 | FL-DC-018-UPS-2 | Battery | Battery string impedance test | 182 | 2026-05-06 | Mike Johnson
FL-DC-018-PM-015 | FL-DC-018 | FL-DC-018-PDU | Electrical | Annual PDU thermography | 365 | 2025-11-04 | David Kim
FL-DC-018-PM-008 | FL-DC-018 | FL-DC-018-CRAH-11 | Cooling | Filter change and coil clean | 91 | 2026-08-14 | Olivia Turner
FL-DC-018-PM-010 | FL-DC-018 | FL-DC-018-CRAH-13 | Cooling | Filter change and coil clean | 91 | 2026-08-16 | Luis Alvarez
FL-DC-018-PM-002 | FL-DC-018 | FL-DC-018-UPS-1 | Battery | Battery string impedance test | 182 | 2026-05-25 | Luis Alvarez
FL-DC-018-PM-012 | FL-DC-018 | FL-DC-018-FZ-01 | Fire | Gas suppression inspection | 91 | 2026-09-05 | Luis Alvarez
FL-DC-018-PM-013 | FL-DC-018 | FL-DC-018-FZ-02 | Fire | Gas suppression inspection | 91 | 2026-09-14 | Tom Reynolds
FL-DC-018-PM-001 | FL-DC-018 | FL-DC-018-UPS-1 | UPS | Quarterly inspection and thermal scan | 91 | 2026-09-22 | David Kim
FL-DC-018-PM-007 | FL-DC-018 | FL-DC-018-BATT-01 | Battery | Discharge test (−48 V plant) | 182 | 2026-08-03 | Olivia Turner
FL-DC-018-PM-006 | FL-DC-018 | FL-DC-018-DG | Generator | Annual load-bank test | 365 | 2026-05-01 | Karen Mitchell
FL-DC-018-PM-014 | FL-DC-018 | FL-DC-018-LV | Electrical | Annual thermography and ATS transfer test | 365 | 2026-06-11 | Sarah Chen
UT-DC-019-PM-006 | UT-DC-019 | UT-DC-019-DG | Generator | Annual load-bank test | 365 | 2025-06-13 | Marcus Lee
UT-DC-019-PM-002 | UT-DC-019 | UT-DC-019-UPS-1 | Battery | Battery string impedance test | 182 | 2026-01-24 | Karen Mitchell
UT-DC-019-PM-001 | UT-DC-019 | UT-DC-019-UPS-1 | UPS | Quarterly inspection and thermal scan | 91 | 2026-07-14 | Luis Alvarez
UT-DC-019-PM-009 | UT-DC-019 | UT-DC-019-CRAH-12 | Cooling | Filter change and coil clean | 91 | 2026-07-14 | Daniel Brooks
UT-DC-019-PM-005 | UT-DC-019 | UT-DC-019-DG | Generator | Monthly on-load run | 30 | 2026-09-16 | Sarah Chen
UT-DC-019-PM-011 | UT-DC-019 | UT-DC-019-CRAH-14 | Cooling | Filter change and coil clean | 91 | 2026-07-21 | James Wilson
UT-DC-019-PM-003 | UT-DC-019 | UT-DC-019-UPS-2 | UPS | Quarterly inspection and thermal scan | 91 | 2026-07-22 | Karen Mitchell
UT-DC-019-PM-004 | UT-DC-019 | UT-DC-019-UPS-2 | Battery | Battery string impedance test | 182 | 2026-04-28 | Marcus Lee
UT-DC-019-PM-010 | UT-DC-019 | UT-DC-019-CRAH-13 | Cooling | Filter change and coil clean | 91 | 2026-08-01 | Marcus Lee
UT-DC-019-PM-008 | UT-DC-019 | UT-DC-019-CRAH-11 | Cooling | Filter change and coil clean | 91 | 2026-08-03 | Daniel Brooks
UT-DC-019-PM-012 | UT-DC-019 | UT-DC-019-FZ-01 | Fire | Gas suppression inspection | 91 | 2026-08-18 | James Wilson
UT-DC-019-PM-013 | UT-DC-019 | UT-DC-019-FZ-02 | Fire | Gas suppression inspection | 91 | 2026-08-29 | James Wilson
UT-DC-019-PM-015 | UT-DC-019 | UT-DC-019-PDU | Electrical | Annual PDU thermography | 365 | 2025-11-30 | Sarah Chen
UT-DC-019-PM-007 | UT-DC-019 | UT-DC-019-BATT-01 | Battery | Discharge test (−48 V plant) | 182 | 2026-06-13 | Daniel Brooks
UT-DC-019-PM-014 | UT-DC-019 | UT-DC-019-LV | Electrical | Annual thermography and ATS transfer test | 365 | 2026-04-04 | Daniel Brooks
CA-DC-020-PM-014 | CA-DC-020 | CA-DC-020-CRAH-13 | Cooling | Filter change and coil clean | 91 | 2026-05-27 | Mike Johnson
CA-DC-020-PM-030 | CA-DC-020 | CA-DC-020-FZ-06 | Fire | Gas suppression inspection | 91 | 2026-07-07 | Olivia Turner
CA-DC-020-PM-028 | CA-DC-020 | CA-DC-020-FZ-04 | Fire | Gas suppression inspection | 91 | 2026-07-08 | Karen Mitchell
CA-DC-020-PM-004 | CA-DC-020 | CA-DC-020-UPS-2 | Battery | UPS battery string replacement — UPS-2 (booked in place of: battery string impedance test) | 182 | 2026-09-08 | Grace Patel
CA-DC-020-PM-020 | CA-DC-020 | CA-DC-020-CRAH-19 | Cooling | Filter change and coil clean | 91 | 2026-07-09 | Mike Johnson
CA-DC-020-PM-019 | CA-DC-020 | CA-DC-020-CRAH-18 | Cooling | Filter change and coil clean | 91 | 2026-07-12 | Luis Alvarez
CA-DC-020-PM-029 | CA-DC-020 | CA-DC-020-FZ-05 | Fire | Gas suppression inspection | 91 | 2026-07-15 | Tom Reynolds
CA-DC-020-PM-009 | CA-DC-020 | CA-DC-020-DG | Generator | Monthly on-load run | 30 | 2026-09-15 | Marcus Lee
CA-DC-020-PM-012 | CA-DC-020 | CA-DC-020-CRAH-11 | Cooling | Filter change and coil clean | 91 | 2026-07-18 | Daniel Brooks
CA-DC-020-PM-007 | CA-DC-020 | CA-DC-020-UPS-4 | UPS | Quarterly inspection and thermal scan | 91 | 2026-07-21 | Emily Carter
CA-DC-020-PM-021 | CA-DC-020 | CA-DC-020-CRAH-20 | Cooling | Filter change and coil clean | 91 | 2026-07-23 | Tom Reynolds
CA-DC-020-PM-018 | CA-DC-020 | CA-DC-020-CRAH-17 | Cooling | Filter change and coil clean | 91 | 2026-07-24 | James Wilson
CA-DC-020-PM-016 | CA-DC-020 | CA-DC-020-CRAH-15 | Cooling | Filter change and coil clean | 91 | 2026-07-26 | David Kim
CA-DC-020-PM-031 | CA-DC-020 | CA-DC-020-LV | Electrical | Annual thermography and ATS transfer test | 365 | 2025-10-26 | Mike Johnson
CA-DC-020-PM-003 | CA-DC-020 | CA-DC-020-UPS-2 | UPS | Quarterly inspection and thermal scan | 91 | 2026-07-29 | Luis Alvarez
CA-DC-020-PM-027 | CA-DC-020 | CA-DC-020-FZ-03 | Fire | Gas suppression inspection | 91 | 2026-07-29 | Grace Patel
CA-DC-020-PM-010 | CA-DC-020 | CA-DC-020-DG | Generator | Annual load-bank test | 365 | 2025-11-06 | Karen Mitchell
CA-DC-020-PM-015 | CA-DC-020 | CA-DC-020-CRAH-14 | Cooling | Filter change and coil clean | 91 | 2026-08-07 | Karen Mitchell
CA-DC-020-PM-001 | CA-DC-020 | CA-DC-020-UPS-1 | UPS | Quarterly inspection and thermal scan | 91 | 2026-08-14 | Grace Patel
CA-DC-020-PM-022 | CA-DC-020 | CA-DC-020-CRAH-21 | Cooling | Filter change and coil clean | 91 | 2026-08-20 | Mike Johnson
CA-DC-020-PM-017 | CA-DC-020 | CA-DC-020-CRAH-16 | Cooling | Filter change and coil clean | 91 | 2026-08-28 | James Wilson
CA-DC-020-PM-013 | CA-DC-020 | CA-DC-020-CRAH-12 | Cooling | Filter change and coil clean | 91 | 2026-08-30 | Olivia Turner
CA-DC-020-PM-026 | CA-DC-020 | CA-DC-020-FZ-02 | Fire | Gas suppression inspection | 91 | 2026-09-05 | Olivia Turner
CA-DC-020-PM-025 | CA-DC-020 | CA-DC-020-FZ-01 | Fire | Gas suppression inspection | 91 | 2026-09-08 | Daniel Brooks
CA-DC-020-PM-023 | CA-DC-020 | CA-DC-020-CRAH-22 | Cooling | Filter change and coil clean | 91 | 2026-09-16 | Tom Reynolds
CA-DC-020-PM-011 | CA-DC-020 | CA-DC-020-BATT-01 | Battery | Discharge test (−48 V plant) | 182 | 2026-06-19 | David Kim
CA-DC-020-PM-005 | CA-DC-020 | CA-DC-020-UPS-3 | UPS | Quarterly inspection and thermal scan | 91 | 2026-09-19 | Emily Carter
CA-DC-020-PM-024 | CA-DC-020 | CA-DC-020-CDU-1 | CDU | Coolant quality and filter change | 91 | 2026-09-24 | Mike Johnson
CA-DC-020-PM-002 | CA-DC-020 | CA-DC-020-UPS-1 | Battery | Battery string impedance test | 182 | 2026-07-15 | Tom Reynolds
CA-DC-020-PM-006 | CA-DC-020 | CA-DC-020-UPS-3 | Battery | Battery string impedance test | 182 | 2026-07-20 | Olivia Turner
CA-DC-020-PM-008 | CA-DC-020 | CA-DC-020-UPS-4 | Battery | Battery string impedance test | 182 | 2026-08-26 | Tom Reynolds
CA-DC-020-PM-032 | CA-DC-020 | CA-DC-020-PDU | Electrical | Annual PDU thermography | 365 | 2026-08-31 | Tom Reynolds
CA-DC-021-PM-002 | CA-DC-021 | CA-DC-021-UPS-1 | Battery | Battery string impedance test | 182 | 2026-03-11 | Marcus Lee
CA-DC-021-PM-003 | CA-DC-021 | CA-DC-021-UPS-2 | UPS | Quarterly inspection and thermal scan | 91 | 2026-06-10 | Sarah Chen
CA-DC-021-PM-009 | CA-DC-021 | CA-DC-021-DG | Generator | Monthly on-load run | 30 | 2026-08-28 | James Wilson
CA-DC-021-PM-021 | CA-DC-021 | CA-DC-021-FZ-02 | Fire | Gas suppression inspection | 91 | 2026-07-06 | Emily Carter
CA-DC-021-PM-022 | CA-DC-021 | CA-DC-021-FZ-03 | Fire | Gas suppression inspection | 91 | 2026-07-07 | Daniel Brooks
CA-DC-021-PM-020 | CA-DC-021 | CA-DC-021-FZ-01 | Fire | Gas suppression inspection | 91 | 2026-07-16 | Emily Carter
CA-DC-021-PM-017 | CA-DC-021 | CA-DC-021-CRAH-16 | Cooling | Filter change and coil clean | 91 | 2026-07-18 | Sarah Chen
CA-DC-021-PM-018 | CA-DC-021 | CA-DC-021-CRAH-17 | Cooling | Filter change and coil clean | 91 | 2026-07-19 | Karen Mitchell
CA-DC-021-PM-016 | CA-DC-021 | CA-DC-021-CRAH-15 | Cooling | Filter change and coil clean | 91 | 2026-07-24 | Mike Johnson
CA-DC-021-PM-006 | CA-DC-021 | CA-DC-021-UPS-3 | Battery | Battery string impedance test | 182 | 2026-05-01 | Karen Mitchell
CA-DC-021-PM-013 | CA-DC-021 | CA-DC-021-CRAH-12 | Cooling | Filter change and coil clean | 91 | 2026-08-05 | Sarah Chen
CA-DC-021-PM-005 | CA-DC-021 | CA-DC-021-UPS-3 | UPS | Quarterly inspection and thermal scan | 91 | 2026-08-11 | Tom Reynolds
CA-DC-021-PM-015 | CA-DC-021 | CA-DC-021-CRAH-14 | Cooling | Filter change and coil clean | 91 | 2026-08-14 | Karen Mitchell
CA-DC-021-PM-014 | CA-DC-021 | CA-DC-021-CRAH-13 | Cooling | Filter change and coil clean | 91 | 2026-08-19 | Mike Johnson
CA-DC-021-PM-007 | CA-DC-021 | CA-DC-021-UPS-4 | UPS | Quarterly inspection and thermal scan | 91 | 2026-08-23 | Karen Mitchell
CA-DC-021-PM-019 | CA-DC-021 | CA-DC-021-CRAH-18 | Cooling | Filter change and coil clean | 91 | 2026-08-27 | James Wilson
CA-DC-021-PM-023 | CA-DC-021 | CA-DC-021-FZ-04 | Fire | Gas suppression inspection | 91 | 2026-09-07 | David Kim
CA-DC-021-PM-012 | CA-DC-021 | CA-DC-021-CRAH-11 | Cooling | Filter change and coil clean | 91 | 2026-09-14 | David Kim
CA-DC-021-PM-001 | CA-DC-021 | CA-DC-021-UPS-1 | UPS | Quarterly inspection and thermal scan | 91 | 2026-09-19 | Marcus Lee
CA-DC-021-PM-008 | CA-DC-021 | CA-DC-021-UPS-4 | Battery | Battery string impedance test | 182 | 2026-08-04 | Grace Patel
CA-DC-021-PM-025 | CA-DC-021 | CA-DC-021-PDU | Electrical | Annual PDU thermography | 365 | 2026-02-03 | Karen Mitchell
CA-DC-021-PM-011 | CA-DC-021 | CA-DC-021-BATT-01 | Battery | Discharge test (−48 V plant) | 182 | 2026-08-21 | Mike Johnson
CA-DC-021-PM-010 | CA-DC-021 | CA-DC-021-DG | Generator | Annual load-bank test | 365 | 2026-02-24 | Tom Reynolds
CA-DC-021-PM-004 | CA-DC-021 | CA-DC-021-UPS-2 | Battery | Battery string impedance test | 182 | 2026-09-19 | Luis Alvarez
CA-DC-021-PM-024 | CA-DC-021 | CA-DC-021-LV | Electrical | Annual thermography and ATS transfer test | 365 | 2026-08-09 | James Wilson
TX-DC-022-PM-004 | TX-DC-022 | TX-DC-022-UPS-2 | Battery | Battery string impedance test | 182 | 2026-01-22 | David Kim
TX-DC-022-PM-003 | TX-DC-022 | TX-DC-022-UPS-2 | UPS | Quarterly inspection and thermal scan | 91 | 2026-05-19 | Grace Patel
TX-DC-022-PM-021 | TX-DC-022 | TX-DC-022-FZ-01 | Fire | Gas suppression inspection | 91 | 2026-07-07 | David Kim
TX-DC-022-PM-005 | TX-DC-022 | TX-DC-022-UPS-3 | UPS | Quarterly inspection and thermal scan | 91 | 2026-07-08 | Mike Johnson
TX-DC-022-PM-022 | TX-DC-022 | TX-DC-022-FZ-02 | Fire | Gas suppression inspection | 91 | 2026-07-11 | Mike Johnson
TX-DC-022-PM-009 | TX-DC-022 | TX-DC-022-DG | Generator | Monthly on-load run | 30 | 2026-09-16 | Tom Reynolds
TX-DC-022-PM-024 | TX-DC-022 | TX-DC-022-FZ-04 | Fire | Gas suppression inspection | 91 | 2026-07-24 | David Kim
TX-DC-022-PM-020 | TX-DC-022 | TX-DC-022-CDU-1 | CDU | Coolant quality and filter change | 91 | 2026-07-30 | David Kim
TX-DC-022-PM-013 | TX-DC-022 | TX-DC-022-CRAH-12 | Cooling | Filter change and coil clean | 91 | 2026-07-31 | Emily Carter
TX-DC-022-PM-023 | TX-DC-022 | TX-DC-022-FZ-03 | Fire | Gas suppression inspection | 91 | 2026-07-31 | Marcus Lee
TX-DC-022-PM-008 | TX-DC-022 | TX-DC-022-UPS-4 | Battery | Battery string impedance test | 182 | 2026-05-13 | Tom Reynolds
TX-DC-022-PM-001 | TX-DC-022 | TX-DC-022-UPS-1 | UPS | Quarterly inspection and thermal scan | 91 | 2026-08-17 | David Kim
TX-DC-022-PM-026 | TX-DC-022 | TX-DC-022-PDU | Electrical | Annual PDU thermography | 365 | 2025-11-16 | Marcus Lee
TX-DC-022-PM-015 | TX-DC-022 | TX-DC-022-CRAH-14 | Cooling | Filter change and coil clean | 91 | 2026-08-30 | Karen Mitchell
TX-DC-022-PM-007 | TX-DC-022 | TX-DC-022-UPS-4 | UPS | Quarterly inspection and thermal scan | 91 | 2026-09-01 | Olivia Turner
TX-DC-022-PM-014 | TX-DC-022 | TX-DC-022-CRAH-13 | Cooling | Filter change and coil clean | 91 | 2026-09-09 | Luis Alvarez
TX-DC-022-PM-016 | TX-DC-022 | TX-DC-022-CRAH-15 | Cooling | Filter change and coil clean | 91 | 2026-09-10 | Luis Alvarez
TX-DC-022-PM-019 | TX-DC-022 | TX-DC-022-CRAH-18 | Cooling | Filter change and coil clean | 91 | 2026-09-10 | Grace Patel
TX-DC-022-PM-017 | TX-DC-022 | TX-DC-022-CRAH-16 | Cooling | Filter change and coil clean | 91 | 2026-09-18 | Luis Alvarez
TX-DC-022-PM-012 | TX-DC-022 | TX-DC-022-CRAH-11 | Cooling | Filter change and coil clean | 91 | 2026-09-21 | Grace Patel
TX-DC-022-PM-018 | TX-DC-022 | TX-DC-022-CRAH-17 | Cooling | Filter change and coil clean | 91 | 2026-09-26 | David Kim
TX-DC-022-PM-002 | TX-DC-022 | TX-DC-022-UPS-1 | Battery | Battery string impedance test | 182 | 2026-07-15 | James Wilson
TX-DC-022-PM-011 | TX-DC-022 | TX-DC-022-BATT-01 | Battery | Discharge test (−48 V plant) | 182 | 2026-08-05 | Grace Patel
TX-DC-022-PM-006 | TX-DC-022 | TX-DC-022-UPS-3 | Battery | Battery string impedance test | 182 | 2026-09-06 | Grace Patel
TX-DC-022-PM-025 | TX-DC-022 | TX-DC-022-LV | Electrical | Annual thermography and ATS transfer test | 365 | 2026-03-09 | Karen Mitchell
TX-DC-022-PM-010 | TX-DC-022 | TX-DC-022-DG | Generator | Annual load-bank test | 365 | 2026-08-27 | Olivia Turner
NC-DC-023-PM-006 | NC-DC-023 | NC-DC-023-UPS-3 | Battery | Battery string impedance test | 182 | 2026-03-08 | Daniel Brooks
NC-DC-023-PM-009 | NC-DC-023 | NC-DC-023-DG | Generator | Monthly on-load run | 30 | 2026-09-05 | Olivia Turner
NC-DC-023-PM-013 | NC-DC-023 | NC-DC-023-CRAH-12 | Cooling | Filter change and coil clean | 91 | 2026-07-10 | Marcus Lee
NC-DC-023-PM-016 | NC-DC-023 | NC-DC-023-CRAH-15 | Cooling | Filter change and coil clean | 91 | 2026-07-23 | Marcus Lee
NC-DC-023-PM-001 | NC-DC-023 | NC-DC-023-UPS-1 | UPS | Quarterly inspection and thermal scan | 91 | 2026-07-24 | Daniel Brooks
NC-DC-023-PM-022 | NC-DC-023 | NC-DC-023-FZ-02 | Fire | Gas suppression inspection | 91 | 2026-07-24 | Marcus Lee
NC-DC-023-PM-017 | NC-DC-023 | NC-DC-023-CRAH-16 | Cooling | Filter change and coil clean | 91 | 2026-07-29 | Grace Patel
NC-DC-023-PM-019 | NC-DC-023 | NC-DC-023-CRAH-18 | Cooling | Filter change and coil clean | 91 | 2026-07-30 | Tom Reynolds
NC-DC-023-PM-007 | NC-DC-023 | NC-DC-023-UPS-4 | UPS | Quarterly inspection and thermal scan | 91 | 2026-08-07 | Luis Alvarez
NC-DC-023-PM-021 | NC-DC-023 | NC-DC-023-FZ-01 | Fire | Gas suppression inspection | 91 | 2026-08-08 | James Wilson
NC-DC-023-PM-024 | NC-DC-023 | NC-DC-023-FZ-04 | Fire | Gas suppression inspection | 91 | 2026-08-22 | James Wilson
NC-DC-023-PM-018 | NC-DC-023 | NC-DC-023-CRAH-17 | Cooling | Filter change and coil clean | 91 | 2026-08-23 | Sarah Chen
NC-DC-023-PM-015 | NC-DC-023 | NC-DC-023-CRAH-14 | Cooling | Filter change and coil clean | 91 | 2026-08-29 | Luis Alvarez
NC-DC-023-PM-014 | NC-DC-023 | NC-DC-023-CRAH-13 | Cooling | Filter change and coil clean | 91 | 2026-08-31 | Daniel Brooks
NC-DC-023-PM-023 | NC-DC-023 | NC-DC-023-FZ-03 | Fire | Gas suppression inspection | 91 | 2026-09-12 | Luis Alvarez
NC-DC-023-PM-003 | NC-DC-023 | NC-DC-023-UPS-2 | UPS | Quarterly inspection and thermal scan | 91 | 2026-09-14 | Luis Alvarez
NC-DC-023-PM-012 | NC-DC-023 | NC-DC-023-CRAH-11 | Cooling | Filter change and coil clean | 91 | 2026-09-14 | Daniel Brooks
NC-DC-023-PM-020 | NC-DC-023 | NC-DC-023-CDU-1 | CDU | Coolant quality and filter change | 91 | 2026-09-21 | Karen Mitchell
NC-DC-023-PM-010 | NC-DC-023 | NC-DC-023-DG | Generator | Annual load-bank test | 365 | 2025-12-22 | Mike Johnson
NC-DC-023-PM-005 | NC-DC-023 | NC-DC-023-UPS-3 | UPS | Quarterly inspection and thermal scan | 91 | 2026-09-23 | Sarah Chen
NC-DC-023-PM-008 | NC-DC-023 | NC-DC-023-UPS-4 | Battery | Battery string impedance test | 182 | 2026-07-02 | James Wilson
NC-DC-023-PM-011 | NC-DC-023 | NC-DC-023-BATT-01 | Battery | Discharge test (−48 V plant) | 182 | 2026-08-04 | Olivia Turner
NC-DC-023-PM-026 | NC-DC-023 | NC-DC-023-PDU | Electrical | Annual PDU thermography | 365 | 2026-02-07 | Luis Alvarez
NC-DC-023-PM-004 | NC-DC-023 | NC-DC-023-UPS-2 | Battery | Battery string impedance test | 182 | 2026-08-14 | Daniel Brooks
NC-DC-023-PM-002 | NC-DC-023 | NC-DC-023-UPS-1 | Battery | Battery string impedance test | 182 | 2026-09-22 | Mike Johnson
NC-DC-023-PM-025 | NC-DC-023 | NC-DC-023-LV | Electrical | Annual thermography and ATS transfer test | 365 | 2026-08-26 | David Kim
WA-DC-024-PM-004 | WA-DC-024 | WA-DC-024-UPS-2 | Battery | Battery string impedance test | 182 | 2026-04-11 | Marcus Lee
WA-DC-024-PM-005 | WA-DC-024 | WA-DC-024-DG | Generator | Monthly on-load run | 30 | 2026-09-18 | David Kim
WA-DC-024-PM-008 | WA-DC-024 | WA-DC-024-CRAH-11 | Cooling | Filter change and coil clean | 91 | 2026-07-28 | Mike Johnson
WA-DC-024-PM-003 | WA-DC-024 | WA-DC-024-UPS-2 | UPS | Quarterly inspection and thermal scan | 91 | 2026-08-29 | Luis Alvarez
WA-DC-024-PM-001 | WA-DC-024 | WA-DC-024-UPS-1 | UPS | Quarterly inspection and thermal scan | 91 | 2026-08-31 | Daniel Brooks
WA-DC-024-PM-006 | WA-DC-024 | WA-DC-024-DG | Generator | Annual load-bank test | 365 | 2025-11-30 | David Kim
WA-DC-024-PM-009 | WA-DC-024 | WA-DC-024-CRAH-12 | Cooling | Filter change and coil clean | 91 | 2026-09-03 | Tom Reynolds
WA-DC-024-PM-002 | WA-DC-024 | WA-DC-024-UPS-1 | Battery | Battery string impedance test | 182 | 2026-06-12 | Tom Reynolds
WA-DC-024-PM-010 | WA-DC-024 | WA-DC-024-CRAH-13 | Cooling | Filter change and coil clean | 91 | 2026-09-11 | Olivia Turner
WA-DC-024-PM-013 | WA-DC-024 | WA-DC-024-FZ-02 | Fire | Gas suppression inspection | 91 | 2026-09-15 | Sarah Chen
WA-DC-024-PM-012 | WA-DC-024 | WA-DC-024-FZ-01 | Fire | Gas suppression inspection | 91 | 2026-09-16 | Tom Reynolds
WA-DC-024-PM-011 | WA-DC-024 | WA-DC-024-CRAH-14 | Cooling | Filter change and coil clean | 91 | 2026-09-26 | Karen Mitchell
WA-DC-024-PM-007 | WA-DC-024 | WA-DC-024-BATT-01 | Battery | Discharge test (−48 V plant) | 182 | 2026-07-04 | Marcus Lee
WA-DC-024-PM-014 | WA-DC-024 | WA-DC-024-LV | Electrical | Annual thermography and ATS transfer test | 365 | 2026-02-14 | Luis Alvarez
WA-DC-024-PM-015 | WA-DC-024 | WA-DC-024-PDU | Electrical | Annual PDU thermography | 365 | 2026-09-01 | Karen Mitchell
Note on A1: Required: yes Type: text System field: PmTask.id
Note on B1: Required: yes Type: ref (from Sites) System field: PmTask.dcId
Note on C1: UPS, cooling unit, fire zone, DG… id from the sheets above. Required: yes Type: text System field: PmTask.assetId
Note on D1: Required: yes Type: list (from pm_kind) System field: PmTask.kind
Note on E1: Required: yes Type: text System field: PmTask.task
Note on F1: Required: yes Type: integer System field: PmTask.intervalDays
Note on G1: Next due = last done + interval. Required: yes Type: date System field: PmTask.lastDone
Note on H1: Required: no Type: text System field: PmTask.owner

## On_Call
region * | role * | name * | tier * | escalate_after_min * | phone
Northeast | NOC shift lead | David Kim | 1 | 15
Northeast | Network engineer | Marcus Lee | 2 | 30
Northeast | Facility engineer | Daniel Brooks | 2 | 30
Northeast | Field technician | James Wilson | 2 | 60
Northeast | Duty manager | Luis Alvarez | 3 | 60
Central | NOC shift lead | Marcus Lee | 1 | 15
Central | Network engineer | Daniel Brooks | 2 | 30
Central | Facility engineer | James Wilson | 2 | 30
Central | Field technician | Luis Alvarez | 2 | 60
Central | Duty manager | Tom Reynolds | 3 | 60
West | NOC shift lead | Sarah Chen | 1 | 15
West | Network engineer | Grace Patel | 2 | 30
West | Facility engineer | Emily Carter | 2 | 30
West | Field technician | David Kim | 2 | 60
West | Duty manager | Marcus Lee | 3 | 60
Southeast | NOC shift lead | Mike Johnson | 1 | 15
Southeast | Network engineer | Karen Mitchell | 2 | 30
Southeast | Facility engineer | Olivia Turner | 2 | 30
Southeast | Field technician | Sarah Chen | 2 | 60
Southeast | Duty manager | Grace Patel | 3 | 60
Note on A1: Region as in Sites.region. Required: yes Type: text System field: Region.name
Note on B1: Required: yes Type: list (from oncall_role) System field: OnCall.role
Note on C1: Required: yes Type: text System field: OnCall.name
Note on D1: 1, 2 or 3. Required: yes Type: integer System field: OnCall.tier
Note on E1: Minutes before an unacknowledged page escalates. Required: yes Type: integer System field: OnCall.escalateAfterMin
Note on F1: Required: no Type: text System field: (paging)

## Snapshot_Alerts
alert_id | site_id | severity | state | title | source | category | scope | device_or_node | if_name | link_or_rack | raised_at | incident_id
ALM-1930 | VA-DC-001 | critical | active | Interface Flapping Detected | Interface | Network | edge | VA-DC-001-PE-T4-01 | xe-0/0/3 |  | 2026-10-01 07:07 | INC-0001
ALM-1831 | VA-DC-001 | major | active | High CPU Utilization | CPU | Performance | site | VA-DC-001-PE-T4-01 |  |  | 2026-10-01 06:52 | INC-0001
ALM-1774 | VA-DC-001 | major | active | Link Degradation | Link | Performance | edge | VA-DC-001-PE-T4-01 | xe-0/0/3 |  | 2026-10-01 04:52 | INC-0001
ALM-1702 | VA-DC-001 | minor | active | Optical Rx Power Low | Interface | Network | edge | VA-DC-001-PE-T4-01 | xe-0/0/3 |  | 2026-10-01 04:18 | INC-0001
ALM-1655 | VA-DC-001 | minor | active | BGP Peer Idle | Protocol | Network | site | VA-DC-001-PE-T4-01 |  |  | 2026-10-01 02:45
ALM-1610 | VA-DC-001 | minor | active | Temperature Warning | Environment | Device | site | VA-DC-001-PE-T4-01 |  |  | 2026-09-30 05:32
ALM-1598 | VA-DC-001 | minor | active | OSPF Neighbour in INIT | Protocol | Network | site | VA-DC-001-PE-T4-01 |  |  | 2026-09-30 17:11
ALM-1001 | VA-DC-001 | minor | active | OSPF Neighbour Down | Protocol | Network | site | VA-DC-001-PE-T4-02 |  | LNK-00017 | 2026-09-30 05:21
ALM-1002 | TX-DC-006 | minor | active | BGP Peer Idle | Protocol | Network | site | TX-DC-006-PE-T4-01 |  | LNK-00344 | 2026-09-30 09:06
ALM-1003 | TX-DC-007 | minor | active | BGP Peer Idle | Protocol | Network | site | TX-DC-007-PE-T4-02 |  | LNK-00423 | 2026-10-01 03:09
ALM-1004 | CO-DC-015 | minor | active | BGP Peer Idle | Protocol | Network | site | CO-DC-015-PE-T4-01 |  | LNK-00880 | 2026-09-30 04:33
ALM-1005 | CO-DC-015 | warning | active | Link Utilisation High | Link | Performance | site | CO-DC-015-AGG-R02 | et-0/1/0 | LNK-00903 | 2026-09-30 20:08
ALM-1006 | OH-DC-016 | minor | active | OSPF Neighbour in INIT | Protocol | Network | site | OH-DC-016-AGG-R01 |  | LNK-00960 | 2026-09-30 19:23
ALM-1007 | TX-DC-022 | warning | active | Link Utilisation High | Link | Performance | site | TX-DC-022-MMR-SW-02 | et-0/1/0 | LNK-01369 | 2026-09-29 07:32
ALM-1008 | TX-DC-022 | major | active | Link Down | Link | Network | site | TX-DC-022-MMR-SW-03 | Ethernet49/2 | LNK-01372 | 2026-09-30 23:29 | INC-0012
ALM-1009 | WA-DC-024 | minor | active | BGP Peer Idle | Protocol | Network | site | WA-DC-024-PE-T4-02 |  | LNK-01484 | 2026-09-30 11:45
ALM-1010 | WA-DC-024 | warning | active | Link Utilisation High | Link | Performance | site | WA-DC-024-MMR-SW-04 | et-0/1/0 | LNK-01512 | 2026-09-30 04:33
ALM-1011 | NC-DC-023 | warning | active | Link Utilisation High | Link | Performance | edge | NC-DC-023-PE-T4-01 | xe-0/0/3 | LNK-01704 | 2026-09-28 17:33
ALM-1012 | OR-DC-014 | minor | active | BGP Peer Idle | Protocol | Network | edge | OR-DC-014-PE-T4-04 |  | LNK-01781 | 2026-10-01 01:04
ALM-1013 | GA-DC-011 | major | acknowledged | Link Down | Link | Network | edge | GA-DC-011-PE-T4-03 | xe-0/0/3 | LNK-01955 | 2026-10-01 04:18 | INC-0010
ALM-1014 | GA-DC-011 | minor | active | BGP Peer Idle | Protocol | Network | edge | GA-DC-011-PE-T4-03 |  | LNK-01956 | 2026-09-30 08:27
ALM-1015 | VA-DC-003 | major | active | Link Utilisation High | Link | Performance | edge | VA-DC-003-PE-T4-04 | xe-0/0/3 | LNK-01964 | 2026-09-30 17:51 | INC-0013
ALM-1016 | VA-DC-001 | warning | active | Configuration Drift | Discovery | Device | site | VA-DC-001-FW-01 |  |  | 2026-09-28 01:28
ALM-1017 | VA-DC-003 | warning | active | Configuration Drift | Discovery | Device | site | VA-DC-003-MMR-SW-05 |  |  | 2026-09-30 10:07
ALM-1018 | TX-DC-005 | warning | active | NTP Offset Drift | Protocol | Network | site | TX-DC-005-AGG-R02 |  |  | 2026-10-01 06:05
ALM-1019 | TX-DC-005 | critical | active | Device Unreachable | Interface | Network | site | TX-DC-005-TOR-002 |  |  | 2026-10-01 05:44 | INC-0007
ALM-1020 | CA-DC-008 | warning | active | Configuration Drift | Discovery | Device | site | CA-DC-008-MMR-SW-06 |  |  | 2026-09-29 12:53
ALM-1021 | IL-DC-009 | warning | active | Configuration Drift | Discovery | Device | site | IL-DC-009-PE-T4-02 |  |  | 2026-09-29 00:34
ALM-1022 | IL-DC-009 | warning | active | NTP Offset Drift | Protocol | Network | site | IL-DC-009-OLA-02 |  |  | 2026-09-30 16:40
ALM-1023 | IL-DC-009 | minor | active | High Memory Utilization | CPU | Performance | site | IL-DC-009-MMR-SW-07 |  |  | 2026-09-29 23:55
ALM-1024 | GA-DC-011 | minor | active | High Memory Utilization | CPU | Performance | site | GA-DC-011-AGG-R02 |  |  | 2026-10-01 02:59
ALM-1025 | GA-DC-011 | major | active | Power Supply Fault | Power | Device | site | GA-DC-011-TOR-003 |  |  | 2026-09-29 08:48 | INC-0011
ALM-1026 | OR-DC-014 | warning | active | NTP Offset Drift | Protocol | Network | site | OR-DC-014-PE-T4-01 |  |  | 2026-09-30 10:08
ALM-1027 | OH-DC-016 | minor | active | High Memory Utilization | CPU | Performance | site | OH-DC-016-TOR-001 |  |  | 2026-10-01 06:17
ALM-1028 | OH-DC-017 | warning | active | Configuration Drift | Discovery | Device | site | OH-DC-017-AGG-R02 |  |  | 2026-09-27 18:38
ALM-1029 | FL-DC-018 | minor | acknowledged | High Memory Utilization | CPU | Performance | site | FL-DC-018-OLA-01 |  |  | 2026-09-30 16:04
ALM-1030 | FL-DC-018 | major | active | Power Supply Fault | Power | Device | site | FL-DC-018-MMR-SW-03 |  |  | 2026-09-29 08:34 | INC-0006
ALM-1031 | CA-DC-021 | critical | active | Device Unreachable | Interface | Network | site | CA-DC-021-TOR-002 |  |  | 2026-10-01 07:01 | INC-0008
ALM-1032 | NC-DC-023 | major | active | Power Supply Fault | Power | Device | site | NC-DC-023-MMR-SW-04 |  |  | 2026-09-29 15:46 | INC-0005
ALM-1033 | NC-DC-023 | warning | active | Configuration Drift | Discovery | Device | site | NC-DC-023-TOR-003 |  |  | 2026-09-28 11:33
ALM-1034 | WA-DC-024 | warning | active | Configuration Drift | Discovery | Device | site | WA-DC-024-MMR-SW-02 |  |  | 2026-09-30 15:14
ALM-1035 | VA-DC-001 | major | active | Collector Stale | Discovery | Network | dependency |  |  |  | 2026-10-01 04:38 | INC-0009
ALM-1036 | VA-DC-003 | critical | active | CRAH-11 Cooling Unit Failed | Cooling | Facility | site |  |  |  | 2026-10-01 04:10 | INC-0003
ALM-1037 | VA-DC-003 | major | active | Zone Temperature High | Environment | Facility | site |  |  |  | 2026-10-01 04:50 | INC-0003
ALM-1038 | IL-DC-009 | critical | active | UPS-2 On Battery | Power | Facility | site |  |  |  | 2026-10-01 06:58 | INC-0002
ALM-1039 | CA-DC-020 | major | active | Rack Over Power Budget | Power | Facility | site |  |  | CA-DC-020-RACK-C | 2026-10-01 00:50 | INC-0004
ALM-1040 | CA-DC-020 | major | active | Rack Over Power Budget | Power | Facility | site |  |  | CA-DC-020-RACK-D | 2026-10-01 00:50 | INC-0004
ALM-1041 | CA-DC-020 | major | active | Rack Over Power Budget | Power | Facility | site |  |  | CA-DC-020-RACK-E | 2026-10-01 00:50 | INC-0004
ALM-1042 | VA-DC-001 | minor | active | High CPU Utilization | CPU | Performance | downstream | VA-POP-001-AGG-01 |  |  | 2026-10-01 05:01
ALM-1043 | VA-DC-001 | minor | active | High CPU Utilization | CPU | Performance | downstream | VA-POP-002-AGG-01 |  |  | 2026-09-30 17:28
ALM-1044 | VA-DC-002 | critical | active | Mains Power Failure | Power | Facility | downstream | VA-POP-001-AGG-01 |  |  | 2026-09-30 18:10
ALM-1045 | TX-DC-005 | critical | active | Mains Power Failure | Power | Facility | downstream | TX-POP-002-AGG-01 |  |  | 2026-10-01 01:01
ALM-1046 | TX-DC-005 | critical | active | Device Unreachable | Interface | Network | downstream | TX-ST-0002-CSR-01 |  |  | 2026-09-30 22:52
ALM-1047 | TX-DC-006 | critical | active | Device Unreachable | Interface | Network | downstream | TX-POP-002-AGG-01 |  |  | 2026-09-30 17:10
ALM-1048 | TX-DC-006 | major | active | Link Down | Link | Network | downstream | TX-POP-003-AGG-01 |  |  | 2026-10-01 02:36
ALM-1049 | TX-DC-007 | critical | active | Device Unreachable | Interface | Network | downstream | TX-POP-002-AGG-01 |  |  | 2026-09-30 19:25
ALM-1050 | TX-DC-007 | critical | active | Device Unreachable | Interface | Network | downstream | TX-ST-0002-CSR-01 |  |  | 2026-10-01 02:46
ALM-1051 | CA-DC-008 | critical | active | Mains Power Failure | Power | Facility | downstream | CA-POP-001-AGG-01 |  |  | 2026-09-30 19:51
ALM-1052 | CA-DC-008 | major | active | Fan Tray Failure | Environment | Device | downstream | CA-POP-002-AGG-01 |  |  | 2026-10-01 01:00
ALM-1053 | IL-DC-009 | major | active | Fan Tray Failure | Environment | Device | downstream | IL-POP-002-AGG-01 |  |  | 2026-10-01 06:36
ALM-1054 | AZ-DC-010 | critical | active | Mains Power Failure | Power | Facility | downstream | AZ-POP-001-AGG-01 |  |  | 2026-10-01 02:53
ALM-1055 | AZ-DC-010 | critical | active | Device Unreachable | Interface | Network | downstream | AZ-ST-0001-CSR-01 |  |  | 2026-10-01 03:52
ALM-1056 | GA-DC-011 | critical | active | Device Unreachable | Interface | Network | downstream | GA-POP-002-AGG-01 |  |  | 2026-09-30 17:38
ALM-1057 | GA-DC-011 | critical | active | Device Unreachable | Interface | Network | downstream | GA-ST-0001-CSR-01 |  |  | 2026-09-30 18:10
ALM-1058 | GA-DC-011 | major | active | Fan Tray Failure | Environment | Device | downstream | GA-POP-003-AGG-01 |  |  | 2026-09-30 17:50
ALM-1059 | GA-DC-011 | critical | active | Device Unreachable | Interface | Network | downstream | GA-POP-002-AGG-01 |  |  | 2026-10-01 04:18
ALM-1060 | GA-DC-011 | critical | active | Device Unreachable | Interface | Network | downstream | GA-ST-0001-CSR-01 |  |  | 2026-10-01 04:18
ALM-1061 | GA-DC-011 | critical | active | Device Unreachable | Interface | Network | downstream | GA-ST-0002-CSR-01 |  |  | 2026-10-01 04:18
ALM-1062 | GA-DC-011 | critical | active | Device Unreachable | Interface | Network | downstream | GA-ST-0004-CSR-01 |  |  | 2026-10-01 04:18
ALM-1063 | NJ-DC-012 | critical | active | Mains Power Failure | Power | Facility | downstream | NJ-POP-001-AGG-01 |  |  | 2026-10-01 03:30
ALM-1064 | NJ-DC-012 | critical | active | Device Unreachable | Interface | Network | downstream | NJ-ST-0003-CSR-01 |  |  | 2026-10-01 00:20
ALM-1065 | NJ-DC-012 | critical | active | Device Unreachable | Interface | Network | downstream | NJ-POP-004-AGG-01 |  |  | 2026-10-01 04:40
ALM-1066 | OR-DC-014 | minor | active | High CPU Utilization | CPU | Performance | downstream | OR-POP-001-AGG-01 |  |  | 2026-09-30 23:21
ALM-1067 | OR-DC-014 | critical | active | Device Unreachable | Interface | Network | downstream | OR-POP-002-AGG-01 |  |  | 2026-09-30 20:28
ALM-1068 | CO-DC-015 | minor | active | High CPU Utilization | CPU | Performance | downstream | CO-POP-001-AGG-01 |  |  | 2026-09-30 23:25
ALM-1069 | CO-DC-015 | major | active | Fan Tray Failure | Environment | Device | downstream | CO-ST-0001-CSR-01 |  |  | 2026-10-01 07:06
ALM-1070 | CO-DC-015 | major | active | Fan Tray Failure | Environment | Device | downstream | CO-POP-002-AGG-01 |  |  | 2026-09-30 20:14
ALM-1071 | OH-DC-016 | major | active | Link Down | Link | Network | downstream | OH-POP-001-AGG-01 |  |  | 2026-09-30 22:07
ALM-1072 | OH-DC-016 | major | active | Link Down | Link | Network | downstream | OH-POP-002-AGG-01 |  |  | 2026-10-01 07:08
ALM-1073 | OH-DC-017 | major | active | Link Down | Link | Network | downstream | OH-POP-001-AGG-01 |  |  | 2026-09-30 19:41
ALM-1074 | FL-DC-018 | major | active | Fan Tray Failure | Environment | Device | downstream | FL-POP-002-AGG-01 |  |  | 2026-10-01 03:49
ALM-1075 | UT-DC-019 | critical | active | Mains Power Failure | Power | Facility | downstream | UT-POP-002-AGG-01 |  |  | 2026-09-30 23:03
ALM-1076 | CA-DC-020 | minor | active | High CPU Utilization | CPU | Performance | downstream | CA-POP-001-AGG-01 |  |  | 2026-09-30 17:26
ALM-1077 | CA-DC-020 | major | active | Fan Tray Failure | Environment | Device | downstream | CA-POP-002-AGG-01 |  |  | 2026-10-01 02:52
ALM-1078 | CA-DC-021 | minor | active | High CPU Utilization | CPU | Performance | downstream | CA-POP-001-AGG-01 |  |  | 2026-09-30 19:11
ALM-1079 | CA-DC-021 | critical | active | Device Unreachable | Interface | Network | downstream | CA-ST-0001-CSR-01 |  |  | 2026-09-30 22:38
ALM-1080 | CA-DC-021 | critical | active | Device Unreachable | Interface | Network | downstream | CA-POP-002-AGG-01 |  |  | 2026-09-30 18:56
ALM-1081 | TX-DC-022 | critical | active | Device Unreachable | Interface | Network | downstream | TX-POP-002-AGG-01 |  |  | 2026-10-01 04:20
ALM-1082 | TX-DC-022 | minor | active | High CPU Utilization | CPU | Performance | downstream | TX-POP-003-AGG-01 |  |  | 2026-09-30 21:31
ALM-1083 | TX-DC-022 | critical | active | Device Unreachable | Interface | Network | downstream | TX-POP-002-AGG-01 |  |  | 2026-09-30 23:29
ALM-1084 | TX-DC-022 | critical | active | Device Unreachable | Interface | Network | downstream | TX-ST-0002-CSR-01 |  |  | 2026-09-30 23:29
ALM-1085 | TX-DC-022 | critical | active | Device Unreachable | Interface | Network | downstream | TX-ST-0004-CSR-01 |  |  | 2026-09-30 23:29
ALM-1086 | TX-DC-022 | critical | active | Device Unreachable | Interface | Network | downstream | TX-ST-0005-CSR-01 |  |  | 2026-09-30 23:29
ALM-1087 | NC-DC-023 | minor | active | High CPU Utilization | CPU | Performance | downstream | NC-POP-002-AGG-01 |  |  | 2026-09-30 18:58
ALM-1088 | VA-DC-001 | minor | active | Secondary RADIUS Server Unreachable | Security | Network | dependency | AAA-SRV-02 (10.25.25.6) |  |  | 2026-10-01 04:50
ALM-1089 | VA-DC-001 | major | active | Cabinet PDU-A Breaker Trip | Power | Facility | site |  |  | VA-DC-001-RACK-C | 2026-10-01 07:12
ALM-1090 | VA-DC-001 | critical | active | Cross-connect Loss of Signal | Interface | Network | site | VA-DC-001-MMR-SW-01 | MMR panel 7 · P19 |  | 2026-10-01 06:46
ALM-1091 | VA-DC-001 | minor | active | Cabinet Inlet Temperature High | Environment | Facility | site |  |  | VA-DC-001-RACK-I | 2026-10-01 05:50
ALM-1092 | TX-DC-022 | major | active | CDU Flow Low | Cooling | Facility | site |  |  |  | 2026-10-01 06:38
ALM-1093 | VA-DC-002 | minor | active | Optical Rx Power Low | Interface | Network | edge | VA-DC-002-PE-T4-02 | xe-0/0/2 |  | 2026-10-01 01:50
ALM-1094 | VA-DC-003 | minor | active | Optical Rx Power Low | Interface | Network | edge | VA-DC-003-PE-T4-04 | xe-0/0/2 |  | 2026-09-30 20:50
ALM-1095 | TX-DC-006 | minor | active | Optical Rx Power Low | Interface | Network | edge | TX-DC-006-PE-T4-02 | xe-0/0/2 |  | 2026-09-30 15:50
ALM-1096 | IL-DC-009 | minor | active | Optical Rx Power Low | Interface | Network | edge | IL-DC-009-PE-T4-02 | xe-0/0/2 |  | 2026-09-30 10:50
Note on A1: Required: no Type: text System field: Alert.id
Note on B1: Required: no Type: text System field: Alert.dcId
Note on C1: Required: no Type: text System field: Alert.severity
Note on D1: Required: no Type: text System field: Alert.state
Note on E1: Required: no Type: text System field: Alert.title
Note on F1: Required: no Type: text System field: Alert.source
Note on G1: Required: no Type: text System field: Alert.category
Note on H1: Required: no Type: text System field: Alert.scope
Note on I1: Required: no Type: text System field: Alert.neId / node
Note on J1: Required: no Type: text System field: Alert.ifName
Note on K1: Required: no Type: text System field: Alert.linkId / rackId
Note on L1: Required: no Type: text System field: Alert.start
Note on M1: Required: no Type: text System field: Alert.incidentId

## Snapshot_Incidents
incident_id | site_id | severity | status | type | title | owner | detected_at | resolved_at | alarms | services_hit | customers_hit | revenue_at_risk
INC-0001 | VA-DC-001 | High | Open | Network | Optical degradation on PE-T4-01 xe-0/0/3 — backhaul flapping | Mike Johnson | 2026-10-01 07:08 |  | 4 | 0 | 0 | 0
INC-0002 | IL-DC-009 | Critical | Investigating | Power | UPS-2 on battery after utility feed A loss | James Wilson | 2026-10-01 06:59 |  | 1 | 41 | 8 | 132420
INC-0003 | VA-DC-003 | High | Mitigated | Cooling | CRAH-11 failed — Ground · Meet-me room at N redundancy | Sarah Chen | 2026-10-01 04:11 |  | 2 | 0 | 0 | 0
INC-0004 | CA-DC-020 | Medium | Open | Rack | 3 racks over power budget in Hall A | Grace Patel | 2026-10-01 00:52 |  | 3 | 0 | 0 | 0
INC-0005 | NC-DC-023 | Low | Investigating | Power | NC-DC-023-MMR-SW-04 running on single PSU | Mike Johnson | 2026-09-29 15:49 |  | 1 | 1 | 1 | 80
INC-0006 | FL-DC-018 | Low | Open | Power | FL-DC-018-MMR-SW-03 running on single PSU | Tom Reynolds | 2026-09-29 08:37 |  | 1 | 3 | 3 | 8880
INC-0007 | TX-DC-005 | Medium | Open | Network | TX-DC-005-TOR-002 unreachable | Grace Patel | 2026-10-01 05:46 |  | 1 | 0 | 0 | 0
INC-0008 | CA-DC-021 | Medium | Investigating | Network | CA-DC-021-TOR-002 unreachable | Grace Patel | 2026-10-01 07:03 |  | 1 | 0 | 0 | 0
INC-0009 | VA-DC-001 | Low | Open | Network | Discovery collector stale — VA-DC-001 | Luis Alvarez | 2026-10-01 04:53 |  | 1 | 0 | 0 | 0
INC-0010 | GA-DC-011 | Medium | Open | Network | Link down — GA-DC-011-PE-T4-03 xe-0/0/3 | Grace Patel | 2026-10-01 04:19 |  | 1 | 0 | 0 | 0
INC-0011 | GA-DC-011 | Low | Investigating | Power | GA-DC-011-TOR-003 running on single PSU | Emily Carter | 2026-09-29 08:51 |  | 1 | 0 | 0 | 0
INC-0012 | TX-DC-022 | Medium | Investigating | Network | Link down — TX-DC-022-MMR-SW-03 Ethernet49/2 | Marcus Lee | 2026-09-30 23:30 |  | 1 | 0 | 0 | 0
INC-0013 | VA-DC-003 | Medium | Open | Capacity | Backhaul VA-DC-003-PE-T4-04 xe-0/0/3 at 91% — capacity exhaustion | Mike Johnson | 2026-09-30 17:56 |  | 1 | 0 | 0 | 0
INC-0014 | OH-DC-016 | Medium | Resolved | Rack | Tenant cabinet over contracted power — OH-DC-016 | Sarah Chen | 2026-09-09 20:05 | 2026-09-09 23:07 | 0 | 4 | 0 | 0
INC-0015 | OH-DC-017 | Medium | Closed | Capacity | Cross-connect panel ports exhausted — OH-DC-017 | Emily Carter | 2026-09-18 00:28 | 2026-09-19 08:04 | 0 | 9 | 6 | 0
INC-0016 | OH-DC-016 | Low | Closed | Network | Carrier backhaul optical degradation — OH-DC-016 | Olivia Turner | 2026-09-23 16:17 | 2026-09-24 14:22 | 0 | 2 | 1 | 0
INC-0017 | TX-DC-005 | Low | Closed | Cooling | CRAH filter blocked — hot aisle above 27°C — TX-DC-005 | Tom Reynolds | 2026-09-16 07:01 | 2026-09-18 13:22 | 0 | 3 | 4 | 0
INC-0018 | UT-DC-019 | Low | Resolved | Rack | Tenant cabinet over contracted power — UT-DC-019 | David Kim | 2026-09-13 06:13 | 2026-09-14 11:10 | 0 | 2 | 5 | 0
INC-0019 | CA-DC-020 | Medium | Closed | Network | MMR switch uplink flapping — CA-DC-020 | Grace Patel | 2026-09-10 02:24 | 2026-09-10 14:56 | 0 | 8 | 3 | 0
INC-0020 | OR-DC-014 | Low | Closed | Power | Tenant draw over contracted kW — OR-DC-014 | Karen Mitchell | 2026-09-21 19:25 | 2026-09-22 14:29 | 0 | 1 | 5 | 0
INC-0021 | OH-DC-016 | High | Closed | Rack | Tenant cabinet over contracted power — OH-DC-016 | Grace Patel | 2026-09-21 14:23 | 2026-09-21 20:06 | 0 | 4 | 0 | 0
INC-0022 | CA-DC-020 | High | Resolved | Network | Tenant VLAN hand-off down — CA-DC-020 | Luis Alvarez | 2026-09-08 22:08 | 2026-09-09 00:17 | 0 | 1 | 1 | 0
INC-0023 | VA-DC-004 | Low | Closed | Network | MMR switch uplink flapping — VA-DC-004 | Emily Carter | 2026-09-17 13:20 | 2026-09-20 03:15 | 0 | 3 | 1 | 0
INC-0024 | CO-DC-015 | Medium | Closed | Cooling | Chiller pump fault — CO-DC-015 | David Kim | 2026-09-27 01:59 | 2026-09-27 20:57 | 0 | 0 | 0 | 0
INC-0025 | VA-DC-004 | High | Closed | Power | UPS on bypass — VA-DC-004 | Sarah Chen | 2026-09-12 06:15 | 2026-09-12 09:17 | 0 | 2 | 6 | 0
INC-0026 | TX-DC-007 | Medium | Resolved | Cooling | Chiller pump fault — TX-DC-007 | David Kim | 2026-09-20 03:10 | 2026-09-21 19:40 | 0 | 3 | 1 | 0
INC-0027 | GA-DC-011 | Medium | Closed | Security | Cage access alarm — badge mismatch — GA-DC-011 | Sarah Chen | 2026-09-04 05:00 | 2026-09-04 19:31 | 0 | 4 | 6 | 0
INC-0028 | UT-DC-019 | Low | Closed | Network | MMR switch uplink flapping — UT-DC-019 | David Kim | 2026-09-18 05:45 | 2026-09-19 08:43 | 0 | 0 | 2 | 0
INC-0029 | NC-DC-023 | Medium | Closed | Security | Cage access alarm — badge mismatch — NC-DC-023 | David Kim | 2026-09-21 01:01 | 2026-09-21 09:54 | 0 | 3 | 1 | 0
INC-0030 | TX-DC-022 | Low | Resolved | Network | Cross-connect loss of signal in MMR — TX-DC-022 | Grace Patel | 2026-09-12 22:04 | 2026-09-13 06:59 | 0 | 3 | 6 | 0
INC-0031 | CO-DC-015 | Medium | Closed | Rack | Tenant cabinet over contracted power — CO-DC-015 | Mike Johnson | 2026-09-15 10:31 | 2026-09-15 19:45 | 0 | 6 | 5 | 0
INC-0032 | VA-DC-001 | Low | Closed | Cooling | CRAH filter blocked — hot aisle above 27°C — VA-DC-001 | Emily Carter | 2026-09-24 21:14 | 2026-09-26 07:26 | 0 | 2 | 1 | 0
INC-0033 | TX-DC-005 | Medium | Closed | Security | Cage access alarm — badge mismatch — TX-DC-005 | Olivia Turner | 2026-09-17 04:01 | 2026-09-18 02:54 | 0 | 4 | 4 | 0
INC-0034 | TX-DC-006 | Low | Resolved | Cooling | Chiller pump fault — TX-DC-006 | Tom Reynolds | 2026-09-14 06:49 | 2026-09-14 19:09 | 0 | 3 | 4 | 0
INC-0035 | NC-DC-023 | Medium | Closed | Network | Cross-connect loss of signal in MMR — NC-DC-023 | Tom Reynolds | 2026-09-23 05:10 | 2026-09-24 12:14 | 0 | 0 | 3 | 0
INC-0036 | VA-DC-002 | Medium | Closed | Capacity | Hall A contracted power near sold-out — VA-DC-002 | Daniel Brooks | 2026-09-15 01:38 | 2026-09-15 17:49 | 0 | 8 | 3 | 0
INC-0037 | CO-DC-015 | Medium | Closed | Power | Tenant draw over contracted kW — CO-DC-015 | Tom Reynolds | 2026-09-07 01:47 | 2026-09-08 00:49 | 0 | 6 | 2 | 0
INC-0038 | VA-DC-003 | Medium | Resolved | Cooling | CRAH filter blocked — hot aisle above 27°C — VA-DC-003 | Emily Carter | 2026-09-23 12:29 | 2026-09-23 23:52 | 0 | 8 | 1 | 0
INC-0039 | TX-DC-006 | High | Closed | Cooling | Chiller pump fault — TX-DC-006 | Marcus Lee | 2026-09-26 08:19 | 2026-09-26 11:09 | 0 | 5 | 2 | 0
INC-0040 | TX-DC-022 | High | Closed | Network | MMR switch uplink flapping — TX-DC-022 | Tom Reynolds | 2026-09-22 14:29 | 2026-09-23 02:49 | 0 | 7 | 3 | 0
INC-0041 | NJ-DC-012 | Medium | Closed | Power | Tenant cabinet PDU breaker trip — NJ-DC-012 | Grace Patel | 2026-09-03 13:44 | 2026-09-04 00:50 | 0 | 6 | 6 | 0
INC-0042 | FL-DC-018 | Medium | Resolved | Network | Cross-connect loss of signal in MMR — FL-DC-018 | Tom Reynolds | 2026-09-06 17:08 | 2026-09-07 01:06 | 0 | 4 | 1 | 0
INC-0043 | VA-DC-001 | Medium | Closed | Security | Cage access alarm — badge mismatch — VA-DC-001 | David Kim | 2026-09-05 00:27 | 2026-09-05 05:09 | 0 | 1 | 5 | 0
INC-0044 | NC-DC-023 | Low | Closed | Rack | Tenant cabinet over contracted power — NC-DC-023 | Karen Mitchell | 2026-09-09 04:42 | 2026-09-11 16:58 | 0 | 1 | 3 | 0
INC-0045 | NC-DC-023 | Low | Closed | Cooling | Chiller pump fault — NC-DC-023 | Olivia Turner | 2026-09-15 11:37 | 2026-09-16 22:46 | 0 | 7 | 6 | 0
INC-0046 | NC-DC-023 | Low | Resolved | Rack | Tenant cabinet over contracted power — NC-DC-023 | Sarah Chen | 2026-09-27 14:43 | 2026-09-28 22:42 | 0 | 9 | 3 | 0
INC-0047 | CO-DC-015 | Medium | Closed | Cooling | Chiller pump fault — CO-DC-015 | Marcus Lee | 2026-09-02 22:26 | 2026-09-03 13:18 | 0 | 6 | 4 | 0
INC-0048 | NC-DC-023 | High | Closed | Network | MMR switch uplink flapping — NC-DC-023 | Sarah Chen | 2026-09-08 20:03 | 2026-09-08 23:13 | 0 | 5 | 4 | 0
INC-0049 | AZ-DC-010 | Low | Closed | Power | Tenant cabinet PDU breaker trip — AZ-DC-010 | Olivia Turner | 2026-09-12 11:38 | 2026-09-13 14:27 | 0 | 5 | 0 | 0
INC-0050 | UT-DC-019 | Medium | Resolved | Power | Tenant draw over contracted kW — UT-DC-019 | Marcus Lee | 2026-09-02 08:14 | 2026-09-03 02:08 | 0 | 5 | 4 | 0
INC-0051 | AZ-DC-010 | High | Closed | Security | Cage access alarm — badge mismatch — AZ-DC-010 | Emily Carter | 2026-09-16 09:25 | 2026-09-16 15:41 | 0 | 7 | 5 | 0
Note on A1: Required: no Type: text System field: Incident.id
Note on B1: Required: no Type: text System field: Incident.dcId
Note on C1: Required: no Type: text System field: Incident.sev
Note on D1: Required: no Type: text System field: Incident.status
Note on E1: Required: no Type: text System field: Incident.type
Note on F1: Required: no Type: text System field: Incident.title
Note on G1: Required: no Type: text System field: Incident.owner
Note on H1: Required: no Type: text System field: Incident.detected
Note on I1: Required: no Type: text System field: Incident.resolved
Note on J1: Required: no Type: text System field: Incident.alertIds
Note on K1: Required: no Type: text System field: impact.services
Note on L1: Required: no Type: text System field: impact.customers
Note on M1: Required: no Type: text System field: impact.revenueAtRisk

## Snapshot_Changes
change_id | site_id | kind | title | status | risk | window_start | window_end | requester | approver | scope
CHG-2001 | VA-DC-001 | Change | Re-patch ODF RACK-D core 7 to PE-T4-01 xe-0/0/3 (new backhaul span) | Completed | Medium | 2026-09-30 16:30 | 2026-09-30 17:30 | Daniel Brooks | Emily Carter | VA-DC-001-PE-T4-01
CHG-2002 | VA-DC-001 | Change | Junos upgrade 21.4R3-S5.5 → 22.2R3-S2 on VA-DC-001 PE pair | Pending approval | High | 2026-10-03 17:50 | 2026-10-03 21:50 | Luis Alvarez |  | VA-DC-001-PE-T4-01;VA-DC-001-PE-T4-02
CHG-2003 | VA-DC-001 | Maintenance | DG load-bank test — 125 kVA set | Approved | Low | 2026-10-05 13:50 | 2026-10-05 15:50 | Tom Reynolds | Karen Mitchell
CHG-2004 | VA-DC-003 | Maintenance | CRAH-11 compressor replacement | In progress | Medium | 2026-10-01 05:50 | 2026-10-01 11:50 | Tom Reynolds | Karen Mitchell
CHG-2005 | IL-DC-009 | Change | Utility feed A switchover to feeder 2 | Completed | High | 2026-09-30 05:50 | 2026-09-30 07:50 | Marcus Lee | Karen Mitchell
CHG-2006 | CA-DC-020 | Maintenance | UPS battery string replacement — UPS-2 | Approved | Medium | 2026-10-07 07:50 | 2026-10-07 12:50 | Grace Patel | Karen Mitchell
CHG-2007 | CA-DC-020 | Change | Add 100G backhaul CA-DC-020 ↔ TX-DC-022 | Pending approval | Medium | 2026-10-10 07:50 | 2026-10-10 11:50 | Emily Carter |  | CA-DC-020-PE-T4-01;TX-DC-022-PE-T4-01
CHG-2008 | TX-DC-005 | Change | Enable BFD on PE–AGG uplinks | Completed | Low | 2026-09-26 07:50 | 2026-09-26 09:50 | Sarah Chen | Emily Carter | TX-DC-005-PE-T4-01;TX-DC-005-PE-T4-02
CHG-2009 | OH-DC-016 | Maintenance | Quarterly fire-suppression inspection | Approved | Low | 2026-10-04 07:50 | 2026-10-04 10:50 | Olivia Turner | Karen Mitchell
CHG-2010 | TX-DC-022 | Change | Re-terminate tenant cross-connects on MMR-SW-01/02 | Rolled back | High | 2026-09-28 07:50 | 2026-09-28 10:50 | David Kim | Emily Carter | TX-DC-022-MMR-SW-01;TX-DC-022-MMR-SW-02
CHG-2011 | GA-DC-011 | Change | RADIUS server certificate renewal | Draft | Low | 2026-10-13 07:50 | 2026-10-13 08:50 | James Wilson
CHG-2012 | WA-DC-024 | Maintenance | ODF re-labelling & cable audit | Approved | Low | 2026-10-06 07:50 | 2026-10-06 13:50 | Grace Patel | Karen Mitchell
Note on A1: Required: no Type: text System field: Change.id
Note on B1: Required: no Type: text System field: Change.dcId
Note on C1: Required: no Type: text System field: Change.kind
Note on D1: Required: no Type: text System field: Change.title
Note on E1: Required: no Type: text System field: Change.status
Note on F1: Required: no Type: text System field: Change.risk
Note on G1: Required: no Type: text System field: Change.windowStart
Note on H1: Required: no Type: text System field: Change.windowEnd
Note on I1: Required: no Type: text System field: Change.requester
Note on J1: Required: no Type: text System field: Change.approver
Note on K1: Required: no Type: text System field: Change.scope

## Snapshot_RMA
rma_id | site_id | device_id | slot | part | vendor_case | status | opened | spare_on_site
RMA-40656 | GA-DC-011 | GA-DC-011-TOR-003 | PSU2 | Power supply | CIS-6755919 | Engineer booked | 2026-09-29 10:50 | Y
RMA-72797 | FL-DC-018 | FL-DC-018-MMR-SW-03 | PSU2 | Power supply | ARI-3530159 | Opened | 2026-10-01 01:50 | Y
RMA-66365 | NC-DC-023 | NC-DC-023-MMR-SW-04 | PSU2 | Power supply | JUN-8604134 | Engineer booked | 2026-09-28 13:50 | Y
Note on A1: Required: no Type: text System field: RmaCase.id
Note on B1: Required: no Type: text System field: RmaCase.dcId
Note on C1: Required: no Type: text System field: RmaCase.neId
Note on D1: Required: no Type: text System field: RmaCase.slot
Note on E1: Required: no Type: text System field: RmaCase.part
Note on F1: Required: no Type: text System field: RmaCase.ref
Note on G1: Required: no Type: text System field: RmaCase.status
Note on H1: Required: no Type: text System field: RmaCase.opened
Note on I1: Required: no Type: text System field: RmaCase.spareOnSite

## Snapshot_Problems
problem_id | title | type | state | incidents | open | sites | workaround | fix | owner
PRB-5586 | PSU2 hardware failure | Power | Investigating | INC-0005;INC-0006;INC-0011 | 3 | NC-DC-023;FL-DC-018;GA-DC-011 | Run on the healthy supply; avoid maintenance on the other PDU side | Swap the failed PSU under RMA; track PSU failures by model and batch | Olivia Turner
PRB-6505 | Loss of power at the access rack (PDU breaker) | Network | Investigating | INC-0007;INC-0008 | 2 | TX-DC-005;CA-DC-021 | Reset the outlet / breaker after checking the cabinet load; the device rides on its other cord | Re-balance the cabinet across phases and both sides; replace the PDU if trips recur | Mike Johnson
PRB-5380 | Optic or patch-cord failure | Network | Investigating | INC-0010;INC-0012 | 2 | GA-DC-011;TX-DC-022 | Move traffic to the parallel span; swap the optic from a spare lot and clean the patch | Replace every optic from the affected lot under a vendor field notice; inspect the ODF jumpers | Karen Mitchell
PRB-4445 | Optic degradation (SFP lot 22B) | Network | Investigating | INC-0001;INC-0019;INC-0023;INC-0028;INC-0040;INC-0048 | 1 | VA-DC-001;CA-DC-020;VA-DC-004;UT-DC-019;TX-DC-022;NC-DC-023 | Move traffic to the parallel span; swap the optic from a spare lot and clean the patch | Replace every optic from the affected lot under a vendor field notice; inspect the ODF jumpers | Olivia Turner
PRB-3034 | Tenant cabinet over contracted power | Rack | Known error | INC-0014;INC-0018;INC-0021;INC-0031;INC-0044;INC-0046 | 0 | OH-DC-016;UT-DC-019;CO-DC-015;NC-DC-023 | Follow the runbook for this alarm type | Root cause and permanent fix to be confirmed | Tom Reynolds
PRB-4629 | Chiller pump fault | Cooling | Known error | INC-0024;INC-0026;INC-0034;INC-0039;INC-0045;INC-0047 | 0 | CO-DC-015;TX-DC-007;TX-DC-006;NC-DC-023 | Keep the spare unit running; portable cooling on standby | Repair the unit and review the maintenance interval | James Wilson
PRB-7148 | Cage access alarm | Security | Known error | INC-0027;INC-0029;INC-0033;INC-0043;INC-0051 | 0 | GA-DC-011;NC-DC-023;TX-DC-005;VA-DC-001;AZ-DC-010 | Follow the runbook for this alarm type | Root cause and permanent fix to be confirmed | James Wilson
PRB-5938 | CRAH filter blocked | Cooling | Known error | INC-0017;INC-0032;INC-0038 | 0 | TX-DC-005;VA-DC-001;VA-DC-003 | Keep the spare unit running; portable cooling on standby | Repair the unit and review the maintenance interval | Tom Reynolds
PRB-6653 | Tenant draw over contracted kW | Power | Known error | INC-0020;INC-0037;INC-0050 | 0 | OR-DC-014;CO-DC-015;UT-DC-019 | Follow the runbook for this alarm type | Root cause and permanent fix to be confirmed | Karen Mitchell
PRB-1621 | Cross-connect loss of signal in MMR | Network | Known error | INC-0030;INC-0035;INC-0042 | 0 | TX-DC-022;NC-DC-023;FL-DC-018 | Follow the runbook for this alarm type | Root cause and permanent fix to be confirmed | Karen Mitchell
PRB-4960 | Tenant cabinet PDU breaker trip | Power | Known error | INC-0041;INC-0049 | 0 | NJ-DC-012;AZ-DC-010 | Reset the outlet / breaker after checking the cabinet load; the device rides on its other cord | Re-balance the cabinet across phases and both sides; replace the PDU if trips recur | Sarah Chen
Note on A1: Required: no Type: text System field: Problem.id
Note on B1: Required: no Type: text System field: Problem.title
Note on C1: Required: no Type: text System field: Problem.type
Note on D1: Required: no Type: text System field: Problem.state
Note on E1: Required: no Type: text System field: Problem.incidents
Note on F1: Required: no Type: text System field: Problem.open
Note on G1: Required: no Type: text System field: Problem.sites
Note on H1: Required: no Type: text System field: Problem.workaround
Note on I1: Required: no Type: text System field: Problem.fix
Note on J1: Required: no Type: text System field: Problem.owner

## Snapshot_Orders
order_id | kind | site_id | customer_id | detail | state | opened | due_or_minutes
XC-89137 | Cross-connect | VA-DC-003 | CUST-6478 | RACK-H (tenant cabinet) → Cloud on-ramp · MMR panel 7 | Requested | 2026-09-30 07:50 | 2026-10-05
XC-70188 | Cross-connect | OR-DC-014 | CUST-6468 | RACK-I (tenant cabinet) → Other tenant · cage cross-connect | Requested | 2026-09-30 07:50 | 2026-10-05
XC-46794 | Cross-connect | VA-DC-003 | CUST-7339 | RACK-F (tenant cabinet) → Peering fabric · MMR panel 2 | Requested | 2026-09-29 07:50 | 2026-10-04
XC-25076 | Cross-connect | VA-DC-004 | CUST-3835 | RACK-B (tenant cabinet) → Peering fabric · MMR panel 2 | Requested | 2026-09-29 07:50 | 2026-10-04
XC-43648 | Cross-connect | CA-DC-020 | CUST-2073 | RACK-C (tenant cabinet) → Carrier POP · MMR panel 3 | Requested | 2026-09-28 07:50 | 2026-10-03
XC-48746 | Cross-connect | CA-DC-020 | CUST-7339 | RACK-D (tenant cabinet) → Other tenant · cage cross-connect | Requested | 2026-09-28 07:50 | 2026-10-03
XC-15212 | Cross-connect | TX-DC-022 | CUST-7339 | RACK-E (tenant cabinet) → Cloud on-ramp · MMR panel 7 | Requested | 2026-09-27 07:50 | 2026-10-02
XC-27499 | Cross-connect | VA-DC-003 | CUST-5587 | RACK-G (tenant cabinet) → Peering fabric · MMR panel 2 | Requested | 2026-09-26 07:50 | 2026-10-01
XC-54235 | Cross-connect | VA-DC-004 | CUST-8220 | RACK-F (tenant cabinet) → Carrier POP · MMR panel 3 | Requested | 2026-09-26 07:50 | 2026-10-01
XC-59262 | Cross-connect | IL-DC-009 | CUST-9111 | RACK-F (tenant cabinet) → Peering fabric · MMR panel 2 | Requested | 2026-09-25 07:50 | 2026-09-30
XC-95991 | Cross-connect | FL-DC-018 | CUST-8220 | RACK-B (tenant cabinet) → Peering fabric · MMR panel 2 | Requested | 2026-09-23 07:50 | 2026-09-28
XC-18924 | Cross-connect | CA-DC-020 | CUST-9982 | RACK-E (tenant cabinet) → Cloud on-ramp · MMR panel 7 | Requested | 2026-09-22 07:50 | 2026-09-27
XC-88752 | Cross-connect | AZ-DC-010 | CUST-4716 | RACK-B (tenant cabinet) → Carrier POP · MMR panel 3 | Approved | 2026-09-30 07:50 | 2026-10-05
XC-41022 | Cross-connect | IL-DC-009 | CUST-6468 | RACK-E (tenant cabinet) → Peering fabric · MMR panel 2 | Approved | 2026-09-29 07:50 | 2026-10-04
XC-45993 | Cross-connect | NC-DC-023 | CUST-8230 | RACK-M (tenant cabinet) → Peering fabric · MMR panel 2 | Approved | 2026-09-29 07:50 | 2026-10-04
XC-61597 | Cross-connect | TX-DC-005 | CUST-7339 | RACK-H (tenant cabinet) → Carrier POP · MMR panel 3 | Approved | 2026-09-28 07:50 | 2026-10-03
XC-23313 | Cross-connect | OH-DC-016 | CUST-2063 | RACK-H (tenant cabinet) → Carrier POP · MMR panel 3 | Approved | 2026-09-28 07:50 | 2026-10-03
XC-93415 | Cross-connect | OH-DC-017 | CUST-8240 | RACK-B (tenant cabinet) → Carrier POP · MMR panel 3 | Approved | 2026-09-27 07:50 | 2026-10-02
XC-42755 | Cross-connect | CO-DC-015 | CUST-8230 | RACK-E (tenant cabinet) → Other tenant · cage cross-connect | Approved | 2026-09-23 07:50 | 2026-09-28
XC-62437 | Cross-connect | GA-DC-011 | CUST-7349 | RACK-L (tenant cabinet) → Cloud on-ramp · MMR panel 7 | Patched | 2026-09-29 07:50 | 2026-10-04
XC-91199 | Cross-connect | TX-DC-007 | CUST-3825 | RACK-F (tenant cabinet) → Peering fabric · MMR panel 2 | Patched | 2026-09-28 07:50 | 2026-10-03
XC-78392 | Cross-connect | VA-DC-002 | CUST-1202 | RACK-D (tenant cabinet) → Cloud on-ramp · MMR panel 7 | Patched | 2026-09-27 07:50 | 2026-10-02
XC-21119 | Cross-connect | OR-DC-014 | CUST-9121 | RACK-D (tenant cabinet) → Other tenant · cage cross-connect | Patched | 2026-09-27 07:50 | 2026-10-02
XC-29129 | Cross-connect | NC-DC-023 | CUST-2063 | RACK-L (tenant cabinet) → Carrier POP · MMR panel 3 | Patched | 2026-09-27 07:50 | 2026-10-02
XC-29060 | Cross-connect | VA-DC-001 | CUST-7339 | RACK-M (tenant cabinet) → Other tenant · cage cross-connect | Patched | 2026-09-26 07:50 | 2026-10-01
XC-31397 | Cross-connect | OH-DC-017 | CUST-6468 | RACK-G (tenant cabinet) → Carrier POP · MMR panel 3 | Patched | 2026-09-26 07:50 | 2026-10-01
XC-14963 | Cross-connect | CA-DC-020 | CUST-9121 | RACK-L (tenant cabinet) → Cloud on-ramp · MMR panel 7 | Patched | 2026-09-26 07:50 | 2026-10-01
XC-76342 | Cross-connect | VA-DC-001 | CUST-8220 | RACK-P (tenant cabinet) → Cloud on-ramp · MMR panel 7 | Patched | 2026-09-25 07:50 | 2026-09-30
XC-99636 | Cross-connect | TX-DC-007 | CUST-2063 | RACK-D (tenant cabinet) → Cloud on-ramp · MMR panel 7 | Patched | 2026-09-22 07:50 | 2026-09-27
XC-40658 | Cross-connect | CO-DC-015 | CUST-6468 | RACK-B (tenant cabinet) → Carrier POP · MMR panel 3 | Patched | 2026-09-22 07:50 | 2026-09-27
XC-73035 | Cross-connect | VA-DC-003 | CUST-4706 | RACK-E (tenant cabinet) → Carrier POP · MMR panel 3 | Tested | 2026-09-30 07:50 | 2026-10-05
XC-51577 | Cross-connect | OH-DC-016 | CUST-9992 | RACK-C (tenant cabinet) → Other tenant · cage cross-connect | Tested | 2026-09-28 07:50 | 2026-10-03
XC-45875 | Cross-connect | OH-DC-016 | CUST-4706 | RACK-F (tenant cabinet) → Other tenant · cage cross-connect | Tested | 2026-09-28 07:50 | 2026-10-03
XC-65233 | Cross-connect | VA-DC-004 | CUST-4716 | RACK-E (tenant cabinet) → Other tenant · cage cross-connect | Tested | 2026-09-27 07:50 | 2026-10-02
XC-82172 | Cross-connect | TX-DC-022 | CUST-4716 | RACK-M (tenant cabinet) → Carrier POP · MMR panel 3 | Tested | 2026-09-26 07:50 | 2026-10-01
XC-46564 | Cross-connect | VA-DC-001 | CUST-3825 | RACK-Q (tenant cabinet) → Cloud on-ramp · MMR panel 7 | Tested | 2026-09-25 07:50 | 2026-09-30
XC-89259 | Cross-connect | TX-DC-005 | CUST-9982 | RACK-M (tenant cabinet) → Cloud on-ramp · MMR panel 7 | Tested | 2026-09-25 07:50 | 2026-09-30
XC-34140 | Cross-connect | IL-DC-009 | CUST-3825 | RACK-C (tenant cabinet) → Other tenant · cage cross-connect | Tested | 2026-09-24 07:50 | 2026-09-29
XC-78520 | Cross-connect | IL-DC-009 | CUST-8240 | RACK-H (tenant cabinet) → Other tenant · cage cross-connect | Tested | 2026-09-24 07:50 | 2026-09-29
XC-27123 | Cross-connect | NC-DC-023 | CUST-9121 | RACK-F (tenant cabinet) → Other tenant · cage cross-connect | Tested | 2026-09-24 07:50 | 2026-09-29
XC-94361 | Cross-connect | AZ-DC-010 | CUST-5587 | RACK-D (tenant cabinet) → Peering fabric · MMR panel 2 | Tested | 2026-09-22 07:50 | 2026-09-27
XC-64449 | Cross-connect | CA-DC-008 | CUST-7359 | RACK-J (tenant cabinet) → MMR-SW-04 MMR panel 8 · P45 | Handed over | 2026-09-11 07:50 | 2026-09-16
XC-35354 | Cross-connect | TX-DC-007 | CUST-2063 | RACK-D (tenant cabinet) → MMR-SW-01 MMR panel 2 · P46 | Handed over | 2026-09-06 07:50 | 2026-09-11
XC-95818 | Cross-connect | CA-DC-020 | CUST-2073 | RACK-C (tenant cabinet) → MMR-SW-02 MMR panel 10 · P9 | Handed over | 2026-09-06 07:50 | 2026-09-11
XC-44289 | Cross-connect | TX-DC-022 | CUST-9111 | RACK-O (tenant cabinet) → MMR-SW-06 MMR panel 6 · P39 | Handed over | 2026-09-03 07:50 | 2026-09-08
XC-12033 | Cross-connect | CA-DC-021 | CUST-9992 | RACK-C (tenant cabinet) → MMR-SW-05 MMR panel 12 · P6 | Handed over | 2026-09-01 07:50 | 2026-09-06
XC-74897 | Cross-connect | AZ-DC-010 | CUST-6468 | RACK-E (tenant cabinet) → MMR-SW-04 MMR panel 6 · P41 | Handed over | 2026-08-30 07:50 | 2026-09-04
XC-81854 | Cross-connect | VA-DC-001 | CUST-8230 | RACK-K (tenant cabinet) → MMR-SW-08 MMR panel 2 · P2 | Handed over | 2026-08-28 07:50 | 2026-09-02
XC-16782 | Cross-connect | CA-DC-008 | CUST-8240 | RACK-G (tenant cabinet) → MMR-SW-06 MMR panel 9 · P14 | Handed over | 2026-08-28 07:50 | 2026-09-02
XC-39575 | Cross-connect | NC-DC-023 | CUST-2954 | RACK-E (tenant cabinet) → MMR-SW-01 MMR panel 10 · P22 | Handed over | 2026-08-27 07:50 | 2026-09-01
XC-84688 | Cross-connect | VA-DC-004 | CUST-3835 | RACK-B (tenant cabinet) → MMR-SW-04 MMR panel 7 · P16 | Handed over | 2026-08-23 07:50 | 2026-08-28
XC-33897 | Cross-connect | GA-DC-011 | CUST-1202 | RACK-C (tenant cabinet) → MMR-SW-01 MMR panel 9 · P15 | Handed over | 2026-08-22 07:50 | 2026-08-27
XC-34925 | Cross-connect | CA-DC-008 | CUST-3835 | RACK-L (tenant cabinet) → MMR-SW-06 MMR panel 7 · P9 | Handed over | 2026-08-20 07:50 | 2026-08-25
XC-56725 | Cross-connect | OH-DC-016 | CUST-9992 | RACK-C (tenant cabinet) → MMR-SW-06 MMR panel 12 · P44 | Handed over | 2026-08-18 07:50 | 2026-08-23
XC-14765 | Cross-connect | TX-DC-022 | CUST-4716 | RACK-M (tenant cabinet) → MMR-SW-05 MMR panel 1 · P33 | Handed over | 2026-08-17 07:50 | 2026-08-22
XC-78021 | Cross-connect | VA-DC-003 | CUST-1202 | RACK-I (tenant cabinet) → MMR-SW-04 MMR panel 4 · P21 | Handed over | 2026-08-12 07:50 | 2026-08-17
XC-52057 | Cross-connect | UT-DC-019 | CUST-8240 | RACK-E (tenant cabinet) → MMR-SW-04 MMR panel 7 · P48 | Handed over | 2026-08-10 07:50 | 2026-08-15
XC-69534 | Cross-connect | CO-DC-015 | CUST-8230 | RACK-E (tenant cabinet) → MMR-SW-01 MMR panel 2 · P40 | Handed over | 2026-08-08 07:50 | 2026-08-13
XC-20689 | Cross-connect | IL-DC-009 | CUST-7359 | RACK-J (tenant cabinet) → MMR-SW-08 MMR panel 6 · P26 | Handed over | 2026-08-06 07:50 | 2026-08-11
XC-72973 | Cross-connect | TX-DC-007 | CUST-2063 | RACK-D (tenant cabinet) → MMR-SW-02 MMR panel 6 · P9 | Handed over | 2026-08-03 07:50 | 2026-08-08
XC-17432 | Cross-connect | TX-DC-005 | CUST-9982 | RACK-M (tenant cabinet) → MMR-SW-01 MMR panel 12 · P31 | Handed over | 2026-08-02 07:50 | 2026-08-07
XC-44300 | Cross-connect | TX-DC-006 | CUST-7349 | RACK-D (tenant cabinet) → MMR-SW-01 MMR panel 12 · P7 | Handed over | 2026-08-02 07:50 | 2026-08-07
XC-31589 | Cross-connect | CO-DC-015 | CUST-2063 | RACK-C (tenant cabinet) → MMR-SW-01 MMR panel 10 · P41 | Handed over | 2026-07-31 07:50 | 2026-08-05
XC-31618 | Cross-connect | AZ-DC-010 | CUST-4716 | RACK-B (tenant cabinet) → MMR-SW-01 MMR panel 3 · P8 | Handed over | 2026-07-29 07:50 | 2026-08-03
XC-77908 | Cross-connect | TX-DC-005 | CUST-3825 | RACK-K (tenant cabinet) → MMR-SW-03 MMR panel 2 · P37 | Handed over | 2026-07-27 07:50 | 2026-08-01
XC-45633 | Cross-connect | TX-DC-005 | CUST-2944 | RACK-I (tenant cabinet) → MMR-SW-03 MMR panel 2 · P26 | Handed over | 2026-07-26 07:50 | 2026-07-31
XC-43111 | Cross-connect | CA-DC-020 | CUST-5597 | RACK-G (tenant cabinet) → MMR-SW-08 MMR panel 10 · P37 | Handed over | 2026-07-19 07:50 | 2026-07-24
XC-59515 | Cross-connect | IL-DC-009 | CUST-3825 | RACK-C (tenant cabinet) → MMR-SW-05 MMR panel 5 · P30 | Handed over | 2026-07-17 07:50 | 2026-07-22
XC-11011 | Cross-connect | OH-DC-016 | CUST-7349 | RACK-E (tenant cabinet) → MMR-SW-03 MMR panel 4 · P8 | Handed over | 2026-07-14 07:50 | 2026-07-19
XC-89136 | Cross-connect | FL-DC-018 | CUST-2954 | RACK-F (tenant cabinet) → MMR-SW-03 MMR panel 12 · P40 | Handed over | 2026-07-12 07:50 | 2026-07-17
XC-15326 | Cross-connect | FL-DC-018 | CUST-4706 | RACK-D (tenant cabinet) → MMR-SW-03 MMR panel 4 · P12 | Handed over | 2026-07-11 07:50 | 2026-07-16
XC-94470 | Cross-connect | OH-DC-017 | CUST-3825 | RACK-E (tenant cabinet) → MMR-SW-01 MMR panel 11 · P22 | Handed over | 2026-07-05 07:50 | 2026-07-10
XC-96699 | Cross-connect | CA-DC-020 | CUST-9121 | RACK-L (tenant cabinet) → MMR-SW-03 MMR panel 4 · P7 | Handed over | 2026-07-04 07:50 | 2026-07-09
XC-54830 | Cross-connect | TX-DC-006 | CUST-6468 | RACK-F (tenant cabinet) → MMR-SW-04 MMR panel 11 · P37 | Handed over | 2026-07-02 07:50 | 2026-07-07
XC-89919 | Cross-connect | TX-DC-005 | CUST-2944 | RACK-I (tenant cabinet) → MMR-SW-01 MMR panel 6 · P28 | Handed over | 2026-07-01 07:50 | 2026-07-06
XC-83999 | Cross-connect | AZ-DC-010 | CUST-4716 | RACK-B (tenant cabinet) → MMR-SW-04 MMR panel 4 · P25 | Handed over | 2026-07-01 07:50 | 2026-07-06
XC-62569 | Cross-connect | TX-DC-005 | CUST-9121 | RACK-C (tenant cabinet) → MMR-SW-03 MMR panel 7 · P43 | Handed over | 2026-06-29 07:50 | 2026-07-04
XC-41683 | Cross-connect | CA-DC-020 | CUST-8220 | RACK-F (tenant cabinet) → MMR-SW-06 MMR panel 11 · P4 | Handed over | 2026-06-29 07:50 | 2026-07-04
XC-12891 | Cross-connect | OH-DC-017 | CUST-9121 | RACK-I (tenant cabinet) → MMR-SW-04 MMR panel 6 · P47 | Handed over | 2026-06-27 07:50 | 2026-07-02
XC-12004 | Cross-connect | NC-DC-023 | CUST-9121 | RACK-F (tenant cabinet) → MMR-SW-04 MMR panel 8 · P36 | Handed over | 2026-06-27 07:50 | 2026-07-02
XC-16403 | Cross-connect | CA-DC-008 | CUST-2954 | RACK-C (tenant cabinet) → MMR-SW-01 MMR panel 3 · P10 | Handed over | 2026-06-26 07:50 | 2026-07-01
XC-84451 | Cross-connect | IL-DC-009 | CUST-9101 | RACK-L (tenant cabinet) → MMR-SW-06 MMR panel 7 · P18 | Handed over | 2026-06-25 07:50 | 2026-06-30
XC-42089 | Cross-connect | OH-DC-017 | CUST-3825 | RACK-E (tenant cabinet) → MMR-SW-02 MMR panel 2 · P8 | Handed over | 2026-06-24 07:50 | 2026-06-29
XC-38256 | Cross-connect | CO-DC-015 | CUST-6468 | RACK-B (tenant cabinet) → MMR-SW-02 MMR panel 6 · P13 | Handed over | 2026-06-23 07:50 | 2026-06-28
XC-92641 | Cross-connect | IL-DC-009 | CUST-9111 | RACK-F (tenant cabinet) → MMR-SW-03 MMR panel 12 · P17 | Handed over | 2026-06-22 07:50 | 2026-06-27
XC-14891 | Cross-connect | WA-DC-024 | CUST-2954 | RACK-B (tenant cabinet) → MMR-SW-03 MMR panel 2 · P45 | Handed over | 2026-06-22 07:50 | 2026-06-27
XC-18848 | Cross-connect | VA-DC-001 | CUST-1202 | RACK-D (tenant cabinet) → MMR-SW-01 MMR panel 7 · P19 | Handed over | 2026-06-21 07:50 | 2026-06-26
XC-64562 | Cross-connect | VA-DC-001 | CUST-5587 | RACK-I (tenant cabinet) → MMR-SW-09 MMR panel 1 · P14 | Handed over | 2026-06-21 07:50 | 2026-06-26
XC-67272 | Cross-connect | WA-DC-024 | CUST-2954 | RACK-B (tenant cabinet) → MMR-SW-02 MMR panel 8 · P18 | Handed over | 2026-06-20 07:50 | 2026-06-25
XC-86568 | Cross-connect | VA-DC-001 | CUST-8240 | RACK-N (tenant cabinet) → MMR-SW-04 MMR panel 7 · P27 | Handed over | 2026-06-19 07:50 | 2026-06-24
XC-66464 | Cross-connect | TX-DC-022 | CUST-1202 | RACK-G (tenant cabinet) → MMR-SW-06 MMR panel 8 · P40 | Handed over | 2026-06-19 07:50 | 2026-06-24
XC-48260 | Cross-connect | IL-DC-009 | CUST-2073 | RACK-N (tenant cabinet) → MMR-SW-03 MMR panel 10 · P3 | Handed over | 2026-06-07 07:50 | 2026-06-12
XC-63392 | Cross-connect | OH-DC-016 | CUST-7349 | RACK-E (tenant cabinet) → MMR-SW-02 MMR panel 7 · P3 | Handed over | 2026-05-31 07:50 | 2026-06-05
XC-13772 | Cross-connect | OH-DC-016 | CUST-2944 | RACK-J (tenant cabinet) → MMR-SW-02 MMR panel 12 · P46 | Handed over | 2026-05-31 07:50 | 2026-06-05
XC-33306 | Cross-connect | VA-DC-002 | CUST-9111 | RACK-B (tenant cabinet) → MMR-SW-02 MMR panel 5 · P2 | Handed over | 2026-05-30 07:50 | 2026-06-04
XC-29212 | Cross-connect | TX-DC-007 | CUST-6478 | RACK-G (tenant cabinet) → MMR-SW-01 MMR panel 6 · P1 | Handed over | 2026-05-29 07:50 | 2026-06-03
XC-24950 | Cross-connect | TX-DC-005 | CUST-9121 | RACK-C (tenant cabinet) → MMR-SW-04 MMR panel 3 · P17 | Handed over | 2026-05-27 07:50 | 2026-06-01
XC-97105 | Cross-connect | OH-DC-016 | CUST-2944 | RACK-J (tenant cabinet) → MMR-SW-01 MMR panel 5 · P31 | Handed over | 2026-05-24 07:50 | 2026-05-29
XC-50075 | Cross-connect | NC-DC-023 | CUST-2063 | RACK-L (tenant cabinet) → MMR-SW-02 MMR panel 10 · P10 | Handed over | 2026-05-24 07:50 | 2026-05-29
XC-29183 | Cross-connect | AZ-DC-010 | CUST-6468 | RACK-E (tenant cabinet) → MMR-SW-02 MMR panel 11 · P9 | Handed over | 2026-05-21 07:50 | 2026-05-26
XC-40260 | Cross-connect | IL-DC-009 | CUST-9111 | RACK-F (tenant cabinet) → MMR-SW-02 MMR panel 12 · P12 | Handed over | 2026-05-17 07:50 | 2026-05-22
XC-16827 | Cross-connect | CO-DC-015 | CUST-2063 | RACK-C (tenant cabinet) → MMR-SW-03 MMR panel 4 · P10 | Handed over | 2026-05-16 07:50 | 2026-05-21
XC-81824 | Cross-connect | TX-DC-005 | CUST-7339 | RACK-H (tenant cabinet) → MMR-SW-06 MMR panel 4 · P37 | Handed over | 2026-05-15 07:50 | 2026-05-20
XC-92391 | Cross-connect | CO-DC-015 | CUST-8230 | RACK-E (tenant cabinet) → MMR-SW-02 MMR panel 7 · P46 | Handed over | 2026-05-15 07:50 | 2026-05-20
XC-61033 | Cross-connect | CA-DC-021 | CUST-1202 | RACK-I (tenant cabinet) → MMR-SW-01 MMR panel 10 · P35 | Handed over | 2026-05-15 07:50 | 2026-05-20
XC-49623 | Cross-connect | NC-DC-023 | CUST-9121 | RACK-F (tenant cabinet) → MMR-SW-05 MMR panel 12 · P1 | Handed over | 2026-05-09 07:50 | 2026-05-14
XC-60824 | Cross-connect | VA-DC-004 | CUST-6468 | RACK-C (tenant cabinet) → MMR-SW-02 MMR panel 4 · P17 | Handed over | 2026-05-07 07:50 | 2026-05-12
XC-58736 | Cross-connect | TX-DC-007 | CUST-3825 | RACK-F (tenant cabinet) → MMR-SW-04 MMR panel 4 · P48 | Handed over | 2026-05-07 07:50 | 2026-05-12
XC-94499 | Cross-connect | IL-DC-009 | CUST-8240 | RACK-H (tenant cabinet) → MMR-SW-05 MMR panel 9 · P34 | Handed over | 2026-05-07 07:50 | 2026-05-12
XC-23094 | Cross-connect | NJ-DC-012 | CUST-8230 | RACK-B (tenant cabinet) → MMR-SW-03 MMR panel 10 · P29 | Handed over | 2026-05-06 07:50 | 2026-05-11
XC-72509 | Cross-connect | CA-DC-021 | CUST-2073 | RACK-E (tenant cabinet) → MMR-SW-04 MMR panel 12 · P16 | Handed over | 2026-05-05 07:50 | 2026-05-10
XC-58170 | Cross-connect | NC-DC-023 | CUST-2063 | RACK-L (tenant cabinet) → MMR-SW-01 MMR panel 10 · P28 | Handed over | 2026-05-05 07:50 | 2026-05-10
XC-37856 | Cross-connect | NJ-DC-012 | CUST-8230 | RACK-B (tenant cabinet) → MMR-SW-01 MMR panel 5 · P8 | Handed over | 2026-05-04 07:50 | 2026-05-09
XC-36940 | Cross-connect | TX-DC-022 | CUST-2954 | RACK-L (tenant cabinet) → MMR-SW-07 MMR panel 4 · P41 | Handed over | 2026-05-03 07:50 | 2026-05-08
XC-52330 | Cross-connect | VA-DC-001 | CUST-7339 | RACK-M (tenant cabinet) → MMR-SW-02 MMR panel 1 · P27 | Handed over | 2026-05-01 07:50 | 2026-05-06
XC-68802 | Cross-connect | TX-DC-022 | CUST-4706 | RACK-C (tenant cabinet) → MMR-SW-04 MMR panel 9 · P17 | Handed over | 2026-05-01 07:50 | 2026-05-06
XC-36303 | Cross-connect | OR-DC-014 | CUST-6468 | RACK-I (tenant cabinet) → MMR-SW-03 MMR panel 8 · P39 | Handed over | 2026-04-30 07:50 | 2026-05-05
XC-49438 | Cross-connect | OH-DC-016 | CUST-2954 | RACK-G (tenant cabinet) → MMR-SW-06 MMR panel 10 · P8 | Handed over | 2026-04-30 07:50 | 2026-05-05
XC-35748 | Cross-connect | FL-DC-018 | CUST-8220 | RACK-B (tenant cabinet) → MMR-SW-03 MMR panel 9 · P5 | Handed over | 2026-04-30 07:50 | 2026-05-05
XC-17545 | Cross-connect | VA-DC-004 | CUST-3835 | RACK-B (tenant cabinet) → MMR-SW-03 MMR panel 6 · P27 | Handed over | 2026-04-26 07:50 | 2026-05-01
XC-16421 | Cross-connect | TX-DC-022 | CUST-4706 | RACK-C (tenant cabinet) → MMR-SW-05 MMR panel 11 · P30 | Handed over | 2026-04-24 07:50 | 2026-04-29
XC-71806 | Cross-connect | VA-DC-001 | CUST-8240 | RACK-N (tenant cabinet) → MMR-SW-02 MMR panel 7 · P28 | Handed over | 2026-04-18 07:50 | 2026-04-23
XC-13986 | Cross-connect | TX-DC-022 | CUST-7339 | RACK-E (tenant cabinet) → MMR-SW-01 MMR panel 10 · P19 | Handed over | 2026-04-18 07:50 | 2026-04-23
XC-63200 | Cross-connect | IL-DC-009 | CUST-2073 | RACK-N (tenant cabinet) → MMR-SW-04 MMR panel 6 · P14 | Handed over | 2026-04-15 07:50 | 2026-04-20
XC-38611 | Cross-connect | GA-DC-011 | CUST-7349 | RACK-L (tenant cabinet) → MMR-SW-02 MMR panel 4 · P4 | Handed over | 2026-04-11 07:50 | 2026-04-16
XC-33497 | Cross-connect | CA-DC-008 | CUST-5587 | RACK-M (tenant cabinet) → MMR-SW-02 MMR panel 4 · P41 | Handed over | 2026-04-03 07:50 | 2026-04-08
XC-44724 | Cross-connect | OH-DC-016 | CUST-2063 | RACK-H (tenant cabinet) → MMR-SW-03 MMR panel 12 · P5 | Handed over | 2026-04-02 07:50 | 2026-04-07
XC-83564 | Cross-connect | TX-DC-022 | CUST-4706 | RACK-C (tenant cabinet) → MMR-SW-06 MMR panel 4 · P18 | Handed over | 2026-03-31 07:50 | 2026-04-05
XC-98326 | Cross-connect | CA-DC-021 | CUST-1202 | RACK-I (tenant cabinet) → MMR-SW-03 MMR panel 10 · P10 | Handed over | 2026-03-28 07:50 | 2026-04-02
XC-59826 | Cross-connect | CA-DC-020 | CUST-7349 | RACK-R (tenant cabinet) → MMR-SW-01 MMR panel 1 · P4 | Handed over | 2026-03-27 07:50 | 2026-04-01
XC-20813 | Cross-connect | TX-DC-006 | CUST-7339 | RACK-C (tenant cabinet) → MMR-SW-04 MMR panel 3 · P27 | Handed over | 2026-03-25 07:50 | 2026-03-30
XC-23494 | Cross-connect | CO-DC-015 | CUST-6468 | RACK-B (tenant cabinet) → MMR-SW-04 MMR panel 7 · P4 | Handed over | 2026-03-24 07:50 | 2026-03-29
XC-10228 | Cross-connect | VA-DC-003 | CUST-7339 | RACK-F (tenant cabinet) → MMR-SW-03 MMR panel 9 · P16 | Handed over | 2026-03-23 07:50 | 2026-03-28
XC-23421 | Cross-connect | FL-DC-018 | CUST-2954 | RACK-F (tenant cabinet) → MMR-SW-02 MMR panel 1 · P37 | Handed over | 2026-03-19 07:50 | 2026-03-24
XC-14794 | Cross-connect | CA-DC-020 | CUST-9992 | RACK-K (tenant cabinet) → MMR-SW-02 MMR panel 7 · P46 | Handed over | 2026-03-17 07:50 | 2026-03-22
XC-92449 | Cross-connect | TX-DC-006 | CUST-6468 | RACK-F (tenant cabinet) → MMR-SW-03 MMR panel 10 · P33 | Handed over | 2026-03-14 07:50 | 2026-03-19
XC-75475 | Cross-connect | NJ-DC-012 | CUST-8230 | RACK-B (tenant cabinet) → MMR-SW-02 MMR panel 4 · P47 | Handed over | 2026-03-14 07:50 | 2026-03-19
XC-75875 | Cross-connect | CO-DC-015 | CUST-6468 | RACK-B (tenant cabinet) → MMR-SW-03 MMR panel 7 · P4 | Handed over | 2026-03-11 07:50 | 2026-03-16
XC-27327 | Cross-connect | OH-DC-017 | CUST-6468 | RACK-G (tenant cabinet) → MMR-SW-04 MMR panel 9 · P21 | Handed over | 2026-03-08 07:50 | 2026-03-13
XC-77194 | Cross-connect | NC-DC-023 | CUST-2954 | RACK-E (tenant cabinet) → MMR-SW-07 MMR panel 12 · P28 | Handed over | 2026-03-08 07:50 | 2026-03-13
XC-73070 | Cross-connect | IL-DC-009 | CUST-7359 | RACK-J (tenant cabinet) → MMR-SW-07 MMR panel 1 · P23 | Handed over | 2026-03-06 07:50 | 2026-03-11
XC-12565 | Cross-connect | OH-DC-017 | CUST-6468 | RACK-G (tenant cabinet) → MMR-SW-02 MMR panel 9 · P6 | Handed over | 2026-03-06 07:50 | 2026-03-11
XC-24498 | Cross-connect | CA-DC-008 | CUST-6478 | RACK-D (tenant cabinet) → MMR-SW-07 MMR panel 10 · P18 | Handed over | 2026-03-05 07:50 | 2026-03-10
XC-88284 | Cross-connect | OR-DC-014 | CUST-3825 | RACK-B (tenant cabinet) → MMR-SW-01 MMR panel 9 · P5 | Handed over | 2026-03-05 07:50 | 2026-03-10
XC-98800 | Cross-connect | VA-DC-003 | CUST-4706 | RACK-E (tenant cabinet) → MMR-SW-03 MMR panel 10 · P32 | Handed over | 2026-03-04 07:50 | 2026-03-09
XC-34187 | Cross-connect | VA-DC-001 | CUST-8240 | RACK-N (tenant cabinet) → MMR-SW-03 MMR panel 3 · P20 | Handed over | 2026-03-03 07:50 | 2026-03-08
XC-11040 | Cross-connect | GA-DC-011 | CUST-1202 | RACK-C (tenant cabinet) → MMR-SW-02 MMR panel 4 · P27 | Handed over | 2026-03-03 07:50 | 2026-03-08
XC-52413 | Cross-connect | CA-DC-020 | CUST-9992 | RACK-K (tenant cabinet) → MMR-SW-03 MMR panel 2 · P48 | Handed over | 2026-03-03 07:50 | 2026-03-08
XC-64975 | Cross-connect | IL-DC-009 | CUST-7359 | RACK-J (tenant cabinet) → MMR-SW-06 MMR panel 10 · P44 | Handed over | 2026-03-01 07:50 | 2026-03-06
XC-89949 | Cross-connect | VA-DC-001 | CUST-7339 | RACK-M (tenant cabinet) → MMR-SW-03 MMR panel 1 · P25 | Handed over | 2026-02-28 07:50 | 2026-03-05
XC-53485 | Cross-connect | UT-DC-019 | CUST-7359 | RACK-B (tenant cabinet) → MMR-SW-03 MMR panel 7 · P11 | Handed over | 2026-02-27 07:50 | 2026-03-04
XC-23414 | Cross-connect | CA-DC-021 | CUST-1202 | RACK-I (tenant cabinet) → MMR-SW-02 MMR panel 10 · P38 | Handed over | 2026-02-25 07:50 | 2026-03-02
XC-21558 | Cross-connect | WA-DC-024 | CUST-8220 | RACK-D (tenant cabinet) → MMR-SW-03 MMR panel 5 · P22 | Handed over | 2026-02-24 07:50 | 2026-03-01
XC-76903 | Cross-connect | NJ-DC-012 | CUST-8220 | RACK-E (tenant cabinet) → MMR-SW-02 MMR panel 1 · P34 | Handed over | 2026-02-23 07:50 | 2026-02-28
XC-79708 | Cross-connect | OH-DC-017 | CUST-6468 | RACK-G (tenant cabinet) → MMR-SW-03 MMR panel 11 · P33 | Handed over | 2026-02-23 07:50 | 2026-02-28
XC-73194 | Cross-connect | TX-DC-006 | CUST-7339 | RACK-C (tenant cabinet) → MMR-SW-03 MMR panel 6 · P22 | Handed over | 2026-02-18 07:50 | 2026-02-23
XC-50510 | Cross-connect | OH-DC-017 | CUST-9121 | RACK-I (tenant cabinet) → MMR-SW-03 MMR panel 5 · P41 | Handed over | 2026-02-18 07:50 | 2026-02-23
XC-22207 | Cross-connect | CA-DC-020 | CUST-9101 | RACK-P (tenant cabinet) → MMR-SW-07 MMR panel 10 · P32 | Handed over | 2026-02-18 07:50 | 2026-02-23
XC-92133 | Cross-connect | VA-DC-003 | CUST-4706 | RACK-E (tenant cabinet) → MMR-SW-02 MMR panel 12 · P12 | Handed over | 2026-02-17 07:50 | 2026-02-22
XC-54772 | Cross-connect | CO-DC-015 | CUST-8230 | RACK-E (tenant cabinet) → MMR-SW-03 MMR panel 9 · P39 | Handed over | 2026-02-12 07:50 | 2026-02-17
XC-54463 | Cross-connect | WA-DC-024 | CUST-9121 | RACK-F (tenant cabinet) → MMR-SW-03 MMR panel 4 · P30 | Handed over | 2026-02-12 07:50 | 2026-02-17
XC-75367 | Cross-connect | WA-DC-024 | CUST-8220 | RACK-D (tenant cabinet) → MMR-SW-02 MMR panel 10 · P44 | Handed over | 2026-02-10 07:50 | 2026-02-15
XC-40039 | Cross-connect | GA-DC-011 | CUST-9121 | RACK-G (tenant cabinet) → MMR-SW-02 MMR panel 10 · P41 | Handed over | 2026-02-07 07:50 | 2026-02-12
XC-36969 | Cross-connect | CA-DC-020 | CUST-9101 | RACK-P (tenant cabinet) → MMR-SW-05 MMR panel 3 · P5 | Handed over | 2026-02-07 07:50 | 2026-02-12
XC-69237 | Cross-connect | AZ-DC-010 | CUST-4716 | RACK-B (tenant cabinet) → MMR-SW-02 MMR panel 4 · P15 | Handed over | 2026-02-06 07:50 | 2026-02-11
XC-77658 | Cross-connect | GA-DC-011 | CUST-7349 | RACK-L (tenant cabinet) → MMR-SW-01 MMR panel 7 · P39 | Handed over | 2026-02-06 07:50 | 2026-02-11
XC-59177 | Cross-connect | WA-DC-024 | CUST-8220 | RACK-D (tenant cabinet) → MMR-SW-04 MMR panel 11 · P30 | Handed over | 2026-02-06 07:50 | 2026-02-11
XC-70925 | Cross-connect | VA-DC-002 | CUST-9111 | RACK-B (tenant cabinet) → MMR-SW-03 MMR panel 3 · P2 | Handed over | 2026-02-05 07:50 | 2026-02-10
XC-48224 | Cross-connect | CA-DC-021 | CUST-2073 | RACK-E (tenant cabinet) → MMR-SW-05 MMR panel 6 · P20 | Handed over | 2026-02-04 07:50 | 2026-02-09
XC-31635 | Cross-connect | CA-DC-020 | CUST-8230 | RACK-H (tenant cabinet) → MMR-SW-06 MMR panel 1 · P27 | Handed over | 2026-01-26 07:50 | 2026-01-31
XC-46803 | Cross-connect | OH-DC-017 | CUST-8240 | RACK-B (tenant cabinet) → MMR-SW-04 MMR panel 9 · P39 | Handed over | 2026-01-24 07:50 | 2026-01-29
XC-12068 | Cross-connect | CA-DC-008 | CUST-3835 | RACK-L (tenant cabinet) → MMR-SW-07 MMR panel 5 · P19 | Handed over | 2026-01-23 07:50 | 2026-01-28
XC-90564 | Cross-connect | FL-DC-018 | CUST-4706 | RACK-D (tenant cabinet) → MMR-SW-01 MMR panel 1 · P31 | Handed over | 2026-01-23 07:50 | 2026-01-28
XC-12159 | Cross-connect | CA-DC-020 | CUST-9982 | RACK-E (tenant cabinet) → MMR-SW-06 MMR panel 2 · P35 | Handed over | 2026-01-22 07:50 | 2026-01-27
XC-14711 | Cross-connect | VA-DC-001 | CUST-7339 | RACK-M (tenant cabinet) → MMR-SW-01 MMR panel 7 · P35 | Handed over | 2026-01-20 07:50 | 2026-01-25
XC-44176 | Cross-connect | IL-DC-009 | CUST-8240 | RACK-H (tenant cabinet) → MMR-SW-04 MMR panel 11 · P31 | Handed over | 2026-01-20 07:50 | 2026-01-25
XC-10576 | Cross-connect | NC-DC-023 | CUST-5597 | RACK-K (tenant cabinet) → MMR-SW-05 MMR panel 5 · P11 | Handed over | 2026-01-17 07:50 | 2026-01-22
XC-32165 | Cross-connect | IL-DC-009 | CUST-9992 | RACK-G (tenant cabinet) → MMR-SW-01 MMR panel 6 · P41 | Handed over | 2026-01-09 07:50 | 2026-01-14
XC-87723 | Cross-connect | CA-DC-020 | CUST-2073 | RACK-C (tenant cabinet) → MMR-SW-03 MMR panel 3 · P11 | Handed over | 2025-12-31 07:50 | 2026-01-05
XC-70682 | Cross-connect | CA-DC-020 | CUST-9992 | RACK-K (tenant cabinet) → MMR-SW-01 MMR panel 7 · P20 | Handed over | 2025-12-31 07:50 | 2026-01-05
XC-28748 | Cross-connect | TX-DC-022 | CUST-7339 | RACK-E (tenant cabinet) → MMR-SW-06 MMR panel 5 · P47 | Handed over | 2025-12-27 07:50 | 2026-01-01
XC-19106 | Cross-connect | OH-DC-016 | CUST-9992 | RACK-C (tenant cabinet) → MMR-SW-05 MMR panel 5 · P39 | Handed over | 2025-12-25 07:50 | 2025-12-30
XC-27247 | Cross-connect | CA-DC-020 | CUST-7339 | RACK-D (tenant cabinet) → MMR-SW-08 MMR panel 8 · P16 | Handed over | 2025-12-21 07:50 | 2025-12-26
XC-46419 | Cross-connect | VA-DC-003 | CUST-4706 | RACK-E (tenant cabinet) → MMR-SW-04 MMR panel 9 · P6 | Handed over | 2025-12-14 07:50 | 2025-12-19
XC-85879 | Cross-connect | IL-DC-009 | CUST-2073 | RACK-N (tenant cabinet) → MMR-SW-02 MMR panel 8 · P4 | Handed over | 2025-12-13 07:50 | 2025-12-18
XC-69128 | Cross-connect | CA-DC-021 | CUST-2063 | RACK-G (tenant cabinet) → MMR-SW-03 MMR panel 12 · P36 | Handed over | 2025-12-13 07:50 | 2025-12-18
XC-21896 | Cross-connect | IL-DC-009 | CUST-3825 | RACK-C (tenant cabinet) → MMR-SW-04 MMR panel 11 · P10 | Handed over | 2025-12-11 07:50 | 2025-12-16
XC-50104 | Cross-connect | CA-DC-020 | CUST-2073 | RACK-C (tenant cabinet) → MMR-SW-04 MMR panel 1 · P18 | Handed over | 2025-12-10 07:50 | 2025-12-15
XC-19914 | Cross-connect | OH-DC-016 | CUST-4706 | RACK-F (tenant cabinet) → MMR-SW-01 MMR panel 3 · P21 | Handed over | 2025-12-09 07:50 | 2025-12-14
XC-67544 | Cross-connect | VA-DC-002 | CUST-4706 | RACK-I (tenant cabinet) → MMR-SW-03 MMR panel 12 · P37 | Handed over | 2025-12-08 07:50 | 2025-12-13
XC-16718 | Cross-connect | NC-DC-023 | CUST-6478 | RACK-C (tenant cabinet) → MMR-SW-05 MMR panel 10 · P25 | Handed over | 2025-12-08 07:50 | 2025-12-13
XC-15866 | Cross-connect | UT-DC-019 | CUST-7359 | RACK-B (tenant cabinet) → MMR-SW-02 MMR panel 9 · P16 | Handed over | 2025-12-05 07:50 | 2025-12-10
XC-31300 | Cross-connect | VA-DC-004 | CUST-4716 | RACK-E (tenant cabinet) → MMR-SW-01 MMR panel 10 · P6 | Handed over | 2025-12-02 07:50 | 2025-12-07
XC-17182 | Cross-connect | GA-DC-011 | CUST-9121 | RACK-G (tenant cabinet) → MMR-SW-01 MMR panel 1 · P28 | Handed over | 2025-11-30 07:50 | 2025-12-05
XC-89350 | Cross-connect | CA-DC-020 | CUST-9101 | RACK-P (tenant cabinet) → MMR-SW-06 MMR panel 8 · P40 | Handed over | 2025-11-30 07:50 | 2025-12-05
XC-54157 | Cross-connect | VA-DC-004 | CUST-4716 | RACK-E (tenant cabinet) → MMR-SW-02 MMR panel 8 · P28 | Handed over | 2025-11-29 07:50 | 2025-12-04
XC-72295 | Cross-connect | OH-DC-016 | CUST-4706 | RACK-F (tenant cabinet) → MMR-SW-02 MMR panel 11 · P20 | Handed over | 2025-11-29 07:50 | 2025-12-04
XC-69099 | Cross-connect | NC-DC-023 | CUST-6478 | RACK-C (tenant cabinet) → MMR-SW-06 MMR panel 3 · P1 | Handed over | 2025-11-27 07:50 | 2025-12-02
XC-13446 | Cross-connect | OR-DC-014 | CUST-9121 | RACK-D (tenant cabinet) → MMR-SW-05 MMR panel 2 · P26 | Handed over | 2025-11-20 07:50 | 2025-11-25
XC-11819 | Cross-connect | OH-DC-016 | CUST-2954 | RACK-G (tenant cabinet) → MMR-SW-01 MMR panel 7 · P42 | Handed over | 2025-11-16 07:50 | 2025-11-21
XC-69254 | Cross-connect | CA-DC-020 | CUST-8230 | RACK-H (tenant cabinet) → MMR-SW-05 MMR panel 12 · P43 | Handed over | 2025-11-16 07:50 | 2025-11-21
XC-82343 | Cross-connect | OH-DC-016 | CUST-2063 | RACK-H (tenant cabinet) → MMR-SW-04 MMR panel 8 · P46 | Handed over | 2025-11-15 07:50 | 2025-11-20
XC-40402 | Cross-connect | VA-DC-003 | CUST-1202 | RACK-I (tenant cabinet) → MMR-SW-03 MMR panel 10 · P20 | Handed over | 2025-11-14 07:50 | 2025-11-19
XC-69208 | Cross-connect | CO-DC-015 | CUST-2063 | RACK-C (tenant cabinet) → MMR-SW-02 MMR panel 6 · P14 | Handed over | 2025-11-10 07:50 | 2025-11-15
XC-69813 | Cross-connect | TX-DC-005 | CUST-9982 | RACK-M (tenant cabinet) → MMR-SW-02 MMR panel 2 · P15 | Handed over | 2025-11-08 07:50 | 2025-11-13
XC-98014 | Cross-connect | TX-DC-005 | CUST-2944 | RACK-I (tenant cabinet) → MMR-SW-02 MMR panel 4 · P16 | Handed over | 2025-11-06 07:50 | 2025-11-11
XC-86249 | Cross-connect | OH-DC-016 | CUST-7349 | RACK-E (tenant cabinet) → MMR-SW-01 MMR panel 8 · P8 | Handed over | 2025-11-03 07:50 | 2025-11-08
XC-89039 | Cross-connect | IL-DC-009 | CUST-6468 | RACK-E (tenant cabinet) → MMR-SW-02 MMR panel 1 · P35 | Handed over | 2025-11-02 07:50 | 2025-11-07
XC-64385 | Cross-connect | NC-DC-023 | CUST-9121 | RACK-F (tenant cabinet) → MMR-SW-03 MMR panel 10 · P2 | Handed over | 2025-11-02 07:50 | 2025-11-07
XC-29872 | Cross-connect | VA-DC-004 | CUST-8220 | RACK-F (tenant cabinet) → MMR-SW-02 MMR panel 5 · P1 | Handed over | 2025-11-01 07:50 | 2025-11-06
XC-52945 | Cross-connect | FL-DC-018 | CUST-4706 | RACK-D (tenant cabinet) → MMR-SW-04 MMR panel 11 · P40 | Handed over | 2025-11-01 07:50 | 2025-11-06
XC-95789 | Cross-connect | NC-DC-023 | CUST-2063 | RACK-L (tenant cabinet) → MMR-SW-07 MMR panel 10 · P11 | Handed over | 2025-10-30 07:50 | 2025-11-04
XC-65827 | Cross-connect | OR-DC-014 | CUST-9121 | RACK-D (tenant cabinet) → MMR-SW-01 MMR panel 2 · P13 | Handed over | 2025-10-29 07:50 | 2025-11-03
XC-68784 | Cross-connect | CA-DC-008 | CUST-2954 | RACK-C (tenant cabinet) → MMR-SW-07 MMR panel 6 · P10 | Handed over | 2025-10-28 07:50 | 2025-11-02
XC-33926 | Cross-connect | TX-DC-007 | CUST-2073 | RACK-B (tenant cabinet) → MMR-SW-02 MMR panel 6 · P48 | Handed over | 2025-10-27 07:50 | 2025-11-01
XC-48195 | Cross-connect | NC-DC-023 | CUST-5597 | RACK-K (tenant cabinet) → MMR-SW-06 MMR panel 3 · P45 | Handed over | 2025-10-26 07:50 | 2025-10-31
XC-39260 | Cross-connect | CA-DC-008 | CUST-6478 | RACK-D (tenant cabinet) → MMR-SW-05 MMR panel 9 · P41 | Handed over | 2025-10-25 07:50 | 2025-10-30
XC-73842 | Cross-connect | CA-DC-020 | CUST-9121 | RACK-L (tenant cabinet) → MMR-SW-04 MMR panel 7 · P30 | Handed over | 2025-10-23 07:50 | 2025-10-28
XC-97068 | Cross-connect | VA-DC-003 | CUST-5597 | RACK-C (tenant cabinet) → MMR-SW-02 MMR panel 6 · P27 | Handed over | 2025-10-22 07:50 | 2025-10-27
XC-39847 | Cross-connect | VA-DC-001 | CUST-9992 | RACK-C (tenant cabinet) → MMR-SW-06 MMR panel 10 · P5 | Handed over | 2025-10-21 07:50 | 2025-10-26
XC-81593 | Cross-connect | TX-DC-007 | CUST-2063 | RACK-D (tenant cabinet) → MMR-SW-03 MMR panel 11 · P10 | Handed over | 2025-10-16 07:50 | 2025-10-21
XC-12402 | Cross-connect | VA-DC-003 | CUST-5587 | RACK-G (tenant cabinet) → MMR-SW-02 MMR panel 10 · P42 | Handed over | 2025-10-15 07:50 | 2025-10-20
XC-55164 | Cross-connect | VA-DC-003 | CUST-1202 | RACK-I (tenant cabinet) → MMR-SW-05 MMR panel 6 · P35 | Handed over | 2025-10-15 07:50 | 2025-10-20
XC-82683 | Cross-connect | CA-DC-020 | CUST-7349 | RACK-R (tenant cabinet) → MMR-SW-02 MMR panel 1 · P29 | Handed over | 2025-10-14 07:50 | 2025-10-19
XC-62830 | Cross-connect | VA-DC-001 | CUST-3825 | RACK-Q (tenant cabinet) → MMR-SW-08 MMR panel 2 · P18 | Handed over | 2025-10-07 07:50 | 2025-10-12
XC-54401 | Cross-connect | CA-DC-008 | CUST-8240 | RACK-G (tenant cabinet) → MMR-SW-05 MMR panel 5 · P14 | Handed over | 2025-10-07 07:50 | 2025-10-12
XC-10612 | Cross-connect | OH-DC-017 | CUST-3825 | RACK-E (tenant cabinet) → MMR-SW-04 MMR panel 5 · P37 | Handed over | 2025-10-07 07:50 | 2025-10-12
XC-92228 | Cross-connect | VA-DC-001 | CUST-9992 | RACK-C (tenant cabinet) → MMR-SW-05 MMR panel 8 · P38 | Handed over | 2025-10-06 07:50 | 2025-10-11
XC-69225 | Cross-connect | WA-DC-024 | CUST-9121 | RACK-F (tenant cabinet) → MMR-SW-01 MMR panel 8 · P18 | Handed over | 2025-10-05 07:50 | 2025-10-10
XC-96326 | Cross-connect | AZ-DC-010 | CUST-5587 | RACK-D (tenant cabinet) → MMR-SW-03 MMR panel 9 · P24 | Handed over | 2025-10-03 07:50 | 2025-10-08
XC-44235 | Cross-connect | VA-DC-001 | CUST-8230 | RACK-K (tenant cabinet) → MMR-SW-07 MMR panel 7 · P14 | Handed over | 2025-09-30 07:50 | 2025-10-05
XC-78759 | Cross-connect | TX-DC-005 | CUST-9121 | RACK-C (tenant cabinet) → MMR-SW-05 MMR panel 1 · P6 | Handed over | 2025-09-30 07:50 | 2025-10-05
XC-67146 | Cross-connect | TX-DC-022 | CUST-4716 | RACK-M (tenant cabinet) → MMR-SW-04 MMR panel 3 · P37 | Handed over | 2025-09-29 07:50 | 2025-10-04
XC-73367 | Cross-connect | FL-DC-018 | CUST-8220 | RACK-B (tenant cabinet) → MMR-SW-02 MMR panel 7 · P10 | Handed over | 2025-09-28 07:50 | 2025-10-03
XC-63117 | Cross-connect | IL-DC-009 | CUST-6468 | RACK-E (tenant cabinet) → MMR-SW-03 MMR panel 8 · P20 | Handed over | 2025-09-27 07:50 | 2025-10-02
XC-81564 | Cross-connect | AZ-DC-010 | CUST-6468 | RACK-E (tenant cabinet) → MMR-SW-03 MMR panel 7 · P2 | Handed over | 2025-09-26 07:50 | 2025-10-01
XC-30628 | Cross-connect | UT-DC-019 | CUST-7359 | RACK-B (tenant cabinet) → MMR-SW-04 MMR panel 7 · P41 | Handed over | 2025-09-24 07:50 | 2025-09-29
XC-21432 | Cross-connect | TX-DC-022 | CUST-9111 | RACK-O (tenant cabinet) → MMR-SW-07 MMR panel 4 · P5 | Handed over | 2025-09-24 07:50 | 2025-09-29
XC-76879 | Cross-connect | CA-DC-008 | CUST-6478 | RACK-D (tenant cabinet) → MMR-SW-06 MMR panel 1 · P20 | Handed over | 2025-09-21 07:50 | 2025-09-26
XC-79599 | Cross-connect | NC-DC-023 | CUST-8230 | RACK-M (tenant cabinet) → MMR-SW-03 MMR panel 9 · P1 | Handed over | 2025-09-16 07:50 | 2025-09-21
XC-68919 | Cross-connect | VA-DC-004 | CUST-4716 | RACK-E (tenant cabinet) → MMR-SW-04 MMR panel 2 · P5 | Handed over | 2025-09-13 07:50 | 2025-09-18
XC-16990 | Cross-connect | VA-DC-001 | CUST-9992 | RACK-C (tenant cabinet) → MMR-SW-07 MMR panel 7 · P1 | Handed over | 2025-09-12 07:50 | 2025-09-17
XC-92020 | Cross-connect | CA-DC-008 | CUST-9101 | RACK-E (tenant cabinet) → MMR-SW-02 MMR panel 11 · P24 | Handed over | 2025-09-11 07:50 | 2025-09-16
XC-69276 | Cross-connect | VA-DC-003 | CUST-5597 | RACK-C (tenant cabinet) → MMR-SW-03 MMR panel 4 · P12 | Handed over | 2025-09-10 07:50 | 2025-09-15
XC-97134 | Cross-connect | IL-DC-009 | CUST-3825 | RACK-C (tenant cabinet) → MMR-SW-06 MMR panel 1 · P40 | Handed over | 2025-09-08 07:50 | 2025-09-13
XC-60877 | Cross-connect | VA-DC-002 | CUST-1202 | RACK-D (tenant cabinet) → MMR-SW-01 MMR panel 2 · P17 | Handed over | 2025-09-07 07:50 | 2025-09-12
XC-58707 | Cross-connect | AZ-DC-010 | CUST-5587 | RACK-D (tenant cabinet) → MMR-SW-04 MMR panel 10 · P9 | Handed over | 2025-09-07 07:50 | 2025-09-12
XC-41926 | Cross-connect | VA-DC-003 | CUST-6478 | RACK-H (tenant cabinet) → MMR-SW-03 MMR panel 8 · P21 | Handed over | 2025-09-06 07:50 | 2025-09-11
XC-16844 | Cross-connect | WA-DC-024 | CUST-9121 | RACK-F (tenant cabinet) → MMR-SW-04 MMR panel 8 · P42 | Handed over | 2025-09-05 07:50 | 2025-09-10
XC-12181 | Cross-connect | VA-DC-001 | CUST-5587 | RACK-I (tenant cabinet) → MMR-SW-08 MMR panel 12 · P33 | Handed over | 2025-09-04 07:50 | 2025-09-09
XC-92546 | Cross-connect | IL-DC-009 | CUST-9101 | RACK-L (tenant cabinet) → MMR-SW-05 MMR panel 6 · P22 | Handed over | 2025-09-04 07:50 | 2025-09-09
XC-58199 | Cross-connect | UT-DC-019 | CUST-8240 | RACK-E (tenant cabinet) → MMR-SW-01 MMR panel 6 · P29 | Handed over | 2025-09-04 07:50 | 2025-09-09
XC-51605 | Cross-connect | TX-DC-022 | CUST-7339 | RACK-E (tenant cabinet) → MMR-SW-07 MMR panel 9 · P36 | Handed over | 2025-09-04 07:50 | 2025-09-09
XC-94402 | Cross-connect | TX-DC-006 | CUST-1202 | RACK-H (tenant cabinet) → MMR-SW-03 MMR panel 8 · P40 | Handed over | 2025-09-03 07:50 | 2025-09-08
XC-57044 | Cross-connect | VA-DC-001 | CUST-8220 | RACK-P (tenant cabinet) → MMR-SW-09 MMR panel 3 · P9 | Handed over | 2025-08-29 07:50 | 2025-09-03
XC-41705 | Cross-connect | VA-DC-001 | CUST-1202 | RACK-D (tenant cabinet) → MMR-SW-02 MMR panel 5 · P48 | Handed over | 2025-08-27 07:50 | 2025-09-01
RH-65369 | Remote hands | CO-DC-015 | CUST-8230 | Photograph cabinet rear for audit | Open | 2026-10-01 05:50 | 0
RH-75689 | Remote hands | TX-DC-022 | CUST-2954 | Power-cycle a server (outlet reboot) | Open | 2026-10-01 05:50 | 0
RH-75475 | Remote hands | WA-DC-024 | CUST-8220 | Escort a vendor engineer to the cage | Open | 2026-10-01 05:50 | 0
RH-43689 | Remote hands | WA-DC-024 | CUST-9121 | Escort a vendor engineer to the cage | Open | 2026-10-01 05:50 | 0
RH-37357 | Remote hands | VA-DC-004 | CUST-6468 | Patch a new cross-connect into the tenant panel | Open | 2026-10-01 02:50 | 0
RH-50879 | Remote hands | TX-DC-006 | CUST-1202 | Re-seat a transceiver and check light | Open | 2026-10-01 00:50 | 0
RH-43722 | Remote hands | IL-DC-009 | CUST-6468 | Photograph cabinet rear for audit | Open | 2026-10-01 00:50 | 0
RH-49436 | Remote hands | TX-DC-006 | CUST-7349 | Escort a vendor engineer to the cage | In progress | 2026-09-30 23:50 | 11
RH-58478 | Remote hands | CA-DC-008 | CUST-7359 | Swap a failed disk from tenant spares | In progress | 2026-09-30 22:50 | 30
RH-88710 | Remote hands | OH-DC-016 | CUST-4706 | Photograph cabinet rear for audit | In progress | 2026-09-30 18:50 | 7
RH-37856 | Remote hands | WA-DC-024 | CUST-8220 | Swap a failed disk from tenant spares | Open | 2026-09-30 18:50 | 0
RH-59308 | Remote hands | VA-DC-001 | CUST-3825 | Swap a failed disk from tenant spares | In progress | 2026-09-30 17:50 | 8
RH-38743 | Remote hands | CA-DC-020 | CUST-9982 | Escort a vendor engineer to the cage | Open | 2026-09-30 17:50 | 0
RH-93475 | Remote hands | VA-DC-004 | CUST-4716 | Patch a new cross-connect into the tenant panel | In progress | 2026-09-30 15:50 | 17
RH-90649 | Remote hands | CA-DC-020 | CUST-9121 | Re-seat a transceiver and check light | In progress | 2026-09-30 13:50 | 28
RH-78764 | Remote hands | TX-DC-007 | CUST-6478 | Escort a vendor engineer to the cage | Open | 2026-09-30 11:50 | 0
RH-36329 | Remote hands | OH-DC-016 | CUST-4706 | Patch a new cross-connect into the tenant panel | Open | 2026-09-30 11:50 | 0
RH-45071 | Remote hands | CA-DC-021 | CUST-2063 | Swap a failed disk from tenant spares | In progress | 2026-09-30 10:50 | 7
RH-38070 | Remote hands | TX-DC-022 | CUST-2954 | Re-seat a transceiver and check light | Open | 2026-09-30 09:50 | 0
RH-82828 | Remote hands | VA-DC-003 | CUST-1202 | Patch a new cross-connect into the tenant panel | Open | 2026-09-30 07:50 | 0
RH-45179 | Remote hands | AZ-DC-010 | CUST-5587 | Escort a vendor engineer to the cage | Open | 2026-09-30 07:50 | 0
RH-80809 | Remote hands | GA-DC-011 | CUST-9121 | Patch a new cross-connect into the tenant panel | Open | 2026-09-30 05:50 | 0
RH-26518 | Remote hands | CO-DC-015 | CUST-6468 | Photograph cabinet rear for audit | Open | 2026-09-30 05:50 | 0
RH-97452 | Remote hands | CA-DC-021 | CUST-2063 | Escort a vendor engineer to the cage | In progress | 2026-09-30 04:50 | 21
RH-51559 | Remote hands | TX-DC-022 | CUST-4716 | Patch a new cross-connect into the tenant panel | Open | 2026-09-30 03:50 | 0
RH-89374 | Remote hands | IL-DC-009 | CUST-2073 | Photograph cabinet rear for audit | In progress | 2026-09-30 01:50 | 10
RH-98461 | Remote hands | UT-DC-019 | CUST-8240 | Swap a failed disk from tenant spares | Open | 2026-09-30 00:50 | 0
RH-92055 | Remote hands | OH-DC-016 | CUST-7349 | Swap a failed disk from tenant spares | In progress | 2026-09-29 22:50 | 6
RH-55469 | Remote hands | CA-DC-008 | CUST-9101 | Re-seat a transceiver and check light | Open | 2026-09-29 21:50 | 0
RH-48935 | Remote hands | CA-DC-008 | CUST-3835 | Re-seat a transceiver and check light | In progress | 2026-09-29 21:50 | 22
RH-17850 | Remote hands | CA-DC-008 | CUST-9101 | Photograph cabinet rear for audit | In progress | 2026-09-29 20:50 | 28
RH-79697 | Remote hands | TX-DC-022 | CUST-1202 | Power-cycle a server (outlet reboot) | Open | 2026-09-29 17:50 | 0
RH-54565 | Remote hands | IL-DC-009 | CUST-7359 | Power-cycle a server (outlet reboot) | In progress | 2026-09-29 14:50 | 6
RH-16946 | Remote hands | IL-DC-009 | CUST-7359 | Patch a new cross-connect into the tenant panel | Open | 2026-09-29 10:50 | 0
RH-89341 | Remote hands | OH-DC-017 | CUST-9121 | Re-seat a transceiver and check light | Open | 2026-09-29 10:50 | 0
RH-56816 | Remote hands | AZ-DC-010 | CUST-4716 | Re-seat a transceiver and check light | Open | 2026-09-29 09:50 | 0
RH-66776 | Remote hands | CA-DC-021 | CUST-1202 | Photograph cabinet rear for audit | In progress | 2026-09-29 09:50 | 7
RH-24207 | Remote hands | VA-DC-004 | CUST-3835 | Power-cycle a server (outlet reboot) | In progress | 2026-09-29 08:50 | 12
RH-73508 | Remote hands | TX-DC-022 | CUST-7339 | Re-seat a transceiver and check light | Done | 2026-09-29 06:50 | 54
RH-77720 | Remote hands | VA-DC-002 | CUST-1202 | Photograph cabinet rear for audit | Done | 2026-09-29 05:50 | 18
RH-57294 | Remote hands | IL-DC-009 | CUST-9101 | Escort a vendor engineer to the cage | Done | 2026-09-29 05:50 | 46
RH-60877 | Remote hands | TX-DC-022 | CUST-9111 | Photograph cabinet rear for audit | Done | 2026-09-29 05:50 | 50
RH-29907 | Remote hands | CA-DC-008 | CUST-5587 | Escort a vendor engineer to the cage | Done | 2026-09-29 02:50 | 67
RH-23364 | Remote hands | CA-DC-021 | CUST-9992 | Re-seat a transceiver and check light | Done | 2026-09-28 23:50 | 25
RH-47518 | Remote hands | TX-DC-006 | CUST-7339 | Escort a vendor engineer to the cage | Done | 2026-09-28 18:50 | 49
RH-77329 | Remote hands | IL-DC-009 | CUST-9992 | Swap a failed disk from tenant spares | Done | 2026-09-28 18:50 | 47
RH-79673 | Remote hands | FL-DC-018 | CUST-2954 | Re-seat a transceiver and check light | Done | 2026-09-28 18:50 | 52
RH-42054 | Remote hands | FL-DC-018 | CUST-2954 | Photograph cabinet rear for audit | Done | 2026-09-28 18:50 | 38
RH-61086 | Remote hands | CA-DC-020 | CUST-7339 | Patch a new cross-connect into the tenant panel | Done | 2026-09-28 17:50 | 50
RH-91124 | Remote hands | CA-DC-020 | CUST-9982 | Swap a failed disk from tenant spares | Done | 2026-09-28 16:50 | 51
RH-36993 | Remote hands | IL-DC-009 | CUST-2073 | Escort a vendor engineer to the cage | Done | 2026-09-28 11:50 | 28
RH-64137 | Remote hands | CO-DC-015 | CUST-6468 | Re-seat a transceiver and check light | Done | 2026-09-28 11:50 | 68
RH-88317 | Remote hands | VA-DC-001 | CUST-8230 | Patch a new cross-connect into the tenant panel | Done | 2026-09-28 10:50 | 62
RH-32847 | Remote hands | GA-DC-011 | CUST-7349 | Re-seat a transceiver and check light | Done | 2026-09-28 05:50 | 33
RH-13670 | Remote hands | VA-DC-003 | CUST-5597 | Photograph cabinet rear for audit | Done | 2026-09-28 04:50 | 25
RH-51417 | Remote hands | VA-DC-001 | CUST-9992 | Re-seat a transceiver and check light | Done | 2026-09-28 03:50 | 69
RH-10371 | Remote hands | NC-DC-023 | CUST-6478 | Patch a new cross-connect into the tenant panel | Done | 2026-09-27 21:50 | 52
RH-60612 | Remote hands | CA-DC-021 | CUST-2073 | Patch a new cross-connect into the tenant panel | Done | 2026-09-27 18:50 | 62
RH-25950 | Remote hands | VA-DC-003 | CUST-4706 | Photograph cabinet rear for audit | Done | 2026-09-27 12:50 | 35
RH-45750 | Remote hands | NJ-DC-012 | CUST-8230 | Escort a vendor engineer to the cage | Done | 2026-09-27 09:50 | 58
RH-73987 | Remote hands | CA-DC-020 | CUST-9992 | Re-seat a transceiver and check light | Done | 2026-09-27 09:50 | 23
RH-23258 | Remote hands | TX-DC-022 | CUST-9111 | Re-seat a transceiver and check light | Done | 2026-09-27 09:50 | 27
RH-25910 | Remote hands | AZ-DC-010 | CUST-6468 | Patch a new cross-connect into the tenant panel | Done | 2026-09-27 07:50 | 44
RH-23327 | Remote hands | CA-DC-020 | CUST-7349 | Power-cycle a server (outlet reboot) | Done | 2026-09-27 04:50 | 27
RH-10095 | Remote hands | CA-DC-020 | CUST-9101 | Re-seat a transceiver and check light | Done | 2026-09-27 03:50 | 67
RH-98231 | Remote hands | CA-DC-021 | CUST-2073 | Escort a vendor engineer to the cage | Done | 2026-09-27 00:50 | 16
RH-40427 | Remote hands | UT-DC-019 | CUST-7359 | Patch a new cross-connect into the tenant panel | Done | 2026-09-26 21:50 | 40
RH-20156 | Remote hands | VA-DC-001 | CUST-7339 | Escort a vendor engineer to the cage | Done | 2026-09-26 18:50 | 61
RH-60842 | Remote hands | UT-DC-019 | CUST-8240 | Escort a vendor engineer to the cage | Done | 2026-09-26 18:50 | 25
RH-51289 | Remote hands | VA-DC-003 | CUST-5597 | Patch a new cross-connect into the tenant panel | Done | 2026-09-26 16:50 | 73
RH-89738 | Remote hands | VA-DC-004 | CUST-6468 | Power-cycle a server (outlet reboot) | Done | 2026-09-26 15:50 | 62
RH-75016 | Remote hands | IL-DC-009 | CUST-8240 | Escort a vendor engineer to the cage | Done | 2026-09-26 15:50 | 15
RH-96927 | Remote hands | VA-DC-001 | CUST-3825 | Re-seat a transceiver and check light | Done | 2026-09-26 13:50 | 38
RH-14395 | Remote hands | CA-DC-021 | CUST-1202 | Re-seat a transceiver and check light | Done | 2026-09-26 09:50 | 25
RH-83369 | Remote hands | NJ-DC-012 | CUST-8230 | Patch a new cross-connect into the tenant panel | Done | 2026-09-26 08:50 | 17
RH-22852 | Remote hands | TX-DC-005 | CUST-7339 | Patch a new cross-connect into the tenant panel | Done | 2026-09-26 07:50 | 61
RH-81341 | Remote hands | IL-DC-009 | CUST-6468 | Patch a new cross-connect into the tenant panel | Done | 2026-09-26 07:50 | 27
RH-94913 | Remote hands | IL-DC-009 | CUST-9101 | Swap a failed disk from tenant spares | Done | 2026-09-26 07:50 | 41
RH-36368 | Remote hands | CA-DC-020 | CUST-9992 | Escort a vendor engineer to the cage | Done | 2026-09-26 06:50 | 25
RH-30447 | Remote hands | VA-DC-003 | CUST-1202 | Photograph cabinet rear for audit | Done | 2026-09-26 04:50 | 30
RH-97728 | Remote hands | TX-DC-005 | CUST-9121 | Photograph cabinet rear for audit | Done | 2026-09-26 02:50 | 18
RH-82288 | Remote hands | CA-DC-008 | CUST-5587 | Swap a failed disk from tenant spares | Done | 2026-09-26 02:50 | 73
RH-46955 | Remote hands | CA-DC-020 | CUST-8230 | Swap a failed disk from tenant spares | Done | 2026-09-26 02:50 | 69
RH-76588 | Remote hands | VA-DC-004 | CUST-3835 | Swap a failed disk from tenant spares | Done | 2026-09-26 01:50 | 62
RH-98705 | Remote hands | CA-DC-020 | CUST-7339 | Power-cycle a server (outlet reboot) | Done | 2026-09-26 00:50 | 40
RH-38242 | Remote hands | CA-DC-008 | CUST-2954 | Escort a vendor engineer to the cage | Done | 2026-09-25 23:50 | 30
RH-51679 | Remote hands | GA-DC-011 | CUST-1202 | Escort a vendor engineer to the cage | Done | 2026-09-25 22:50 | 42
RH-51722 | Remote hands | OH-DC-017 | CUST-9121 | Power-cycle a server (outlet reboot) | Done | 2026-09-25 22:50 | 52
RH-42078 | Remote hands | TX-DC-022 | CUST-1202 | Power-cycle a server (outlet reboot) | Done | 2026-09-25 21:50 | 34
RH-60430 | Remote hands | VA-DC-003 | CUST-7339 | Re-seat a transceiver and check light | Done | 2026-09-25 20:50 | 67
RH-60020 | Remote hands | OR-DC-014 | CUST-6468 | Photograph cabinet rear for audit | Done | 2026-09-25 19:50 | 38
RH-60471 | Remote hands | TX-DC-005 | CUST-7339 | Power-cycle a server (outlet reboot) | Done | 2026-09-25 18:50 | 29
RH-53030 | Remote hands | CA-DC-020 | CUST-9121 | Patch a new cross-connect into the tenant panel | Done | 2026-09-25 18:50 | 38
RH-87055 | Remote hands | TX-DC-006 | CUST-7349 | Patch a new cross-connect into the tenant panel | Done | 2026-09-25 15:50 | 20
RH-63529 | Remote hands | AZ-DC-010 | CUST-6468 | Patch a new cross-connect into the tenant panel | Done | 2026-09-25 14:50 | 17
RH-22536 | Remote hands | FL-DC-018 | CUST-4706 | Swap a failed disk from tenant spares | Done | 2026-09-25 09:50 | 60
RH-15599 | Remote hands | TX-DC-007 | CUST-2063 | Patch a new cross-connect into the tenant panel | Done | 2026-09-25 08:50 | 75
RH-25339 | Remote hands | VA-DC-002 | CUST-1202 | Photograph cabinet rear for audit | Done | 2026-09-25 07:50 | 47
RH-13260 | Remote hands | TX-DC-006 | CUST-1202 | Re-seat a transceiver and check light | Done | 2026-09-25 07:50 | 44
RH-13940 | Remote hands | TX-DC-022 | CUST-4716 | Power-cycle a server (outlet reboot) | Done | 2026-09-25 07:50 | 35
RH-23889 | Remote hands | VA-DC-003 | CUST-5587 | Photograph cabinet rear for audit | Done | 2026-09-25 04:50 | 67
RH-67980 | Remote hands | TX-DC-007 | CUST-2063 | Escort a vendor engineer to the cage | Done | 2026-09-25 04:50 | 31
RH-15555 | Remote hands | OH-DC-016 | CUST-2063 | Photograph cabinet rear for audit | Done | 2026-09-25 04:50 | 40
RH-43190 | Remote hands | GA-DC-011 | CUST-9121 | Escort a vendor engineer to the cage | Done | 2026-09-25 03:50 | 49
RH-77816 | Remote hands | TX-DC-006 | CUST-6468 | Power-cycle a server (outlet reboot) | Done | 2026-09-24 23:50 | 30
RH-63569 | Remote hands | VA-DC-003 | CUST-4706 | Power-cycle a server (outlet reboot) | Done | 2026-09-24 22:50 | 29
RH-85673 | Remote hands | CA-DC-008 | CUST-6478 | Patch a new cross-connect into the tenant panel | Done | 2026-09-24 22:50 | 42
RH-57775 | Remote hands | VA-DC-001 | CUST-7339 | Re-seat a transceiver and check light | Done | 2026-09-24 19:50 | 41
RH-14060 | Remote hands | GA-DC-011 | CUST-1202 | Escort a vendor engineer to the cage | Done | 2026-09-24 18:50 | 75
RH-27030 | Remote hands | CA-DC-020 | CUST-5597 | Re-seat a transceiver and check light | Done | 2026-09-24 18:50 | 36
RH-25435 | Remote hands | TX-DC-006 | CUST-6468 | Swap a failed disk from tenant spares | Done | 2026-09-24 17:50 | 36
RH-97560 | Remote hands | AZ-DC-010 | CUST-5587 | Power-cycle a server (outlet reboot) | Done | 2026-09-24 16:50 | 56
RH-62476 | Remote hands | CA-DC-020 | CUST-9101 | Re-seat a transceiver and check light | Done | 2026-09-24 15:50 | 17
RH-63004 | Remote hands | CA-DC-020 | CUST-7349 | Escort a vendor engineer to the cage | Done | 2026-09-24 15:50 | 38
Note on A1: Required: no Type: text System field: id
Note on B1: Required: no Type: text System field: Cross-connect / Remote hands
Note on C1: Required: no Type: text System field: dcId
Note on D1: Required: no Type: text System field: customerId
Note on E1: Required: no Type: text System field: route or task
Note on F1: Required: no Type: text System field: state
Note on G1: Required: no Type: text System field: ordered / opened
Note on H1: Required: no Type: text System field: due / minutes

## Field_Dictionary
Sheet | Column | Required | Type | Allowed values | System field (types.ts) | Description | Example
Sites | site_id | Required | text |  | Datacenter.id / Location.id | Unique site code, format XX-DC-NNN (XX = state code). Every other sheet points to it. | VA-DC-001
Sites | site_name | Required | text |  | Datacenter.name | Display name. | VA-DC-001
Sites | operator | Optional | text |  | (reference only) | Owning company. Not shown in the tool today.
Sites | business_model | Required | list | colocation, neocloud, cloud, enterprise, network | Persona | Sets vocabulary and rack contents: colocation, neocloud (GPU as a service), cloud, enterprise, network (telco). | colocation
Sites | status | Required | list | on-air, in-progress, planned, failed | Datacenter.status | on-air = live; in-progress = being built; planned; failed. | in-progress
Sites | tier | Required | list | Tier II, Tier III, Tier IV | Datacenter.tier | Uptime tier. | Tier III
Sites | category | Required | list | Central, Regional, Edge | Datacenter.category | Central / Regional / Edge. | Central
Sites | region | Required | text |  | Region.name / Datacenter.regionId | For example West, South, North, East, Central. | Northeast
Sites | state | Required | text |  | Datacenter.state | State or province. | Virginia
Sites | city | Required | text |  | Datacenter.city | City. | Ashburn
Sites | address | Required | text |  | Datacenter.address | Postal address. | Loudoun Tech Center
Sites | latitude | Required | decimal |  | Datacenter.lat | Decimal degrees (WGS84). Places the pin on the estate map. | 39.043
Sites | longitude | Required | decimal |  | Datacenter.lng | Decimal degrees (WGS84). | -77.487
Sites | commissioned_on | Optional | date |  | Datacenter.commissionedOn | Date the site went live. | 2023-09-26
Sites | it_capacity_kw | Required | decimal |  | Datacenter.power.capacityKw | Design IT load (kW) the site is built for. | 400
Sites | design_pue | Optional | decimal |  | Datacenter.power.pue | Design PUE. Live PUE comes from the BMS. | 1.52
Sites | cooling_capacity_kw | Required | decimal |  | Datacenter.cooling.capacityKw | Total installed cooling capacity (kW). | 250
Sites | cooling_redundancy | Required | list | N, N+1, 2N | Datacenter.cooling.redundancy | N / N+1 / 2N. | N+1
Sites | timezone | Optional | text |  | (reference only) | IANA timezone, for example Asia/Kolkata. | America/New_York
Floors | site_id | Required | ref | an ID from Sites | Datacenter.id | Must exist in Sites. | VA-DC-001
Floors | floor_id | Required | text |  | (key) | Unique within the workbook, for example MP-DC-001-F0. | VA-DC-001-F0
Floors | floor_name | Required | text |  | Datacenter.floors[].name | As staff call it: Ground, 1st floor… | Ground
Floors | level | Required | integer |  | (order in the 3D twin) | 0 = ground, 1 = first floor…, −1 = basement. | 0
Rooms | site_id | Required | ref | an ID from Sites | Datacenter.id |  | VA-DC-001
Rooms | floor_id | Required | ref | an ID from Floors | (key) | Must exist in Floors. | VA-DC-001-F0
Rooms | room_id | Required | text |  | (key) | Unique within the workbook. | VA-DC-001-F0-R1
Rooms | room_name | Required | text |  | Datacenter.floors[].rooms[] / Rack.room | Shown in the twin, the racks list and alarm locations. | Meet-me room
Rooms | room_type | Required | list | Data hall, AI hall, Meet-me room, Network room, Plant room, UPS room, Battery room, NOC | (twin layout) | Plant / UPS / battery rooms hold the power plant; halls hold racks. | Meet-me room
Rooms | area_sqm | Optional | decimal |  | (reference only) | Floor area.
Rooms | rack_rows | Optional | integer |  | (twin layout) | Number of rack rows; racks face each other in pairs. | 1
Rooms | containment | Optional | list | Cold aisle, Hot aisle, None | (twin layout) | Aisle containment.
Rooms | cooling_method | Optional | list | Air, Liquid, Hybrid | Rack.liquid | Air, Liquid or Hybrid. | Air
Racks | rack_id | Required | text |  | Rack.id | Unique, for example MP-DC-001-A01. | VA-DC-001-RACK-A
Racks | site_id | Required | ref | an ID from Sites | Rack.dcId |  | VA-DC-001
Racks | room_id | Required | ref | an ID from Rooms | Rack.floor / Rack.room | Floor and room come from the Rooms row. | VA-DC-001-F0-R1
Racks | rack_name | Required | text |  | Rack.name | Label on the cabinet (shown on the 3D twin). | RACK-A
Racks | row | Optional | text |  | (twin layout) | Row letter or number.
Racks | position | Optional | integer |  | (twin layout) | Position in the row, 1…n.
Racks | role | Required | list | Core, Meet-me room, Network, Aggregation, Compute, Storage, GPU, Tenant, AI cage | Rack.role | What the cabinet is for. | Core
Racks | height_u | Required | integer |  | Rack.heightU | Usable rack units (42, 45, 48…). | 45
Racks | power_budget_kw | Required | decimal |  | Rack.budgetKw | Provisioned power (kW). Live draw comes from the PDUs. | 19
Racks | owner | Required | list | operator, tenant | Rack.owner | operator, or tenant (a leased cabinet: the operator sees power and environment only). | operator
Racks | tenant_customer_id | Conditional | ref | an ID from Customers | Rack.tenantId | Required when owner = tenant. | CUST-9992
Racks | contracted_kw | Conditional | decimal |  | Rack.contractedKw | Required when owner = tenant: the power the tenant has bought. | 21
Racks | density | Optional | list | standard, ai | Rack.density | ai = high-density GPU rack or AI cage. | standard
Racks | liquid_cooled | Optional | list | Y, N | Rack.liquid | Y = direct liquid cooling. | N
Racks | cdu_id | Conditional | ref | an ID from CDUs | AiCage.cduId / Cdu.racks | Required when liquid_cooled = Y. | VA-DC-002-CDU-1
Racks | pdu_feed_a | Optional | ref | an ID from Power_Feeds | (power path) | Feed powering the A-side PDU. | VA-DC-001-AC-1
Racks | pdu_feed_b | Optional | ref | an ID from Power_Feeds | (power path) | Feed powering the B-side PDU. | VA-DC-001-AC-2
Racks | used_u (calc) | Calculated | formula |  | Rack.usedU | Calculated: the sum of u_size of the devices in this rack. Don't type it.
Power_Feeds | feed_id | Required | text |  | PowerFeed.id | Unique, for example MP-DC-001-AC-1. | VA-DC-001-AC-1
Power_Feeds | site_id | Required | ref | an ID from Sites | Datacenter.id |  | VA-DC-001
Power_Feeds | type | Required | list | AC, DC | PowerFeed.type | AC or DC. | AC
Power_Feeds | source | Required | text |  | PowerFeed.source | For example "Utility feed A", "Rectifier RECT-01". | Utility feed A
Power_Feeds | rating | Required | text |  | PowerFeed.rating | For example "630 A · 415 V" or "48 V · 2400 A". | 390 A · 415 V
Power_Feeds | capacity_kw | Required | decimal |  | PowerFeed.capacityKw |  | 280
Power_Feeds | normal_role | Optional | list | Active, Standby | (ATS story) | Active, or Standby (picked up by the ATS). | Active
Power_Feeds | utility_account | Optional | text |  | (reference only) | Utility connection / account number.
UPS | ups_id | Required | text |  | UpsUnit.id |  | VA-DC-001-UPS-1
UPS | site_id | Required | ref | an ID from Sites | Datacenter.id |  | VA-DC-001
UPS | room_id | Optional | ref | an ID from Rooms | (twin placement) | Room the UPS stands in (shown and clickable in the realistic twin).
UPS | name | Required | text |  | UpsUnit.name | For example UPS-1. | UPS-1
UPS | vendor | Optional | text |  | (reference only)
UPS | model | Optional | text |  | (reference only)
UPS | serial | Optional | text |  | (reference only)
UPS | capacity_kw | Required | decimal |  | UpsUnit.capacityKw |  | 130
UPS | redundancy | Required | list | N, N+1, 2N | UpsUnit.redundancy |  | N+1
UPS | battery_autonomy_min | Required | integer |  | UpsUnit.batteryMin | Design autonomy at full load (minutes). | 25
Generators | dg_id | Required | text |  | (key) |  | VA-DC-001-DG-1
Generators | site_id | Required | ref | an ID from Sites | Datacenter.id |  | VA-DC-001
Generators | name | Required | text |  | (label) |  | DG-1
Generators | kva | Required | decimal |  | power.dg.kva | Rating (kVA). | 500
Generators | fuel_tank_litres | Optional | decimal |  | (fuel hours)
Generators | runtime_h_full_load | Required | decimal |  | power.dg.runtimeH | Hours on a full tank at full load. | 13
Generators | last_test_date | Optional | date |  | power.dg.lastTest |  | 2026-09-20
Generators | last_test_result | Optional | list | Pass, Fail | power.dg.result |  | Pass
DC_Plant | plant_id | Required | text |  | (key) |  | VA-DC-001-RECT-01
DC_Plant | site_id | Required | ref | an ID from Sites | Datacenter.id |  | VA-DC-001
DC_Plant | room_id | Optional | ref | an ID from Rooms | (twin placement)
DC_Plant | kind | Required | list | Rectifier, Battery bank | (rectifier / battery) |  | Rectifier
DC_Plant | name | Required | text |  | (label) | For example RECT-01, BATT-01. | RECT-01
DC_Plant | volts | Conditional | decimal |  | power.battery.volts | Battery banks: nominal voltage. | 48
DC_Plant | ah | Conditional | decimal |  | power.battery.ah | Battery banks: capacity (Ah). | 2400
DC_Plant | rated_output | Conditional | text |  | PowerFeed.rating (DC) | Rectifiers: for example "48 V · 2400 A". | 48 V · 2500 A
DC_Plant | capacity_kw | Conditional | decimal |  | PowerFeed.capacityKw (DC) | Rectifiers: DC output (kW). | 120
DC_Plant | autonomy_h | Conditional | decimal |  | power.battery.runtimeH | Battery banks: design autonomy (hours). | 2.8
DC_Plant | last_test_date | Optional | date |  | power.battery.lastTest |  | 2026-08-21
Cooling_Units | unit_id | Required | text |  | CoolingUnit.id |  | VA-DC-001-CRAH-11
Cooling_Units | site_id | Required | ref | an ID from Sites | Datacenter.id |  | VA-DC-001
Cooling_Units | room_id | Required | ref | an ID from Rooms | CoolingUnit.zone | The zone is "<floor> · <room>". | VA-DC-001-F0-R1
Cooling_Units | name | Required | text |  | CoolingUnit.name | For example CRAH-11. | CRAH-11
Cooling_Units | type | Required | list | CRAH, CRAC, CDU | CoolingUnit.type |  | CRAH
Cooling_Units | vendor | Optional | text |  | (reference only)
Cooling_Units | model | Optional | text |  | (reference only)
Cooling_Units | capacity_kw | Required | decimal |  | CoolingUnit.capacityKw | Rated cooling capacity. | 31
Cooling_Units | design_supply_c | Optional | decimal |  | CoolingUnit.supplyC (setpoint) | Supply air / coolant setpoint. | 18
CDUs | cdu_id | Required | text |  | Cdu.id |  | VA-DC-002-CDU-1
CDUs | site_id | Required | ref | an ID from Sites | Cdu.dcId |  | VA-DC-002
CDUs | room_id | Required | ref | an ID from Rooms | Cdu.room |  | VA-DC-002-F0-R1
CDUs | name | Required | text |  | Cdu.name |  | CDU-1
CDUs | capacity_kw | Required | decimal |  | Cdu.capacityKw |  | 200
CDUs | nominal_flow_lpm | Required | decimal |  | Cdu.flowNominal | Design coolant flow (litres per minute). | 290
CDUs | design_supply_c | Optional | decimal |  | Cdu.supplyC (setpoint) |  | 26.7
CDUs | racks_served (calc) | Calculated | formula |  | Cdu.racks | Calculated from Racks.cdu_id.
Sensors | sensor_id | Required | text |  | EnvSensor.id |  | VA-DC-001-ENV-1
Sensors | site_id | Required | ref | an ID from Sites | Datacenter.id |  | VA-DC-001
Sensors | room_id | Required | ref | an ID from Rooms | EnvSensor.zone |  | VA-DC-001-F0-R1
Sensors | kind | Required | list | Temperature + humidity, Leak, Smoke | EnvSensor (temp / humidity / smoke / leak) |  | Temperature + humidity
Sensors | position | Optional | text |  | (reference only) | For example "Cold aisle 1, rack A03".
Sensors | bms_point | Optional | text |  | (collector mapping) | BMS / Modbus / BACnet point name, so live readings can be matched.
Devices | device_id | Required | text |  | NetworkElement.id | Unique, for example MP-DC-001-BDR-01. | VA-DC-001-PE-T4-01
Devices | site_id | Required | ref | an ID from Sites | NetworkElement.dcId |  | VA-DC-001
Devices | hostname | Required | text |  | NetworkElement.name | As configured on the device (used to match SNMP / LLDP). | VA-DC-001-PE-T4-01
Devices | role | Required | list | Router, Switch, DWDM, Firewall, Access, Server, Storage, GPU, Tenant gear | NetworkElement.role | Tenant gear = an opaque block of customer equipment (never polled). | Router
Devices | layer | Required | list | core, spine, leaf, access | NetworkElement.layer | core / spine / leaf / access. For hosts use access. | core
Devices | vendor | Required | text |  | NetworkElement.vendor | Tenant gear: "Tenant". | JUNIPER
Devices | model | Required | text |  | NetworkElement.model |  | MX204
Devices | os_version | Optional | text |  | NetworkElement.os |  | 21.4R3-S5.5
Devices | serial | Conditional | text |  | NetworkElement.serial | Required for operator devices; must be unique. | JU0011000
Devices | mgmt_ip | Conditional | ip |  | NetworkElement.ip | Required for monitored devices. | 172.31.40.20
Devices | mac | Optional | text |  | NetworkElement.mac |  | A4:5E:60:16:8F:48
Devices | rack_id | Required | ref | an ID from Racks | NetworkElement.rackId |  | VA-DC-001-RACK-A
Devices | u_position | Required | integer |  | NetworkElement.u | Lowest U the device occupies (1 = bottom). | 2
Devices | u_size | Required | integer |  | NetworkElement.uSize | Height in U. | 1
Devices | lifecycle | Required | list | Ready, Planned, Maintenance, Decommissioning | NetworkElement.lifecycle | Planned = reserved rack space, not installed. | Ready
Devices | owner | Required | list | operator, tenant | OpsState tenant-owned |  | operator
Devices | tenant_customer_id | Conditional | ref | an ID from Customers | NetworkElement.tenantId | Required when owner = tenant. | CUST-9992
Devices | monitored | Required | list | Y, N | OpsState in-service / unmonitored | N = in the rack but not polled. | Y
Devices | collector_id | Conditional | ref | an ID from Collectors | NetworkElement.collector | Required when monitored = Y. | COL-VA-DC-001-2
Devices | wan_edge | Optional | list | Y, N | NetworkElement.isPe | Y = border / PE router carrying the site's backhaul. | Y
Modules | device_id | Required | ref | an ID from Devices | NetworkElement.id |  | VA-DC-001-PE-T4-01
Modules | slot | Required | text |  | modules[].slot | For example "FPC 0", "PSU 1". | RE0
Modules | name | Required | text |  | modules[].name | Part description. | Routing Engine
Modules | serial | Optional | text |  | modules[].serial |  | JU0011000-RE0
Interfaces | device_id | Required | ref | an ID from Devices | Interface.neId |  | VA-DC-001-PE-T4-01
Interfaces | if_name | Required | text |  | Interface.name | As the device names it (et-0/0/1, Ethernet1/1, swp1, ib0…). | xe-0/0/0
Interfaces | type | Required | text |  | Interface.type | For example 100GE, 400G NDR, 1GE. | 10G SFP+
Interfaces | speed_mbps | Required | integer |  | Interface.speedMbps |  | 10000
Interfaces | admin_state | Required | list | up, admin-down, reserved | Interface.state | up, admin-down or reserved. Operational up / down comes live. | admin-down
Interfaces | description | Optional | text |  | Interface.description |  | Backhaul to TX-DC-006
Interfaces | optic_model | Optional | text |  | Interface.optics.model | Transceiver part. | SFP-10G-LR
Links | link_id | Required | text |  | Link.id |  | LNK-00001
Links | a_device_id | Required | ref | an ID from Devices | Link.aNe |  | VA-DC-001-PE-T4-01
Links | a_if_name | Required | text |  | Link.aIf | Must exist in Interfaces for a_device_id. | et-0/1/0
Links | z_device_id | Required | ref | an ID from Devices | Link.zNe | May be at another site (backhaul). | VA-DC-001-PE-T4-02
Links | z_if_name | Required | text |  | Link.zIf |  | et-0/1/0
Links | role | Required | list | Fabric, Uplink, Backhaul, Peering, Access | Link.role | Fabric (inside a fabric), Uplink, Backhaul (leaves the site), Peering, Access (to a host / customer). | Fabric
Links | protocol | Optional | list | LLDP, OSPF, BGP, ISIS, LSP | Link.protocol | Default LLDP (physical). Add BGP / OSPF rows for routing adjacencies if needed. | LLDP
Links | capacity_mbps | Required | integer |  | Link.capacityMbps |  | 100000
Links | cable_id | Optional | text |  | Link.physical.cable | Cross-connect jumper or cable label. The full patching of each end goes in Cable_Paths. | VA-DC-001-CBL-0001
Links | strand | Optional | text |  | Link.physical.strand | Fibre strand or pair. | Violet
Links | a_patch_port | Optional | text |  | Link.physical.aPort | Older exports only: superseded by Cable_Paths. | ODF-1/P23
Links | z_patch_port | Optional | text |  | Link.physical.zPort | Older exports only: superseded by Cable_Paths. | ODF-4/P1
Links | carrier_circuit_id | Conditional | text |  | (reference only) | Backhaul: the carrier's circuit ID.
Rack_PDUs | pdu_id | Required | text |  | RackPdu.id | Unique, for example MP-DC-001-A01-PDU-A. | VA-DC-001-RACK-A-PDU-A
Rack_PDUs | site_id | Required | ref | an ID from Sites | RackPdu.dcId |  | VA-DC-001
Rack_PDUs | rack_id | Required | ref | an ID from Racks | RackPdu.rackId |  | VA-DC-001-RACK-A
Rack_PDUs | side | Required | list | A, B | RackPdu.side | A or B. Each side should be rated for the whole cabinet, so the cabinet survives the loss of either side. | A
Rack_PDUs | kind | Required | list | AC, DC | RackPdu.kind | AC rack PDU, or DC fuse panel fed from the rectifier plant. | AC
Rack_PDUs | model | Optional | text |  | RackPdu.model | Vendor and model, for example "Raritan PX3-5902V". | Switched rack PDU · 3-ph 32 A · 400 V
Rack_PDUs | volts | Required | decimal |  | RackPdu.volts | 230, 400 (3-phase) or 48 (DC). | 400
Rack_PDUs | phases | Required | integer |  | RackPdu.phases | 1 or 3. | 3
Rack_PDUs | rating_a | Required | decimal |  | RackPdu.ratingA | Input breaker rating per phase (A). | 32
Rack_PDUs | capacity_kw | Required | decimal |  | RackPdu.capacityKw | What one side can carry. The tool checks the cabinet's draw against it for failover. | 19
Rack_PDUs | outlets | Required | integer |  | RackPdu.outlets | Number of outlets (C13 / C19). | 36
Rack_PDUs | upstream_id | Required | ref | an ID from UPS / DC_Plant | RackPdu.upstreamId | The UPS module (AC) or rectifier (DC) feeding this PDU: this is how a UPS fault is traced to devices. | VA-DC-001-UPS-2
Rack_PDUs | feed_id | Required | ref | an ID from Power_Feeds | RackPdu.feedId | Utility feed behind that UPS. | VA-DC-001-AC-1
Power_Connections | device_id | Required | ref | an ID from Devices | PowerCord.neId |  | VA-DC-001-PE-T4-01
Power_Connections | psu_slot | Required | text |  | PowerCord.psu | As the device names it (PSU1, PEM0). Tenant gear: Feed A / Feed B. | PEM0
Power_Connections | pdu_id | Required | ref | an ID from Rack_PDUs | PowerCord.pduId | A PDU in the same rack as the device. | VA-DC-001-RACK-A-PDU-A
Power_Connections | outlet | Required | integer |  | PowerCord.outlet | Outlet number on that PDU. | 1
Power_Connections | breaker_bank | Optional | text |  | PowerCord.bankId | Phase or bank (L1, L2, L3). Leave blank to derive it from the outlet. | L1
Power_Connections | psu_rated_w | Optional | decimal |  | (reference only) | Nameplate rating of the supply.
Patch_Panels | panel_id | Required | text |  | PatchPanel.id | Unique, for example MP-DC-001-A01-PP-F1. | VA-DC-001-RACK-B-PP-F1
Patch_Panels | site_id | Required | ref | an ID from Sites | PatchPanel.dcId |  | VA-DC-001
Patch_Panels | rack_id | Required | ref | an ID from Racks | PatchPanel.rackId |  | VA-DC-001-RACK-B
Patch_Panels | name | Required | text |  | PatchPanel.name | Label on the panel. | PP-F1
Patch_Panels | kind | Required | list | LC duplex, MPO, RJ45 | PatchPanel.kind | LC duplex (fibre), MPO (high-density fibre) or RJ45 (copper). | LC duplex
Patch_Panels | role | Required | list | rack, odf | PatchPanel.role | rack = top of a cabinet; odf = in the site's patching / main distribution rack. | rack
Patch_Panels | ports | Required | integer |  | PatchPanel.ports |  | 24
Trunk_Cables | trunk_id | Required | text |  | Trunk.id |  | VA-DC-001-RACK-B-TRK-1
Trunk_Cables | site_id | Required | ref | an ID from Sites | Trunk.dcId |  | VA-DC-001
Trunk_Cables | a_panel_id | Required | ref | an ID from Patch_Panels | Trunk.aPanel |  | VA-DC-001-RACK-B-PP-F1
Trunk_Cables | z_panel_id | Required | ref | an ID from Patch_Panels | Trunk.zPanel |  | VA-DC-001-RACK-T-ODF-1
Trunk_Cables | kind | Required | text |  | Trunk.kind | For example "MPO-24 OM4 trunk" or "Cat6A 24-cable bundle". | MPO-24 OM4 trunk × 1
Trunk_Cables | pairs | Required | integer |  | Trunk.pairs | Duplex pairs (fibre) or cables (copper). | 12
Trunk_Cables | route | Required | list | Tray route 1, Tray route 2 | Trunk.route | Tray route. Two diverse routes let dual-homed devices survive one cut tray. | Tray route 1
Trunk_Cables | length_m | Optional | decimal |  | Trunk.lengthM |  | 93
Cable_Paths | link_id | Required | ref | an ID from Links | CablePath.linkId |  | LNK-00001
Cable_Paths | end | Required | list | A, Z | (A / Z end) | A = the a_device of the link, Z = the z_device. | A
Cable_Paths | device_id | Required | ref | an ID from Devices | CableHop (port) |  | VA-DC-001-PE-T4-01
Cable_Paths | patch_cord_id | Optional | text |  | CableHop (cord) | Label on the patch cord or DAC / AOC cable. | VA-DC-001-PC-00001
Cable_Paths | panel_id | Conditional | ref | an ID from Patch_Panels | CableHop (panel) | Required when the cable leaves the cabinet: the cabinet's patch panel. | VA-DC-001-RACK-B-PP-F1
Cable_Paths | panel_port | Conditional | integer |  | CableHop (panel) |  | 1
Cable_Paths | trunk_id | Conditional | ref | an ID from Trunk_Cables | CableHop (trunk) | Trunk from that panel to the ODF. | VA-DC-001-RACK-B-TRK-1
Cable_Paths | odf_panel_id | Conditional | ref | an ID from Patch_Panels | CableHop (panel) | ODF panel where the trunk lands; the cross-connect jumper is patched here. | VA-DC-001-RACK-T-ODF-1
Cable_Paths | odf_port | Conditional | integer |  | CableHop (panel) |  | 1
Cable_Paths | osp_core | Conditional | integer |  | CableHop (osp) | Backhaul only: core of the outside-plant cable on the ODF. | 7
Cooling_Coverage | rack_id | Required | ref | an ID from Racks | RackCooling.rackId |  | VA-DC-001-RACK-A
Cooling_Coverage | primary_unit_id | Required | ref | an ID from Cooling_Units | RackCooling.primaryId | The CRAH / CRAC this rack depends on first. | VA-DC-001-CRAH-11
Cooling_Coverage | cdu_id | Conditional | ref | an ID from CDUs | RackCooling.cduId | Liquid-cooled racks. | VA-DC-002-CDU-1
GPU_Clusters | cluster_id | Required | text |  | GpuCluster.id
GPU_Clusters | site_id | Required | ref | an ID from Sites | GpuCluster.dcId
GPU_Clusters | room_id | Required | ref | an ID from Rooms | GpuCluster.room
GPU_Clusters | name | Required | text |  | GpuCluster.name
GPU_Clusters | scheduler | Required | list | Kubernetes, Slurm | GpuCluster.scheduler
GPU_Clusters | fabric | Required | text |  | GpuCluster.fabric | For example "InfiniBand NDR 400G, rail-optimised".
GPU_Clusters | gpu_model | Required | list | B200 SXM 192 GB, H200 SXM 141 GB, H100 SXM 80 GB, A100 SXM 80 GB, L40S PCIe 48 GB, T4 PCIe 16 GB, Gaudi 3 OAM 128 GB, Max 1550 OAM 128 GB | GpuCluster.model | One model per cluster.
GPU_Clusters | cooling | Required | list | air, liquid | GpuCluster.cooling
GPU_Clusters | node_count (calc) | Calculated | formula |  | GpuCluster.nodes | Calculated from GPU_Nodes.
GPU_Nodes | device_id | Required | ref | an ID from Devices | GpuNode.neId
GPU_Nodes | cluster_id | Required | ref | an ID from GPU_Clusters | GpuNode.clusterId
GPU_Nodes | gpu_model | Required | list | B200 SXM 192 GB, H200 SXM 141 GB, H100 SXM 80 GB, A100 SXM 80 GB, L40S PCIe 48 GB, T4 PCIe 16 GB, Gaudi 3 OAM 128 GB, Max 1550 OAM 128 GB | GpuNode.model | Must match the cluster.
GPU_Nodes | gpu_vendor | Required | list | NVIDIA, Intel | GpuNode.vendor
GPU_Nodes | gpu_count | Required | integer |  | GpuNode.gpus.length | Usually 8.
GPU_Nodes | server_model | Required | text |  | GpuNode.server
GPU_Nodes | cooling | Required | list | air, liquid | GpuNode.cooling
GPU_Nodes | driver | Optional | text |  | GpuNode.driver | Installed driver version.
GPU_Nodes | firmware | Optional | text |  | GpuNode.firmware
Customers | customer_id | Required | text |  | Customer.id |  | CUST-1202
Customers | name | Required | text |  | Customer.name |  | Hyperscale Cloud US-East
Customers | segment | Required | text |  | Customer.segment | For example BFSI, Media, AI / ML, Healthcare. | Hyperscaler
Customers | city | Required | text |  | Customer.city | Billing city. | Ashburn
Customers | state | Required | text |  | Customer.state |  | Virginia
Customers | plan | Required | text |  | Customer.plan | Contract or plan name. | Private cage · 2N
Customers | premium | Required | list | Y, N | Customer.premium | Y = premium SLA (counted on the Command center). | Y
Customers | account_manager | Optional | text |  | Customer.accountManager |  | Rachel Adams
Customers | monthly_revenue (calc) | Calculated | formula |  | Customer.revenueMonthly | Calculated: the sum of this customer's Services. Don't type it.
Services | service_id | Required | text |  | Service.id |  | SVC-CB-1100
Services | customer_id | Required | ref | an ID from Customers | Service.customerId |  | CUST-9992
Services | type | Required | list | Cabinet lease, Power circuit, Cross-connect, Remote hands, Reserved cluster, On-demand GPUs, CPU instances, VM, Storage volume, Managed DB, GPU cluster, Kubernetes, IRV, Leased Line, L2VPN, L3VPN, Core application, Database, Collaboration, Analytics, Backup & DR, AI platform, Other | Service.type |  | Cabinet lease
Services | site_id | Required | ref | an ID from Sites | Service.dcId |  | VA-DC-001
Services | device_id | Conditional | ref | an ID from Devices | Service.neId | The device the service is delivered on (port, GPU node, MMR switch…). | VA-DC-001-TN-006
Services | if_name | Optional | text |  | Service.ifName | Hand-off port for circuits and cross-connects. | RACK-C
Services | rack_ids | Conditional | text |  | Service path (racks) | Cabinet leases / power circuits: rack ids, separated by ";".
Services | gpu_node_ids | Conditional | text |  | Service.path (job nodes) | GPU services: GPU node device ids, separated by ";".
Services | qty | Required | decimal |  | Service.qty |  | 1
Services | unit | Required | list | cabinets, kW, Mbps, hours, GPU, vCPU, TB, users | Service.unit |  | cabinets
Services | bandwidth_mbps | Optional | integer |  | Service.bandwidthMbps | Circuits and cross-connects. | 10000
Services | sla_target_pct | Required | decimal |  | Service.slaTarget | For example 99.95. | 99.99
Services | monthly_revenue | Required | decimal |  | Service.revenueMonthly | Monthly charge in the site currency (₹). | 2400
Services | critical | Required | list | Y, N | Service.critical | Y = business-critical for the customer. | N
Services | start_date | Optional | date |  | (reference only)
Collectors | collector_id | Required | text |  | collectors[].id |  | COL-VA-DC-001-1
Collectors | site_id | Required | ref | an ID from Sites | Datacenter.id |  | VA-DC-001
Collectors | name | Required | text |  | collectors[].name |  | Collector Ashburn A
Collectors | protocol | Required | list | SNMP, gNMI, Redfish, DCGM exporter, Modbus TCP, BACnet, Syslog | (integration) |  | gNMI
Collectors | domain | Required | list | Network, Facility, Compute, GPU | (integration) | Network, Facility (BMS / EPMS), Compute (BMC), GPU (DCGM). | Network
Collectors | host_ip | Optional | ip |  | (integration)
Collectors | covers | Optional | text |  | (integration) | What it polls.
Fire_Systems | zone_id | Required | text |  | FireZone.id |  | VA-DC-001-FZ-01
Fire_Systems | site_id | Required | ref | an ID from Sites | FireZone.dcId |  | VA-DC-001
Fire_Systems | room_id | Required | ref | an ID from Rooms | FireZone.zone |  | VA-DC-001-F0-R1
Fire_Systems | detection | Required | list | VESDA aspirating, Point smoke + heat | FireZone.detection | VESDA (aspirating) in data halls; point smoke + heat elsewhere. | VESDA aspirating
Fire_Systems | suppression | Required | list | Novec 1230 gas, Inert gas (IG-541), Pre-action sprinkler | FireZone.suppression |  | Novec 1230 gas
Fire_Systems | release_mode | Required | list | Armed (auto), Manual only, Isolated | FireZone.release | Armed (auto) in normal operation. | Armed (auto)
Fire_Systems | last_inspection | Required | date |  | FireZone.lastInspection | Quarterly inspection; the tool flags it overdue after 91 days. | 2026-09-03
Fire_Systems | panel_point | Optional | text |  | (collector mapping) | Fire-panel / BMS point for live detector state.
Leak_Detection | zone_id | Required | text |  | LeakZone.id |  | VA-DC-001-LK-01
Leak_Detection | site_id | Required | ref | an ID from Sites | LeakZone.dcId |  | VA-DC-001
Leak_Detection | room_id | Required | ref | an ID from Rooms | LeakZone.zone |  | VA-DC-001-F0-R1
Leak_Detection | guards | Required | text |  | LeakZone.covers | What the rope runs under (CRAH-11, CDU-01 manifold…). | Under CRAH-11, CRAH-15
Leak_Detection | length_m | Optional | decimal |  | LeakZone.lengthM |  | 12
Leak_Detection | last_test | Optional | date |  | LeakZone.lastTest | Last wet test. | 2026-06-16
Access_Points | door_id | Required | text |  | AccessPoint.id |  | VA-DC-001-DR-01
Access_Points | site_id | Required | ref | an ID from Sites | AccessPoint.dcId |  | VA-DC-001
Access_Points | name | Required | text |  | AccessPoint.name |  | Main entrance · mantrap
Access_Points | room_id | Optional | ref | an ID from Rooms | AccessPoint.zone |  | VA-DC-001-F0-R1
Access_Points | kind | Required | list | Building entry, Data hall door, Cage door, Plant room door, Meet-me room door | AccessPoint.kind |  | Building entry
Access_Points | reader | Required | list | Card + biometric, Card + PIN, Card | AccessPoint.reader |  | Card + biometric
Access_Points | tenant_customer_id | Conditional | ref | an ID from Customers | AccessPoint.tenantId | Cage doors: the tenant whose badges open it. | CUST-9992
Support_Contracts | contract_id | Required | text |  | contract.id |  | AMC-VA-78914
Support_Contracts | site_id | Required | ref | an ID from Sites | (scope) |  | VA-DC-001
Support_Contracts | vendor | Required | text |  | (vendor) |  | JUNIPER
Support_Contracts | level | Required | list | 24×7×4, NBD, 8×5 NBD, None | contract.level | 24×7×4 = 4-hour on-site response; NBD = next business day. | 24×7×4
Support_Contracts | start | Optional | date |  | (reference only)
Support_Contracts | expires | Required | date |  | contract.expires | The tool flags devices whose contract ends within 90 days. | 2027-01-04
Asset_Lifecycle | device_id | Required | ref | an ID from Devices | AssetLife.neId |  | VA-DC-001-PE-T4-01
Asset_Lifecycle | installed | Required | date |  | AssetLife.installed |  | 2026-07-14
Asset_Lifecycle | warranty_end | Required | date |  | AssetLife.warrantyEnd |  | 2029-07-13
Asset_Lifecycle | contract_id | Optional | ref | an ID from Support_Contracts | AssetLife.contract | Blank = warranty only. | AMC-VA-78914
Model_Lifecycle | vendor | Required | text |  | AssetLife.vendor |  | JUNIPER
Model_Lifecycle | model | Required | text |  | AssetLife.model | Exactly as in Devices.model. | MX204
Model_Lifecycle | end_of_sale | Required | date |  | AssetLife.endOfSale |  | 2029-08-29
Model_Lifecycle | end_of_support | Required | date |  | AssetLife.endOfSupport | Past this date the device is flagged End of support. | 2034-08-28
Spares | site_id | Required | ref | an ID from Sites | SparePart.dcId |  | VA-DC-001
Spares | part | Required | text |  | SparePart.part | Part family, for example "DELL power supply", "SFP-10G-LR", "H200 SXM 141 GB board". | ARISTA fan module
Spares | fits | Optional | text |  | SparePart.fits |  | ARISTA
Spares | on_hand | Required | integer |  | SparePart.onHand |  | 4
Spares | min_level | Required | integer |  | SparePart.min | The tool flags Low when the free count falls below it. | 1
PM_Plan | task_id | Required | text |  | PmTask.id |  | VA-DC-001-PM-024
PM_Plan | site_id | Required | ref | an ID from Sites | PmTask.dcId |  | VA-DC-001
PM_Plan | asset_id | Required | text |  | PmTask.assetId | UPS, cooling unit, fire zone, DG… id from the sheets above. | VA-DC-001-LV
PM_Plan | kind | Required | list | UPS, Battery, Generator, Cooling, CDU, Fire, Electrical | PmTask.kind |  | Electrical
PM_Plan | task | Required | text |  | PmTask.task |  | Annual thermography and ATS transfer test
PM_Plan | interval_days | Required | integer |  | PmTask.intervalDays |  | 365
PM_Plan | last_done | Required | date |  | PmTask.lastDone | Next due = last done + interval. | 2025-05-02
PM_Plan | owner | Optional | text |  | PmTask.owner |  | Mike Johnson
On_Call | region | Required | text |  | Region.name | Region as in Sites.region. | Northeast
On_Call | role | Required | list | NOC shift lead, Network engineer, Facility engineer, Field technician, Duty manager, AI infrastructure engineer | OnCall.role |  | NOC shift lead
On_Call | name | Required | text |  | OnCall.name |  | David Kim
On_Call | tier | Required | integer |  | OnCall.tier | 1, 2 or 3. | 1
On_Call | escalate_after_min | Required | integer |  | OnCall.escalateAfterMin | Minutes before an unacknowledged page escalates. | 15
On_Call | phone | Optional | text |  | (paging)
Snapshot_Alerts | alert_id | Optional | text |  | Alert.id |  | ALM-1930
Snapshot_Alerts | site_id | Optional | text |  | Alert.dcId |  | VA-DC-001
Snapshot_Alerts | severity | Optional | text |  | Alert.severity |  | critical
Snapshot_Alerts | state | Optional | text |  | Alert.state |  | active
Snapshot_Alerts | title | Optional | text |  | Alert.title |  | Interface Flapping Detected
Snapshot_Alerts | source | Optional | text |  | Alert.source |  | Interface
Snapshot_Alerts | category | Optional | text |  | Alert.category |  | Network
Snapshot_Alerts | scope | Optional | text |  | Alert.scope |  | edge
Snapshot_Alerts | device_or_node | Optional | text |  | Alert.neId / node |  | VA-DC-001-PE-T4-01
Snapshot_Alerts | if_name | Optional | text |  | Alert.ifName |  | xe-0/0/3
Snapshot_Alerts | link_or_rack | Optional | text |  | Alert.linkId / rackId |  | LNK-00017
Snapshot_Alerts | raised_at | Optional | text |  | Alert.start |  | 2026-10-01 07:07
Snapshot_Alerts | incident_id | Optional | text |  | Alert.incidentId |  | INC-0001
Snapshot_Incidents | incident_id | Optional | text |  | Incident.id |  | INC-0001
Snapshot_Incidents | site_id | Optional | text |  | Incident.dcId |  | VA-DC-001
Snapshot_Incidents | severity | Optional | text |  | Incident.sev |  | High
Snapshot_Incidents | status | Optional | text |  | Incident.status |  | Open
Snapshot_Incidents | type | Optional | text |  | Incident.type |  | Network
Snapshot_Incidents | title | Optional | text |  | Incident.title |  | Optical degradation on PE-T4-01 xe-0/0/3 — backhaul flapping
Snapshot_Incidents | owner | Optional | text |  | Incident.owner |  | Mike Johnson
Snapshot_Incidents | detected_at | Optional | text |  | Incident.detected |  | 2026-10-01 07:08
Snapshot_Incidents | resolved_at | Optional | text |  | Incident.resolved |  | 2026-09-09 23:07
Snapshot_Incidents | alarms | Optional | text |  | Incident.alertIds |  | 4
Snapshot_Incidents | services_hit | Optional | text |  | impact.services |  | 0
Snapshot_Incidents | customers_hit | Optional | text |  | impact.customers |  | 0
Snapshot_Incidents | revenue_at_risk | Optional | text |  | impact.revenueAtRisk |  | 0
Snapshot_Changes | change_id | Optional | text |  | Change.id |  | CHG-2001
Snapshot_Changes | site_id | Optional | text |  | Change.dcId |  | VA-DC-001
Snapshot_Changes | kind | Optional | text |  | Change.kind |  | Change
Snapshot_Changes | title | Optional | text |  | Change.title |  | Re-patch ODF RACK-D core 7 to PE-T4-01 xe-0/0/3 (new backhaul span)
Snapshot_Changes | status | Optional | text |  | Change.status |  | Completed
Snapshot_Changes | risk | Optional | text |  | Change.risk |  | Medium
Snapshot_Changes | window_start | Optional | text |  | Change.windowStart |  | 2026-09-30 16:30
Snapshot_Changes | window_end | Optional | text |  | Change.windowEnd |  | 2026-09-30 17:30
Snapshot_Changes | requester | Optional | text |  | Change.requester |  | Daniel Brooks
Snapshot_Changes | approver | Optional | text |  | Change.approver |  | Emily Carter
Snapshot_Changes | scope | Optional | text |  | Change.scope |  | VA-DC-001-PE-T4-01
Snapshot_RMA | rma_id | Optional | text |  | RmaCase.id |  | RMA-40656
Snapshot_RMA | site_id | Optional | text |  | RmaCase.dcId |  | GA-DC-011
Snapshot_RMA | device_id | Optional | text |  | RmaCase.neId |  | GA-DC-011-TOR-003
Snapshot_RMA | slot | Optional | text |  | RmaCase.slot |  | PSU2
Snapshot_RMA | part | Optional | text |  | RmaCase.part |  | Power supply
Snapshot_RMA | vendor_case | Optional | text |  | RmaCase.ref |  | CIS-6755919
Snapshot_RMA | status | Optional | text |  | RmaCase.status |  | Engineer booked
Snapshot_RMA | opened | Optional | text |  | RmaCase.opened |  | 2026-09-29 10:50
Snapshot_RMA | spare_on_site | Optional | text |  | RmaCase.spareOnSite |  | Y
Snapshot_Problems | problem_id | Optional | text |  | Problem.id |  | PRB-5586
Snapshot_Problems | title | Optional | text |  | Problem.title |  | PSU2 hardware failure
Snapshot_Problems | type | Optional | text |  | Problem.type |  | Power
Snapshot_Problems | state | Optional | text |  | Problem.state |  | Investigating
Snapshot_Problems | incidents | Optional | text |  | Problem.incidents |  | INC-0005;INC-0006;INC-0011
Snapshot_Problems | open | Optional | text |  | Problem.open |  | 3
Snapshot_Problems | sites | Optional | text |  | Problem.sites |  | NC-DC-023;FL-DC-018;GA-DC-011
Snapshot_Problems | workaround | Optional | text |  | Problem.workaround |  | Run on the healthy supply; avoid maintenance on the other PDU side
Snapshot_Problems | fix | Optional | text |  | Problem.fix |  | Swap the failed PSU under RMA; track PSU failures by model and batch
Snapshot_Problems | owner | Optional | text |  | Problem.owner |  | Olivia Turner
Snapshot_Orders | order_id | Optional | text |  | id |  | XC-89137
Snapshot_Orders | kind | Optional | text |  | Cross-connect / Remote hands |  | Cross-connect
Snapshot_Orders | site_id | Optional | text |  | dcId |  | VA-DC-003
Snapshot_Orders | customer_id | Optional | text |  | customerId |  | CUST-6478
Snapshot_Orders | detail | Optional | text |  | route or task |  | RACK-H (tenant cabinet) → Cloud on-ramp · MMR panel 7
Snapshot_Orders | state | Optional | text |  | state |  | Requested
Snapshot_Orders | opened | Optional | text |  | ordered / opened |  | 2026-09-30 07:50
Snapshot_Orders | due_or_minutes | Optional | text |  | due / minutes |  | 2026-10-05

## Lookups
business_model | site_status | tier | site_category | redundancy | room_type | containment | cooling_method | rack_role | owner | density | yes_no | feed_type | feed_role | plant_kind | test_result | cooling_type | sensor_kind | device_role | layer | lifecycle | if_admin | link_role | protocol | gpu_model | gpu_vendor | scheduler | air_liquid | service_type | service_unit | collector_protocol | collector_domain | pdu_side | pdu_kind | panel_kind | panel_role | link_end | tray_route | detection | suppression | release_mode | door_kind | reader | support_level | pm_kind | oncall_role
colocation | on-air | Tier II | Central | N | Data hall | Cold aisle | Air | Core | operator | standard | Y | AC | Active | Rectifier | Pass | CRAH | Temperature + humidity | Router | core | Ready | up | Fabric | LLDP | B200 SXM 192 GB | NVIDIA | Kubernetes | air | Cabinet lease | cabinets | SNMP | Network | A | AC | LC duplex | rack | A | Tray route 1 | VESDA aspirating | Novec 1230 gas | Armed (auto) | Building entry | Card + biometric | 24×7×4 | UPS | NOC shift lead
neocloud | in-progress | Tier III | Regional | N+1 | AI hall | Hot aisle | Liquid | Meet-me room | tenant | ai | N | DC | Standby | Battery bank | Fail | CRAC | Leak | Switch | spine | Planned | admin-down | Uplink | OSPF | H200 SXM 141 GB | Intel | Slurm | liquid | Power circuit | kW | gNMI | Facility | B | DC | MPO | odf | Z | Tray route 2 | Point smoke + heat | Inert gas (IG-541) | Manual only | Data hall door | Card + PIN | NBD | Battery | Network engineer
cloud | planned | Tier IV | Edge | 2N | Meet-me room | None | Hybrid | Network | [7 empty] | CDU | Smoke | DWDM | leaf | Maintenance | reserved | Backhaul | BGP | H100 SXM 80 GB |  |  |  | Cross-connect | Mbps | Redfish | Compute |  |  | RJ45 |  |  |  |  | Pre-action sprinkler | Isolated | Cage door | Card | 8×5 NBD | Generator | Facility engineer
enterprise | failed |  |  |  | Network room |  |  | Aggregation | [9 empty] | Firewall | access | Decommissioning |  | Peering | ISIS | A100 SXM 80 GB |  |  |  | Remote hands | hours | DCGM exporter | GPU | [9 empty] | Plant room door |  | None | Cooling | Field technician
network |  |  |  |  | Plant room |  |  | Compute | [9 empty] | Access |  |  |  | Access | LSP | L40S PCIe 48 GB |  |  |  | Reserved cluster | GPU | Modbus TCP | [10 empty] | Meet-me room door |  |  | CDU | Duty manager
[5 empty] | UPS room |  |  | Storage | [9 empty] | Server | [5 empty] | T4 PCIe 16 GB |  |  |  | On-demand GPUs | vCPU | BACnet | [13 empty] | Fire | AI infrastructure engineer
[5 empty] | Battery room |  |  | GPU | [9 empty] | Storage | [5 empty] | Gaudi 3 OAM 128 GB |  |  |  | CPU instances | TB | Syslog | [13 empty] | Electrical
[5 empty] | NOC |  |  | Tenant | [9 empty] | GPU | [5 empty] | Max 1550 OAM 128 GB |  |  |  | VM | users
[8 empty] | AI cage | [9 empty] | Tenant gear | [9 empty] | Storage volume
Managed DB
GPU cluster
Kubernetes
IRV
Leased Line
L2VPN
L3VPN
Core application
Database
Collaboration
Analytics
Backup & DR
AI platform
Other