## README
DCO · Datacenter inventory import template
Version 1.0 · 12-Oct-2026 · matches the DCO data model (app/src/api/types.ts)
What this workbook is for
Use it to collect everything the DCO platform needs to know about a customer's datacenters BEFORE monitoring is switched on: sites, floors, rooms, racks, power and cooling plant, sensors, every racked device, its ports and cables, GPU clusters, customers and the services they buy, and the monitoring sources.
The two example sites (RackBank Indore DC1 = colocation with AI cages, RackBank Chennai AI-1 = GPU cloud) are ILLUSTRATIVE sample data. Replace them, or keep them as a reference and delete before import.
How to fill it
1. Fill the sheets in tab order. A sheet can only point at IDs that exist in the sheets before it (Sites → Floors → Rooms → Racks → … → Services).
2. Row 1 holds the import keys. Don't rename, reorder or delete columns. Hover over a header for its meaning; the Field_Dictionary sheet lists every field.
3. Header colours: dark blue = required · amber = required in some cases (see the note) · grey = optional · green = calculated by a formula (don't type it).
4. Columns with a fixed set of values have a dropdown (from the Lookups sheet). Dates use YYYY-MM-DD. Numbers are plain, with no units in the cell. Lists inside a cell use ";".
5. IDs must be unique and stable: the system keys every alarm, incident and revenue figure on them. Recommended: site XX-DC-NNN, then <site>-<object> (MP-DC-001-A01).
6. Check the Summary sheet when you finish. Every count must match what the customer expects, and the checks column must say OK.
What to ask the customer for (and where it usually lives)
Sites, floors, rooms: facility master list, floor plans (DCIM or CAD). · Racks: DCIM rack elevations or the space-and-power schedule. · Power and cooling plant: single-line diagram, BMS / EPMS asset register, maintenance contracts.
Devices, modules: CMDB or DCIM asset export (hostname, serial, rack, U). · Interfaces, links: cabling schedule or patch-panel / ODF records, plus LLDP exports for verification. · GPU clusters: scheduler config (Slurm partitions / Kubernetes node pools).
Customers, services: CRM or billing (contract, monthly charge, SLA, premium flag). · Collectors: the NOC's monitoring design (SNMP / gNMI pollers, BMS gateway, Redfish, DCGM exporter).
What NOT to put here (it arrives live from the collectors)
Current power draw, UPS load %, battery state, temperatures, humidity, CDU flow, interface up / down, utilisation, errors, optics levels, CPU / memory, GPU telemetry (DCGM), alarms, incidents and job state. The template carries only the static master data those readings attach to.
Sheet order and the system object each one fills
Sheet | System object | What goes in it | Example rows
Sites | Datacenter + Location | One row per datacenter. | 2
Floors | Datacenter.floors[] | One row per floor. | 4
Rooms | Datacenter.floors[].rooms[] | One row per room / hall. | 8
Racks | Rack | One row per cabinet, including tenant cabinets and AI cages. | 20
Power_Feeds | Datacenter.power.feeds[] (PowerFeed) | Utility, DG and DC-plant feeds. | 6
UPS | Datacenter.power.ups[] (UpsUnit) | One row per UPS module or system. | 7
Generators | Datacenter.power.dg | Diesel generator sets. | 4
DC_Plant | Datacenter.power.battery + rectifier | 48 V DC plant: rectifiers and battery banks. | 4
Cooling_Units | Datacenter.cooling.units[] (CoolingUnit) | CRAH, CRAC and CDU units. | 12
CDUs | Cdu | Liquid-cooling loops (only for liquid-cooled racks). | 3
Sensors | Datacenter.cooling.sensors[] (EnvSensor) | Environment sensors. | 14
Devices | NetworkElement | Every racked device: network, servers, storage, GPU nodes, and opaque tenant gear blocks. | 43
Modules | NetworkElement.modules[] | Optional: line cards, PSUs, fans, supervisors. | 22
Interfaces | Interface | Physical ports in use or reserved (including host NICs). Spare ports can be left out. | 305
Links | Link | One row per cable or circuit between two interfaces. | 149
Rack_PDUs | RackPdu | Two per cabinet, A side and B side. −48 V fuse panels (BDFB) for DC-powered gear count as DC PDUs. | 40
Power_Connections | PowerCord | One row per power cord: which PDU outlet each device power supply plugs into. | 102
Patch_Panels | PatchPanel | Every patch panel and ODF panel. | 25
Trunk_Cables | Trunk | Permanent cables between a cabinet patch panel and the ODF (or between two ODFs). | 18
Cable_Paths | CablePath (one row per link end) | How each end of a link is patched. An in-rack cable needs only the patch cord. | 298
Cooling_Coverage | RackCooling | Optional: the cooling unit nearest each rack. Without it the system uses the units in the rack's room. | 20
GPU_Clusters | GpuCluster | Only for GPU estates. | 1
GPU_Nodes | GpuNode | One row per GPU server; it must also be in Devices with role = GPU. | 8
Customers | Customer | Customers or tenants served from these sites. | 6
Services | Service | What each customer buys and where it is delivered. This drives impact and revenue at risk. | 15
Collectors | Datacenter.collectors[] | Monitoring sources the system will receive live data from. | 6
Fire_Systems | FireZone | Fire detection and suppression, one row per protected room. | 8
Leak_Detection | LeakZone | Leak-detection rope zones under cooling units, CDUs and liquid racks. | 6
Access_Points | AccessPoint | Every access-controlled door: building entry, room doors, tenant cage doors. | 19
Support_Contracts | AssetLife.contract | Vendor support / AMC contracts. | 11
Asset_Lifecycle | AssetLife | Per device: install date, warranty and which contract covers it. | 34
Model_Lifecycle | modelDates() | Vendor end-of-sale / end-of-support dates per model (one row per model). | 13
Spares | SparePart | Field-replaceable spares held on site. | 7
PM_Plan | PmTask | Preventive-maintenance plan of the plant (UPS, batteries, DG, cooling, CDU, fire, switchgear). | 42
On_Call | OnCall | On-call rota: who answers per region and role. | 10
Summary | — | Counts per site and the reconciliation checks (formulas).
Field_Dictionary | — | Every column: required, type, allowed values, the system field it maps to.
Lookups | — | Allowed values behind the dropdowns.

## Summary
Summary and reconciliation checks
Every figure is a formula over the data sheets. Check it with the customer: these are the numbers the platform will show.
Measure |  |  | Total
Floors
Rooms
Racks
of which tenant cabinets
of which AI / high-density
Rack power budget (kW)
Site IT capacity (kW)
Devices (all)
operator devices
tenant gear blocks
GPU nodes
network (routers, firewalls, switches)
UPS units
UPS capacity (kW)
Generators
Cooling units
Cooling unit capacity (kW)
Sensors
Collectors
Services
Services monthly revenue (₹)
Checks
Check | Result | Why it matters
Every device sits in a rack that exists |  | The twin and rack views place devices by rack_id.
No rack is over-filled (used U ≤ height U) |  | used_u is calculated from Devices.
Device IDs are unique |  | Alarms and incidents key on the device ID.
Operator serial numbers are unique |  | Discovery matches the polled serial against this one.
Tenant racks name a tenant and contracted kW |  | Colocation power-over-contract is measured against it.
Liquid racks name a CDU |  | A CDU fault is traced to the racks it feeds.
Rack budget fits site IT capacity |  | Power and space views compare the two.
GPU nodes = Devices with role GPU |  | Each GPU node needs a rack position and a telemetry record.
Every installed device has a power connection |  | Without it the power path, single-fed devices and UPS / PDU what-ifs cannot be traced.
Power cords point at a known PDU |  | The outlet map and failover check group cords by PDU.
Every rack has an A and a B PDU |  | A cabinet with one side is a single point of failure for everything in it.
Cable paths name a known link |  | Each cable path belongs to one link end.
Every operator device has warranty / support data |  | Warranty, contract and end-of-support flags need it.
Every room has a fire system |  | Fire detection / suppression and its inspection plan are tracked per room.
Customer revenue = sum of services |  | Revenue impact adds up only if every service has a customer.

## Sites
site_id * | site_name * | operator | business_model * | status * | tier * | category * | region * | state * | city * | address * | latitude * | longitude * | commissioned_on | it_capacity_kw * | design_pue | cooling_capacity_kw * | cooling_redundancy * | timezone
MP-DC-001 | RackBank Indore DC1 | RackBank Datacenters (sample) | colocation | on-air | Tier III | Central | Central | Madhya Pradesh | Indore | Plot 12, Sample IT Park, Indore 452010 (illustrative) | 22.7196 | 75.8577 | 2022-03-15 | 1200 | 1.45 | 1500 | N+1 | Asia/Kolkata
TN-DC-002 | RackBank Chennai AI-1 | RackBank Datacenters (sample) | neocloud | on-air | Tier III | Regional | South | Tamil Nadu | Chennai | Survey 45, Sample Industrial Estate, Chennai 600058 (illustrative) | 13.1143 | 80.1548 | 2025-01-20 | 2000 | 1.25 | 2400 | N+1 | Asia/Kolkata
Note on A1: Unique site code, format XX-DC-NNN (XX = state code). Every other sheet points to it. Required: yes Type: text System field: Datacenter.id / Location.id
Note on B1: Display name. Required: yes Type: text System field: Datacenter.name
Note on C1: Owning company. Not shown in the tool today. Required: no Type: text System field: (reference only)
Note on D1: Sets vocabulary and rack contents: colocation, neocloud (GPU as a service), cloud, enterprise, network (telco). Required: yes Type: list (from business_model) System field: Persona
Note on E1: on-air = live; in-progress = being built; planned; failed. Required: yes Type: list (from site_status) System field: Datacenter.status
Note on F1: Uptime tier. Required: yes Type: list (from tier) System field: Datacenter.tier
Note on G1: Central / Regional / Edge. Required: yes Type: list (from site_category) System field: Datacenter.category
Note on H1: For example West, South, North, East, Central. Required: yes Type: text System field: Region.name / Datacenter.regionId
Note on I1: State or province. Required: yes Type: text System field: Datacenter.state
Note on J1: City. Required: yes Type: text System field: Datacenter.city
Note on K1: Postal address. Required: yes Type: text System field: Datacenter.address
Note on L1: Decimal degrees (WGS84). Places the pin on the estate map. Required: yes Type: decimal System field: Datacenter.lat
Note on M1: Decimal degrees (WGS84). Required: yes Type: decimal System field: Datacenter.lng
Note on N1: Date the site went live. Required: no Type: date System field: Datacenter.commissionedOn
Note on O1: Design IT load (kW) the site is built for. Required: yes Type: decimal System field: Datacenter.power.capacityKw
Note on P1: Design PUE. Live PUE comes from the BMS. Required: no Type: decimal System field: Datacenter.power.pue
Note on Q1: Total installed cooling capacity (kW). Required: yes Type: decimal System field: Datacenter.cooling.capacityKw
Note on R1: N / N+1 / 2N. Required: yes Type: list (from redundancy) System field: Datacenter.cooling.redundancy
Note on S1: IANA timezone, for example Asia/Kolkata. Required: no Type: text System field: (reference only)

## Floors
site_id * | floor_id * | floor_name * | level *
MP-DC-001 | MP-DC-001-F0 | Ground | 0
MP-DC-001 | MP-DC-001-F1 | 1st floor | 1
TN-DC-002 | TN-DC-002-F0 | Ground | 0
TN-DC-002 | TN-DC-002-F1 | 1st floor | 1
Note on A1: Must exist in Sites. Required: yes Type: ref (from Sites) System field: Datacenter.id
Note on B1: Unique within the workbook, for example MP-DC-001-F0. Required: yes Type: text System field: (key)
Note on C1: As staff call it: Ground, 1st floor… Required: yes Type: text System field: Datacenter.floors[].name
Note on D1: 0 = ground, 1 = first floor…, −1 = basement. Required: yes Type: integer System field: (order in the 3D twin)

## Rooms
site_id * | floor_id * | room_id * | room_name * | room_type * | area_sqm | rack_rows | containment | cooling_method
MP-DC-001 | MP-DC-001-F0 | MP-DC-001-MMR | Meet-me room | Meet-me room | 60 | 1 | None | Air
MP-DC-001 | MP-DC-001-F0 | MP-DC-001-PLANT | Plant room | Plant room | 140 |  | None | Air
MP-DC-001 | MP-DC-001-F1 | MP-DC-001-HALLA | Hall A | Data hall | 420 | 2 | Cold aisle | Air
MP-DC-001 | MP-DC-001-F1 | MP-DC-001-HALLB | Hall B (AI cages) | AI hall | 260 | 2 | Hot aisle | Liquid
TN-DC-002 | TN-DC-002-F0 | TN-DC-002-MMR | Meet-me room | Meet-me room | 50 | 1 | None | Air
TN-DC-002 | TN-DC-002-F0 | TN-DC-002-PLANT | Plant room | Plant room | 180 |  | None | Air
TN-DC-002 | TN-DC-002-F1 | TN-DC-002-NET | Network & storage room | Network room | 120 | 1 | Cold aisle | Air
TN-DC-002 | TN-DC-002-F1 | TN-DC-002-GPU1 | GPU hall 1 | AI hall | 380 | 2 | Hot aisle | Liquid
Note on A1: Required: yes Type: ref (from Sites) System field: Datacenter.id
Note on B1: Must exist in Floors. Required: yes Type: ref (from Floors) System field: (key)
Note on C1: Unique within the workbook. Required: yes Type: text System field: (key)
Note on D1: Shown in the twin, the racks list and alarm locations. Required: yes Type: text System field: Datacenter.floors[].rooms[] / Rack.room
Note on E1: Plant / UPS / battery rooms hold the power plant; halls hold racks. Required: yes Type: list (from room_type) System field: (twin layout)
Note on F1: Floor area. Required: no Type: decimal System field: (reference only)
Note on G1: Number of rack rows; racks face each other in pairs. Required: no Type: integer System field: (twin layout)
Note on H1: Aisle containment. Required: no Type: list (from containment) System field: (twin layout)
Note on I1: Air, Liquid or Hybrid. Required: no Type: list (from cooling_method) System field: Rack.liquid

## Racks
rack_id * | site_id * | room_id * | rack_name * | row | position | role * | height_u * | power_budget_kw * | owner * | tenant_customer_id | contracted_kw | density | liquid_cooled | cdu_id | pdu_feed_a | pdu_feed_b | used_u (calc)
MP-DC-001-MMR-R01 | MP-DC-001 | MP-DC-001-MMR | MMR-R01 | M | 1 | Core | 45 | 12 | operator |  |  | standard | N |  | MP-DC-001-AC-1 | MP-DC-001-AC-2
MP-DC-001-MMR-R02 | MP-DC-001 | MP-DC-001-MMR | MMR-R02 | M | 2 | Meet-me room | 45 | 6 | operator |  |  | standard | N |  | MP-DC-001-AC-1 | MP-DC-001-AC-2
MP-DC-001-A01 | MP-DC-001 | MP-DC-001-HALLA | A01 | A | 1 | Aggregation | 45 | 10 | operator |  |  | standard | N |  | MP-DC-001-AC-1 | MP-DC-001-AC-2
MP-DC-001-A02 | MP-DC-001 | MP-DC-001-HALLA | A02 | A | 2 | Tenant | 42 | 8 | tenant | CUST-001 | 6 | standard | N |  | MP-DC-001-AC-1 | MP-DC-001-AC-2
MP-DC-001-A03 | MP-DC-001 | MP-DC-001-HALLA | A03 | A | 3 | Tenant | 42 | 8 | tenant | CUST-001 | 6 | standard | N |  | MP-DC-001-AC-1 | MP-DC-001-AC-2
MP-DC-001-A04 | MP-DC-001 | MP-DC-001-HALLA | A04 | B | 1 | Tenant | 42 | 10 | tenant | CUST-002 | 8 | standard | N |  | MP-DC-001-AC-1 | MP-DC-001-AC-2
MP-DC-001-A05 | MP-DC-001 | MP-DC-001-HALLA | A05 | B | 2 | Tenant | 42 | 8 | tenant | CUST-003 | 6 | standard | N |  | MP-DC-001-AC-1 | MP-DC-001-AC-2
MP-DC-001-A06 | MP-DC-001 | MP-DC-001-HALLA | A06 | B | 3 | Tenant | 42 | 8 | tenant | CUST-003 | 6 | standard | N |  | MP-DC-001-AC-1 | MP-DC-001-AC-2
MP-DC-001-B01 | MP-DC-001 | MP-DC-001-HALLB | B01 | C | 1 | AI cage | 48 | 50 | tenant | CUST-004 | 40 | ai | Y | MP-DC-001-CDU-01 | MP-DC-001-AC-1 | MP-DC-001-AC-2
MP-DC-001-B02 | MP-DC-001 | MP-DC-001-HALLB | B02 | C | 2 | AI cage | 48 | 50 | tenant | CUST-004 | 40 | ai | Y | MP-DC-001-CDU-01 | MP-DC-001-AC-1 | MP-DC-001-AC-2
MP-DC-001-B03 | MP-DC-001 | MP-DC-001-HALLB | B03 | D | 1 | AI cage | 48 | 50 | tenant | CUST-004 | 40 | ai | Y | MP-DC-001-CDU-01 | MP-DC-001-AC-1 | MP-DC-001-AC-2
MP-DC-001-B04 | MP-DC-001 | MP-DC-001-HALLB | B04 | D | 2 | AI cage | 48 | 50 | tenant | CUST-004 | 40 | ai | Y | MP-DC-001-CDU-01 | MP-DC-001-AC-1 | MP-DC-001-AC-2
TN-DC-002-MMR-R01 | TN-DC-002 | TN-DC-002-MMR | MMR-R01 | M | 1 | Core | 45 | 12 | operator |  |  | standard | N |  | TN-DC-002-AC-1 | TN-DC-002-AC-2
TN-DC-002-NET-R01 | TN-DC-002 | TN-DC-002-NET | NET-R01 | N | 1 | Network | 45 | 15 | operator |  |  | standard | N |  | TN-DC-002-AC-1 | TN-DC-002-AC-2
TN-DC-002-NET-R02 | TN-DC-002 | TN-DC-002-NET | NET-R02 | N | 2 | Network | 45 | 15 | operator |  |  | standard | N |  | TN-DC-002-AC-1 | TN-DC-002-AC-2
TN-DC-002-STG-R01 | TN-DC-002 | TN-DC-002-NET | STG-R01 | N | 3 | Storage | 45 | 20 | operator |  |  | standard | N |  | TN-DC-002-AC-1 | TN-DC-002-AC-2
TN-DC-002-GPU-R01 | TN-DC-002 | TN-DC-002-GPU1 | GPU-R01 | G | 1 | GPU | 48 | 60 | operator |  |  | ai | Y | TN-DC-002-CDU-01 | TN-DC-002-AC-1 | TN-DC-002-AC-2
TN-DC-002-GPU-R02 | TN-DC-002 | TN-DC-002-GPU1 | GPU-R02 | G | 2 | GPU | 48 | 60 | operator |  |  | ai | Y | TN-DC-002-CDU-01 | TN-DC-002-AC-1 | TN-DC-002-AC-2
TN-DC-002-GPU-R03 | TN-DC-002 | TN-DC-002-GPU1 | GPU-R03 | H | 1 | GPU | 48 | 60 | operator |  |  | ai | Y | TN-DC-002-CDU-02 | TN-DC-002-AC-1 | TN-DC-002-AC-2
TN-DC-002-GPU-R04 | TN-DC-002 | TN-DC-002-GPU1 | GPU-R04 | H | 2 | GPU | 48 | 60 | operator |  |  | ai | Y | TN-DC-002-CDU-02 | TN-DC-002-AC-1 | TN-DC-002-AC-2
Note on A1: Unique, for example MP-DC-001-A01. Required: yes Type: text System field: Rack.id
Note on B1: Required: yes Type: ref (from Sites) System field: Rack.dcId
Note on C1: Floor and room come from the Rooms row. Required: yes Type: ref (from Rooms) System field: Rack.floor / Rack.room
Note on D1: Label on the cabinet (shown on the 3D twin). Required: yes Type: text System field: Rack.name
Note on E1: Row letter or number. Required: no Type: text System field: (twin layout)
Note on F1: Position in the row, 1…n. Required: no Type: integer System field: (twin layout)
Note on G1: What the cabinet is for. Required: yes Type: list (from rack_role) System field: Rack.role
Note on H1: Usable rack units (42, 45, 48…). Required: yes Type: integer System field: Rack.heightU
Note on I1: Provisioned power (kW). Live draw comes from the PDUs. Required: yes Type: decimal System field: Rack.budgetKw
Note on J1: operator, or tenant (a leased cabinet: the operator sees power and environment only). Required: yes Type: list (from owner) System field: Rack.owner
Note on K1: Required when owner = tenant. Required: in some cases Type: ref (from Customers) System field: Rack.tenantId
Note on L1: Required when owner = tenant: the power the tenant has bought. Required: in some cases Type: decimal System field: Rack.contractedKw
Note on M1: ai = high-density GPU rack or AI cage. Required: no Type: list (from density) System field: Rack.density
Note on N1: Y = direct liquid cooling. Required: no Type: list (from yes_no) System field: Rack.liquid
Note on O1: Required when liquid_cooled = Y. Required: in some cases Type: ref (from CDUs) System field: AiCage.cduId / Cdu.racks
Note on P1: Feed powering the A-side PDU. Required: no Type: ref (from Power_Feeds) System field: (power path)
Note on Q1: Feed powering the B-side PDU. Required: no Type: ref (from Power_Feeds) System field: (power path)
Note on R1: Calculated: the sum of u_size of the devices in this rack. Don't type it. Required: calculated Type: formula System field: Rack.usedU

## Power_Feeds
feed_id * | site_id * | type * | source * | rating * | capacity_kw * | normal_role | utility_account
MP-DC-001-AC-1 | MP-DC-001 | AC | Utility feed A (MPPKVVCL 33 kV) | 1250 A · 415 V | 800 | Active | MPW-33KV-0001 (sample)
MP-DC-001-AC-2 | MP-DC-001 | AC | Utility feed B (MPPKVVCL 33 kV) | 1250 A · 415 V | 800 | Standby | MPW-33KV-0002 (sample)
MP-DC-001-DC-1 | MP-DC-001 | DC | Rectifier RECT-01 | 48 V · 2400 A | 115 | Active
TN-DC-002-AC-1 | TN-DC-002 | AC | Utility feed A (TANGEDCO 110 kV) | 2000 A · 415 V | 1300 | Active | TNE-110KV-0001 (sample)
TN-DC-002-AC-2 | TN-DC-002 | AC | Utility feed B (TANGEDCO 110 kV) | 2000 A · 415 V | 1300 | Standby | TNE-110KV-0002 (sample)
TN-DC-002-DC-1 | TN-DC-002 | DC | Rectifier RECT-01 | 48 V · 1600 A | 77 | Active
Note on A1: Unique, for example MP-DC-001-AC-1. Required: yes Type: text System field: PowerFeed.id
Note on B1: Required: yes Type: ref (from Sites) System field: Datacenter.id
Note on C1: AC or DC. Required: yes Type: list (from feed_type) System field: PowerFeed.type
Note on D1: For example "Utility feed A", "Rectifier RECT-01". Required: yes Type: text System field: PowerFeed.source
Note on E1: For example "630 A · 415 V" or "48 V · 2400 A". Required: yes Type: text System field: PowerFeed.rating
Note on F1: Required: yes Type: decimal System field: PowerFeed.capacityKw
Note on G1: Active, or Standby (picked up by the ATS). Required: no Type: list (from feed_role) System field: (ATS story)
Note on H1: Utility connection / account number. Required: no Type: text System field: (reference only)

## UPS
ups_id * | site_id * | room_id | name * | vendor | model | serial | capacity_kw * | redundancy * | battery_autonomy_min *
MP-DC-001-UPS-1 | MP-DC-001 | MP-DC-001-PLANT | UPS-1 | Vertiv | Liebert EXL S1 500 | VTV-EXL-4101 | 500 | N+1 | 15
MP-DC-001-UPS-2 | MP-DC-001 | MP-DC-001-PLANT | UPS-2 | Vertiv | Liebert EXL S1 500 | VTV-EXL-4102 | 500 | N+1 | 15
MP-DC-001-UPS-3 | MP-DC-001 | MP-DC-001-PLANT | UPS-3 | Vertiv | Liebert EXL S1 500 | VTV-EXL-4103 | 500 | N+1 | 15
TN-DC-002-UPS-1 | TN-DC-002 | TN-DC-002-PLANT | UPS-1 | Schneider Electric | Galaxy VX 750 | SE-GVX-7701 | 750 | N+1 | 10
TN-DC-002-UPS-2 | TN-DC-002 | TN-DC-002-PLANT | UPS-2 | Schneider Electric | Galaxy VX 750 | SE-GVX-7702 | 750 | N+1 | 10
TN-DC-002-UPS-3 | TN-DC-002 | TN-DC-002-PLANT | UPS-3 | Schneider Electric | Galaxy VX 750 | SE-GVX-7703 | 750 | N+1 | 10
TN-DC-002-UPS-4 | TN-DC-002 | TN-DC-002-PLANT | UPS-4 | Schneider Electric | Galaxy VX 750 | SE-GVX-7704 | 750 | N+1 | 10
Note on A1: Required: yes Type: text System field: UpsUnit.id
Note on B1: Required: yes Type: ref (from Sites) System field: Datacenter.id
Note on C1: Room the UPS stands in (shown and clickable in the realistic twin). Required: no Type: ref (from Rooms) System field: (twin placement)
Note on D1: For example UPS-1. Required: yes Type: text System field: UpsUnit.name
Note on E1: Required: no Type: text System field: (reference only)
Note on F1: Required: no Type: text System field: (reference only)
Note on G1: Required: no Type: text System field: (reference only)
Note on H1: Required: yes Type: decimal System field: UpsUnit.capacityKw
Note on I1: Required: yes Type: list (from redundancy) System field: UpsUnit.redundancy
Note on J1: Design autonomy at full load (minutes). Required: yes Type: integer System field: UpsUnit.batteryMin

## Generators
dg_id * | site_id * | name * | kva * | fuel_tank_litres | runtime_h_full_load * | last_test_date | last_test_result
MP-DC-001-DG-1 | MP-DC-001 | DG-1 | 1500 | 5000 | 12 | 2026-09-28 | Pass
MP-DC-001-DG-2 | MP-DC-001 | DG-2 | 1500 | 5000 | 12 | 2026-09-28 | Pass
TN-DC-002-DG-1 | TN-DC-002 | DG-1 | 2250 | 8000 | 14 | 2026-10-02 | Pass
TN-DC-002-DG-2 | TN-DC-002 | DG-2 | 2250 | 8000 | 14 | 2026-10-02 | Pass
Note on A1: Required: yes Type: text System field: (key)
Note on B1: Required: yes Type: ref (from Sites) System field: Datacenter.id
Note on C1: Required: yes Type: text System field: (label)
Note on D1: Rating (kVA). Required: yes Type: decimal System field: power.dg.kva
Note on E1: Required: no Type: decimal System field: (fuel hours)
Note on F1: Hours on a full tank at full load. Required: yes Type: decimal System field: power.dg.runtimeH
Note on G1: Required: no Type: date System field: power.dg.lastTest
Note on H1: Required: no Type: list (from test_result) System field: power.dg.result

## DC_Plant
plant_id * | site_id * | room_id | kind * | name * | volts | ah | rated_output | capacity_kw | autonomy_h | last_test_date
MP-DC-001-RECT-01 | MP-DC-001 | MP-DC-001-PLANT | Rectifier | RECT-01 |  |  | 48 V · 2400 A | 115 |  | 2026-08-14
MP-DC-001-BATT-01 | MP-DC-001 | MP-DC-001-PLANT | Battery bank | BATT-01 | 48 | 2000 |  |  | 4 | 2026-08-14
TN-DC-002-RECT-01 | TN-DC-002 | TN-DC-002-PLANT | Rectifier | RECT-01 |  |  | 48 V · 1600 A | 77 |  | 2026-07-30
TN-DC-002-BATT-01 | TN-DC-002 | TN-DC-002-PLANT | Battery bank | BATT-01 | 48 | 1500 |  |  | 3 | 2026-07-30
Note on A1: Required: yes Type: text System field: (key)
Note on B1: Required: yes Type: ref (from Sites) System field: Datacenter.id
Note on C1: Required: no Type: ref (from Rooms) System field: (twin placement)
Note on D1: Required: yes Type: list (from plant_kind) System field: (rectifier / battery)
Note on E1: For example RECT-01, BATT-01. Required: yes Type: text System field: (label)
Note on F1: Battery banks: nominal voltage. Required: in some cases Type: decimal System field: power.battery.volts
Note on G1: Battery banks: capacity (Ah). Required: in some cases Type: decimal System field: power.battery.ah
Note on H1: Rectifiers: for example "48 V · 2400 A". Required: in some cases Type: text System field: PowerFeed.rating (DC)
Note on I1: Rectifiers: DC output (kW). Required: in some cases Type: decimal System field: PowerFeed.capacityKw (DC)
Note on J1: Battery banks: design autonomy (hours). Required: in some cases Type: decimal System field: power.battery.runtimeH
Note on K1: Required: no Type: date System field: power.battery.lastTest

## Cooling_Units
unit_id * | site_id * | room_id * | name * | type * | vendor | model | capacity_kw * | design_supply_c
MP-DC-001-CRAH-01 | MP-DC-001 | MP-DC-001-MMR | CRAH-01 | CRAH | Stulz | CyberAir 3PRO | 60 | 18
MP-DC-001-CRAH-11 | MP-DC-001 | MP-DC-001-HALLA | CRAH-11 | CRAH | Vertiv | Liebert PDX | 120 | 18
MP-DC-001-CRAH-12 | MP-DC-001 | MP-DC-001-HALLA | CRAH-12 | CRAH | Vertiv | Liebert PDX | 120 | 18
MP-DC-001-CRAH-13 | MP-DC-001 | MP-DC-001-HALLA | CRAH-13 | CRAH | Vertiv | Liebert PDX | 120 | 18
MP-DC-001-CDU-01 | MP-DC-001 | MP-DC-001-HALLB | CDU-01 | CDU | CoolIT | CHx750 | 750 | 32
MP-DC-001-CRAH-21 | MP-DC-001 | MP-DC-001-HALLB | CRAH-21 | CRAH | Vertiv | Liebert PDX | 120 | 20
TN-DC-002-CRAH-01 | TN-DC-002 | TN-DC-002-MMR | CRAH-01 | CRAH | Stulz | CyberAir 3PRO | 60 | 18
TN-DC-002-CRAH-11 | TN-DC-002 | TN-DC-002-NET | CRAH-11 | CRAH | Stulz | CyberAir 3PRO | 120 | 18
TN-DC-002-CRAH-12 | TN-DC-002 | TN-DC-002-NET | CRAH-12 | CRAH | Stulz | CyberAir 3PRO | 120 | 18
TN-DC-002-CDU-01 | TN-DC-002 | TN-DC-002-GPU1 | CDU-01 | CDU | Vertiv | Liebert XDU1350 | 1350 | 30
TN-DC-002-CDU-02 | TN-DC-002 | TN-DC-002-GPU1 | CDU-02 | CDU | Vertiv | Liebert XDU1350 | 1350 | 30
TN-DC-002-CRAH-21 | TN-DC-002 | TN-DC-002-GPU1 | CRAH-21 | CRAH | Stulz | CyberAir 3PRO | 150 | 20
Note on A1: Required: yes Type: text System field: CoolingUnit.id
Note on B1: Required: yes Type: ref (from Sites) System field: Datacenter.id
Note on C1: The zone is "<floor> · <room>". Required: yes Type: ref (from Rooms) System field: CoolingUnit.zone
Note on D1: For example CRAH-11. Required: yes Type: text System field: CoolingUnit.name
Note on E1: Required: yes Type: list (from cooling_type) System field: CoolingUnit.type
Note on F1: Required: no Type: text System field: (reference only)
Note on G1: Required: no Type: text System field: (reference only)
Note on H1: Rated cooling capacity. Required: yes Type: decimal System field: CoolingUnit.capacityKw
Note on I1: Supply air / coolant setpoint. Required: no Type: decimal System field: CoolingUnit.supplyC (setpoint)

## CDUs
cdu_id * | site_id * | room_id * | name * | capacity_kw * | nominal_flow_lpm * | design_supply_c | racks_served (calc)
MP-DC-001-CDU-01 | MP-DC-001 | MP-DC-001-HALLB | CDU-01 | 750 | 1100 | 32
TN-DC-002-CDU-01 | TN-DC-002 | TN-DC-002-GPU1 | CDU-01 | 1350 | 1900 | 30
TN-DC-002-CDU-02 | TN-DC-002 | TN-DC-002-GPU1 | CDU-02 | 1350 | 1900 | 30
Note on A1: Required: yes Type: text System field: Cdu.id
Note on B1: Required: yes Type: ref (from Sites) System field: Cdu.dcId
Note on C1: Required: yes Type: ref (from Rooms) System field: Cdu.room
Note on D1: Required: yes Type: text System field: Cdu.name
Note on E1: Required: yes Type: decimal System field: Cdu.capacityKw
Note on F1: Design coolant flow (litres per minute). Required: yes Type: decimal System field: Cdu.flowNominal
Note on G1: Required: no Type: decimal System field: Cdu.supplyC (setpoint)
Note on H1: Calculated from Racks.cdu_id. Required: calculated Type: formula System field: Cdu.racks

## Sensors
sensor_id * | site_id * | room_id * | kind * | position | bms_point
MP-DC-001-ENV-01 | MP-DC-001 | MP-DC-001-MMR | Temperature + humidity | MMR centre | BMS.MMR.TH01
MP-DC-001-ENV-02 | MP-DC-001 | MP-DC-001-PLANT | Temperature + humidity | UPS row | BMS.PLANT.TH02
MP-DC-001-ENV-03 | MP-DC-001 | MP-DC-001-HALLA | Temperature + humidity | Cold aisle 1 | BMS.HALLA.TH03
MP-DC-001-ENV-04 | MP-DC-001 | MP-DC-001-HALLA | Temperature + humidity | Cold aisle 2 | BMS.HALLA.TH04
MP-DC-001-ENV-05 | MP-DC-001 | MP-DC-001-HALLB | Temperature + humidity | Cage row C | BMS.HALLB.TH05
TN-DC-002-ENV-01 | TN-DC-002 | TN-DC-002-MMR | Temperature + humidity | MMR centre | BMS.MMR.TH01
TN-DC-002-ENV-02 | TN-DC-002 | TN-DC-002-PLANT | Temperature + humidity | UPS row | BMS.PLANT.TH02
TN-DC-002-ENV-03 | TN-DC-002 | TN-DC-002-NET | Temperature + humidity | Cold aisle 1 | BMS.NET.TH03
TN-DC-002-ENV-04 | TN-DC-002 | TN-DC-002-GPU1 | Temperature + humidity | Row G | BMS.GPU1.TH04
TN-DC-002-ENV-05 | TN-DC-002 | TN-DC-002-GPU1 | Temperature + humidity | Row H | BMS.GPU1.TH05
MP-DC-001-ENV-06 | MP-DC-001 | MP-DC-001-HALLB | Leak | Under CDU-01 | BMS.HALLB.LE06
MP-DC-001-ENV-07 | MP-DC-001 | MP-DC-001-PLANT | Smoke | Battery area | BMS.PLANT.SM07
TN-DC-002-ENV-06 | TN-DC-002 | TN-DC-002-GPU1 | Leak | CDU manifold | BMS.GPU1.LE06
TN-DC-002-ENV-07 | TN-DC-002 | TN-DC-002-PLANT | Smoke | Battery area | BMS.PLANT.SM07
Note on A1: Required: yes Type: text System field: EnvSensor.id
Note on B1: Required: yes Type: ref (from Sites) System field: Datacenter.id
Note on C1: Required: yes Type: ref (from Rooms) System field: EnvSensor.zone
Note on D1: Required: yes Type: list (from sensor_kind) System field: EnvSensor (temp / humidity / smoke / leak)
Note on E1: For example "Cold aisle 1, rack A03". Required: no Type: text System field: (reference only)
Note on F1: BMS / Modbus / BACnet point name, so live readings can be matched. Required: no Type: text System field: (collector mapping)

## Devices
device_id * | site_id * | hostname * | role * | layer * | vendor * | model * | os_version | serial | mgmt_ip | mac | rack_id * | u_position * | u_size * | lifecycle * | owner * | tenant_customer_id | monitored * | collector_id | wan_edge
MP-DC-001-BDR-01 | MP-DC-001 | BDR-01 | Router | core | Juniper | MX304 | Junos 23.2R2 | JUNMP001007 | 10.10.1.1 | 3c:fd:fe:03:ef:00 | MP-DC-001-MMR-R01 | 1 | 2 | Ready | operator |  | Y | COL-MP-DC-001-NET | Y
MP-DC-001-BDR-02 | MP-DC-001 | BDR-02 | Router | core | Juniper | MX304 | Junos 23.2R2 | JUNMP001014 | 10.10.1.2 | 3c:fd:fe:03:f6:01 | MP-DC-001-MMR-R01 | 3 | 2 | Ready | operator |  | Y | COL-MP-DC-001-NET | Y
MP-DC-001-FW-01 | MP-DC-001 | FW-01 | Firewall | core | Fortinet | FortiGate 3700F | FortiOS 7.4.4 | FORMP001021 | 10.10.1.11 | 3c:fd:fe:03:fd:02 | MP-DC-001-MMR-R01 | 5 | 3 | Ready | operator |  | Y | COL-MP-DC-001-NET | N
MP-DC-001-FW-02 | MP-DC-001 | FW-02 | Firewall | core | Fortinet | FortiGate 3700F | FortiOS 7.4.4 | FORMP001028 | 10.10.1.12 | 3c:fd:fe:04:04:03 | MP-DC-001-MMR-R01 | 8 | 3 | Ready | operator |  | Y | COL-MP-DC-001-NET | N
MP-DC-001-MMR-SW-01 | MP-DC-001 | MMR-SW-01 | Switch | access | Arista | 7050SX3-48YC8 | EOS 4.31.2F | ARIMP001035 | 10.10.1.21 | 3c:fd:fe:04:0b:04 | MP-DC-001-MMR-R02 | 1 | 1 | Ready | operator |  | Y | COL-MP-DC-001-NET | N
MP-DC-001-MMR-SW-02 | MP-DC-001 | MMR-SW-02 | Switch | access | Arista | 7050SX3-48YC8 | EOS 4.31.2F | ARIMP001042 | 10.10.1.22 | 3c:fd:fe:04:12:05 | MP-DC-001-MMR-R02 | 2 | 1 | Ready | operator |  | Y | COL-MP-DC-001-NET | N
MP-DC-001-AGG-01 | MP-DC-001 | AGG-01 | Switch | spine | Arista | 7280R3-48YC8 | EOS 4.31.2F | ARIMP001049 | 10.10.1.31 | 3c:fd:fe:04:19:06 | MP-DC-001-A01 | 1 | 1 | Ready | operator |  | Y | COL-MP-DC-001-NET | N
MP-DC-001-AGG-02 | MP-DC-001 | AGG-02 | Switch | spine | Arista | 7280R3-48YC8 | EOS 4.31.2F | ARIMP001056 | 10.10.1.32 | 3c:fd:fe:04:20:07 | MP-DC-001-A01 | 2 | 1 | Ready | operator |  | Y | COL-MP-DC-001-NET | N
MP-DC-001-OOB-01 | MP-DC-001 | OOB-01 | Switch | access | Cisco | Catalyst 9300-48T | IOS XE 17.9.4 | CISMP001063 | 10.10.1.40 | 3c:fd:fe:04:27:08 | MP-DC-001-A01 | 3 | 1 | Ready | operator |  | Y | COL-MP-DC-001-NET | N
MP-DC-001-TEN-A02 | MP-DC-001 | TEN-A02 | Tenant gear | access | Tenant | Tenant equipment (opaque) |  |  |  |  | MP-DC-001-A02 | 1 | 30 | Ready | tenant | CUST-001 | N |  | N
MP-DC-001-TEN-A03 | MP-DC-001 | TEN-A03 | Tenant gear | access | Tenant | Tenant equipment (opaque) |  |  |  |  | MP-DC-001-A03 | 1 | 24 | Ready | tenant | CUST-001 | N |  | N
MP-DC-001-TEN-A04 | MP-DC-001 | TEN-A04 | Tenant gear | access | Tenant | Tenant equipment (opaque) |  |  |  |  | MP-DC-001-A04 | 1 | 34 | Ready | tenant | CUST-002 | N |  | N
MP-DC-001-TEN-A05 | MP-DC-001 | TEN-A05 | Tenant gear | access | Tenant | Tenant equipment (opaque) |  |  |  |  | MP-DC-001-A05 | 1 | 20 | Ready | tenant | CUST-003 | N |  | N
MP-DC-001-TEN-A06 | MP-DC-001 | TEN-A06 | Tenant gear | access | Tenant | Tenant equipment (opaque) |  |  |  |  | MP-DC-001-A06 | 1 | 18 | Ready | tenant | CUST-003 | N |  | N
MP-DC-001-TEN-B01 | MP-DC-001 | TEN-B01 | Tenant gear | access | Tenant | Tenant equipment (opaque) |  |  |  |  | MP-DC-001-B01 | 1 | 40 | Ready | tenant | CUST-004 | N |  | N
MP-DC-001-TEN-B02 | MP-DC-001 | TEN-B02 | Tenant gear | access | Tenant | Tenant equipment (opaque) |  |  |  |  | MP-DC-001-B02 | 1 | 40 | Ready | tenant | CUST-004 | N |  | N
MP-DC-001-TEN-B03 | MP-DC-001 | TEN-B03 | Tenant gear | access | Tenant | Tenant equipment (opaque) |  |  |  |  | MP-DC-001-B03 | 1 | 40 | Ready | tenant | CUST-004 | N |  | N
MP-DC-001-TEN-B04 | MP-DC-001 | TEN-B04 | Tenant gear | access | Tenant | Tenant equipment (opaque) |  |  |  |  | MP-DC-001-B04 | 1 | 40 | Ready | tenant | CUST-004 | N |  | N
TN-DC-002-BDR-01 | TN-DC-002 | BDR-01 | Router | core | Juniper | MX304 | Junos 23.2R2 | JUNTN001133 | 10.20.1.1 | 3c:fd:fe:04:6d:12 | TN-DC-002-MMR-R01 | 1 | 2 | Ready | operator |  | Y | COL-TN-DC-002-NET | Y
TN-DC-002-BDR-02 | TN-DC-002 | BDR-02 | Router | core | Juniper | MX304 | Junos 23.2R2 | JUNTN001140 | 10.20.1.2 | 3c:fd:fe:04:74:13 | TN-DC-002-MMR-R01 | 3 | 2 | Ready | operator |  | Y | COL-TN-DC-002-NET | Y
TN-DC-002-FW-01 | TN-DC-002 | FW-01 | Firewall | core | Palo Alto Networks | PA-5450 | PAN-OS 11.1.4 | PALTN001147 | 10.20.1.11 | 3c:fd:fe:04:7b:14 | TN-DC-002-MMR-R01 | 5 | 5 | Ready | operator |  | Y | COL-TN-DC-002-NET | N
TN-DC-002-FW-02 | TN-DC-002 | FW-02 | Firewall | core | Palo Alto Networks | PA-5450 | PAN-OS 11.1.4 | PALTN001154 | 10.20.1.12 | 3c:fd:fe:04:82:15 | TN-DC-002-MMR-R01 | 10 | 5 | Ready | operator |  | Y | COL-TN-DC-002-NET | N
TN-DC-002-IB-SPINE-01 | TN-DC-002 | IB-SPINE-01 | Switch | spine | NVIDIA | Quantum-2 QM9700 | MLNX-OS 3.11.2016 | NVITN001161 | 10.20.1.21 | 3c:fd:fe:04:89:16 | TN-DC-002-NET-R01 | 1 | 1 | Ready | operator |  | Y | COL-TN-DC-002-NET | N
TN-DC-002-IB-SPINE-02 | TN-DC-002 | IB-SPINE-02 | Switch | spine | NVIDIA | Quantum-2 QM9700 | MLNX-OS 3.11.2016 | NVITN001168 | 10.20.1.22 | 3c:fd:fe:04:90:17 | TN-DC-002-NET-R01 | 2 | 1 | Ready | operator |  | Y | COL-TN-DC-002-NET | N
TN-DC-002-ETH-SPINE-01 | TN-DC-002 | ETH-SPINE-01 | Switch | spine | NVIDIA | Spectrum-4 SN5600 | Cumulus Linux 5.9 | NVITN001175 | 10.20.1.31 | 3c:fd:fe:04:97:18 | TN-DC-002-NET-R01 | 3 | 2 | Ready | operator |  | Y | COL-TN-DC-002-NET | N
TN-DC-002-ETH-SPINE-02 | TN-DC-002 | ETH-SPINE-02 | Switch | spine | NVIDIA | Spectrum-4 SN5600 | Cumulus Linux 5.9 | NVITN001182 | 10.20.1.32 | 3c:fd:fe:04:9e:19 | TN-DC-002-NET-R01 | 5 | 2 | Ready | operator |  | Y | COL-TN-DC-002-NET | N
TN-DC-002-IB-LEAF-01 | TN-DC-002 | IB-LEAF-01 | Switch | leaf | NVIDIA | Quantum-2 QM9700 | MLNX-OS 3.11.2016 | NVITN001189 | 10.20.1.41 | 3c:fd:fe:04:a5:1a | TN-DC-002-NET-R02 | 1 | 1 | Ready | operator |  | Y | COL-TN-DC-002-NET | N
TN-DC-002-IB-LEAF-02 | TN-DC-002 | IB-LEAF-02 | Switch | leaf | NVIDIA | Quantum-2 QM9700 | MLNX-OS 3.11.2016 | NVITN001196 | 10.20.1.42 | 3c:fd:fe:04:ac:1b | TN-DC-002-NET-R02 | 2 | 1 | Ready | operator |  | Y | COL-TN-DC-002-NET | N
TN-DC-002-ETH-LEAF-01 | TN-DC-002 | ETH-LEAF-01 | Switch | leaf | Arista | 7060DX5-64S | EOS 4.32.1F | ARITN001203 | 10.20.1.51 | 3c:fd:fe:04:b3:1c | TN-DC-002-NET-R02 | 3 | 2 | Ready | operator |  | Y | COL-TN-DC-002-NET | N
TN-DC-002-ETH-LEAF-02 | TN-DC-002 | ETH-LEAF-02 | Switch | leaf | Arista | 7060DX5-64S | EOS 4.32.1F | ARITN001210 | 10.20.1.52 | 3c:fd:fe:04:ba:1d | TN-DC-002-NET-R02 | 5 | 2 | Ready | operator |  | Y | COL-TN-DC-002-NET | N
TN-DC-002-OOB-01 | TN-DC-002 | OOB-01 | Switch | access | NVIDIA | SN2201 | Cumulus Linux 5.9 | NVITN001217 | 10.20.1.60 | 3c:fd:fe:04:c1:1e | TN-DC-002-NET-R02 | 7 | 1 | Ready | operator |  | Y | COL-TN-DC-002-NET | N
TN-DC-002-STG-001 | TN-DC-002 | STG-001 | Storage | access | VAST Data | Ceres DF-3015 | VAST OS 5.1 | VASTN001224 | 10.20.3.1 | 3c:fd:fe:04:c8:1f | TN-DC-002-STG-R01 | 1 | 2 | Ready | operator |  | Y | COL-TN-DC-002-BMC | N
TN-DC-002-STG-002 | TN-DC-002 | STG-002 | Storage | access | VAST Data | Ceres DF-3015 | VAST OS 5.1 | VASTN001231 | 10.20.3.2 | 3c:fd:fe:04:cf:20 | TN-DC-002-STG-R01 | 3 | 2 | Ready | operator |  | Y | COL-TN-DC-002-BMC | N
TN-DC-002-CPU-0001 | TN-DC-002 | CPU-0001 | Server | access | Dell | PowerEdge R760 | Ubuntu 22.04 LTS | DELTN001238 | 10.20.4.1 | 3c:fd:fe:04:d6:21 | TN-DC-002-STG-R01 | 5 | 2 | Ready | operator |  | Y | COL-TN-DC-002-BMC | N
TN-DC-002-CPU-0002 | TN-DC-002 | CPU-0002 | Server | access | Dell | PowerEdge R760 | Ubuntu 22.04 LTS | DELTN001245 | 10.20.4.2 | 3c:fd:fe:04:dd:22 | TN-DC-002-STG-R01 | 7 | 2 | Ready | operator |  | Y | COL-TN-DC-002-BMC | N
TN-DC-002-GPU-001 | TN-DC-002 | GPU-001 | GPU | access | Supermicro | SYS-821GE-TNHR (H200, liquid) | Ubuntu 22.04 LTS | SUPTN001252 | 10.20.2.1 | 3c:fd:fe:04:e4:23 | TN-DC-002-GPU-R01 | 1 | 8 | Ready | operator |  | Y | COL-TN-DC-002-BMC | N
TN-DC-002-GPU-002 | TN-DC-002 | GPU-002 | GPU | access | Supermicro | SYS-821GE-TNHR (H200, liquid) | Ubuntu 22.04 LTS | SUPTN001259 | 10.20.2.2 | 3c:fd:fe:04:eb:24 | TN-DC-002-GPU-R01 | 9 | 8 | Ready | operator |  | Y | COL-TN-DC-002-BMC | N
TN-DC-002-GPU-003 | TN-DC-002 | GPU-003 | GPU | access | Supermicro | SYS-821GE-TNHR (H200, liquid) | Ubuntu 22.04 LTS | SUPTN001266 | 10.20.2.3 | 3c:fd:fe:04:f2:25 | TN-DC-002-GPU-R02 | 1 | 8 | Ready | operator |  | Y | COL-TN-DC-002-BMC | N
TN-DC-002-GPU-004 | TN-DC-002 | GPU-004 | GPU | access | Supermicro | SYS-821GE-TNHR (H200, liquid) | Ubuntu 22.04 LTS | SUPTN001273 | 10.20.2.4 | 3c:fd:fe:04:f9:26 | TN-DC-002-GPU-R02 | 9 | 8 | Ready | operator |  | Y | COL-TN-DC-002-BMC | N
TN-DC-002-GPU-005 | TN-DC-002 | GPU-005 | GPU | access | Supermicro | SYS-821GE-TNHR (H200, liquid) | Ubuntu 22.04 LTS | SUPTN001280 | 10.20.2.5 | 3c:fd:fe:05:00:27 | TN-DC-002-GPU-R03 | 1 | 8 | Ready | operator |  | Y | COL-TN-DC-002-BMC | N
TN-DC-002-GPU-006 | TN-DC-002 | GPU-006 | GPU | access | Supermicro | SYS-821GE-TNHR (H200, liquid) | Ubuntu 22.04 LTS | SUPTN001287 | 10.20.2.6 | 3c:fd:fe:05:07:28 | TN-DC-002-GPU-R03 | 9 | 8 | Ready | operator |  | Y | COL-TN-DC-002-BMC | N
TN-DC-002-GPU-007 | TN-DC-002 | GPU-007 | GPU | access | Supermicro | SYS-821GE-TNHR (H200, liquid) | Ubuntu 22.04 LTS | SUPTN001294 | 10.20.2.7 | 3c:fd:fe:05:0e:29 | TN-DC-002-GPU-R04 | 1 | 8 | Ready | operator |  | Y | COL-TN-DC-002-BMC | N
TN-DC-002-GPU-008 | TN-DC-002 | GPU-008 | GPU | access | Supermicro | SYS-821GE-TNHR (H200, liquid) | Ubuntu 22.04 LTS | SUPTN001301 | 10.20.2.8 | 3c:fd:fe:05:15:2a | TN-DC-002-GPU-R04 | 9 | 8 | Ready | operator |  | Y | COL-TN-DC-002-BMC | N
Note on A1: Unique, for example MP-DC-001-BDR-01. Required: yes Type: text System field: NetworkElement.id
Note on B1: Required: yes Type: ref (from Sites) System field: NetworkElement.dcId
Note on C1: As configured on the device (used to match SNMP / LLDP). Required: yes Type: text System field: NetworkElement.name
Note on D1: Tenant gear = an opaque block of customer equipment (never polled). Required: yes Type: list (from device_role) System field: NetworkElement.role
Note on E1: core / spine / leaf / access. For hosts use access. Required: yes Type: list (from layer) System field: NetworkElement.layer
Note on F1: Tenant gear: "Tenant". Required: yes Type: text System field: NetworkElement.vendor
Note on G1: Required: yes Type: text System field: NetworkElement.model
Note on H1: Required: no Type: text System field: NetworkElement.os
Note on I1: Required for operator devices; must be unique. Required: in some cases Type: text System field: NetworkElement.serial
Note on J1: Required for monitored devices. Required: in some cases Type: ip System field: NetworkElement.ip
Note on K1: Required: no Type: text System field: NetworkElement.mac
Note on L1: Required: yes Type: ref (from Racks) System field: NetworkElement.rackId
Note on M1: Lowest U the device occupies (1 = bottom). Required: yes Type: integer System field: NetworkElement.u
Note on N1: Height in U. Required: yes Type: integer System field: NetworkElement.uSize
Note on O1: Planned = reserved rack space, not installed. Required: yes Type: list (from lifecycle) System field: NetworkElement.lifecycle
Note on P1: Required: yes Type: list (from owner) System field: OpsState tenant-owned
Note on Q1: Required when owner = tenant. Required: in some cases Type: ref (from Customers) System field: NetworkElement.tenantId
Note on R1: N = in the rack but not polled. Required: yes Type: list (from yes_no) System field: OpsState in-service / unmonitored
Note on S1: Required when monitored = Y. Required: in some cases Type: ref (from Collectors) System field: NetworkElement.collector
Note on T1: Y = border / PE router carrying the site's backhaul. Required: no Type: list (from yes_no) System field: NetworkElement.isPe

## Modules
device_id * | slot * | name * | serial
MP-DC-001-BDR-01 | FPC 0 | MPC10E 10x400GE | JNMP000000
MP-DC-001-BDR-01 | PSU 0 | JPSU-2200-AC | JNMP000001
MP-DC-001-BDR-01 | PSU 1 | JPSU-2200-AC | JNMP000002
MP-DC-001-BDR-01 | RE 0 | RE-X6-64G | JNMP000003
MP-DC-001-BDR-02 | FPC 0 | MPC10E 10x400GE | JNMP100004
MP-DC-001-BDR-02 | PSU 0 | JPSU-2200-AC | JNMP100005
MP-DC-001-BDR-02 | PSU 1 | JPSU-2200-AC | JNMP100006
MP-DC-001-BDR-02 | RE 0 | RE-X6-64G | JNMP100007
TN-DC-002-BDR-01 | FPC 0 | MPC10E 10x400GE | JNTN000008
TN-DC-002-BDR-01 | PSU 0 | JPSU-2200-AC | JNTN000009
TN-DC-002-BDR-01 | PSU 1 | JPSU-2200-AC | JNTN000010
TN-DC-002-BDR-01 | RE 0 | RE-X6-64G | JNTN000011
TN-DC-002-BDR-02 | FPC 0 | MPC10E 10x400GE | JNTN100012
TN-DC-002-BDR-02 | PSU 0 | JPSU-2200-AC | JNTN100013
TN-DC-002-BDR-02 | PSU 1 | JPSU-2200-AC | JNTN100014
TN-DC-002-BDR-02 | RE 0 | RE-X6-64G | JNTN100015
TN-DC-002-GPU-001 | PSU 1 | 3000 W Titanium | SMC0000016
TN-DC-002-GPU-001 | PSU 2 | 3000 W Titanium | SMC0000017
TN-DC-002-GPU-001 | BMC | AST2600 | SMC0000018
TN-DC-002-GPU-002 | PSU 1 | 3000 W Titanium | SMC0000019
TN-DC-002-GPU-002 | PSU 2 | 3000 W Titanium | SMC0000020
TN-DC-002-GPU-002 | BMC | AST2600 | SMC0000021
Note on A1: Required: yes Type: ref (from Devices) System field: NetworkElement.id
Note on B1: For example "FPC 0", "PSU 1". Required: yes Type: text System field: modules[].slot
Note on C1: Part description. Required: yes Type: text System field: modules[].name
Note on D1: Required: no Type: text System field: modules[].serial

## Interfaces
device_id * | if_name * | type * | speed_mbps * | admin_state * | description | optic_model
MP-DC-001-BDR-01 | et-0/0/0 | 100GE | 100000 | up | to FW-01 port1 | QSFP28-100G-LR4
MP-DC-001-FW-01 | port1 | 100GE | 100000 | up | to BDR-01 et-0/0/0 | QSFP28-100G-SR4
MP-DC-001-FW-01 | port9 | 100GE | 100000 | up | to AGG-01 Ethernet49/1 | QSFP28-100G-SR4
MP-DC-001-AGG-01 | Ethernet49/1 | 100GE | 100000 | up | to FW-01 port9 | QSFP28-100G-SR4
MP-DC-001-AGG-01 | Ethernet50/1 | 100GE | 100000 | up | to MMR-SW-01 Ethernet49/1
MP-DC-001-MMR-SW-01 | Ethernet49/1 | 100GE | 100000 | up | to AGG-01 Ethernet50/1
MP-DC-001-BDR-02 | et-0/0/0 | 100GE | 100000 | up | to FW-02 port1 | QSFP28-100G-LR4
MP-DC-001-FW-02 | port1 | 100GE | 100000 | up | to BDR-02 et-0/0/0 | QSFP28-100G-SR4
MP-DC-001-FW-02 | port9 | 100GE | 100000 | up | to AGG-02 Ethernet49/1 | QSFP28-100G-SR4
MP-DC-001-AGG-02 | Ethernet49/1 | 100GE | 100000 | up | to FW-02 port9 | QSFP28-100G-SR4
MP-DC-001-AGG-02 | Ethernet50/1 | 100GE | 100000 | up | to MMR-SW-02 Ethernet49/1
MP-DC-001-MMR-SW-02 | Ethernet49/1 | 100GE | 100000 | up | to AGG-02 Ethernet50/1
MP-DC-001-BDR-01 | et-0/0/1 | 100GE | 100000 | up | to BDR-02 et-0/0/1
MP-DC-001-BDR-02 | et-0/0/1 | 100GE | 100000 | up | to BDR-01 et-0/0/1
MP-DC-001-AGG-01 | Ethernet51/1 | 100GE | 100000 | up | to AGG-02 Ethernet51/1
MP-DC-001-AGG-02 | Ethernet51/1 | 100GE | 100000 | up | to AGG-01 Ethernet51/1
MP-DC-001-OOB-01 | GigabitEthernet1/0/1 | 1GE | 1000 | up | to BDR-01 mgmt0
MP-DC-001-BDR-01 | mgmt0 | 1GE | 1000 | up | to OOB-01 GigabitEthernet1/0/1
MP-DC-001-OOB-01 | GigabitEthernet1/0/2 | 1GE | 1000 | up | to BDR-02 mgmt0
MP-DC-001-BDR-02 | mgmt0 | 1GE | 1000 | up | to OOB-01 GigabitEthernet1/0/2
MP-DC-001-OOB-01 | GigabitEthernet1/0/3 | 1GE | 1000 | up | to FW-01 mgmt
MP-DC-001-FW-01 | mgmt | 1GE | 1000 | up | to OOB-01 GigabitEthernet1/0/3
MP-DC-001-OOB-01 | GigabitEthernet1/0/4 | 1GE | 1000 | up | to FW-02 mgmt
MP-DC-001-FW-02 | mgmt | 1GE | 1000 | up | to OOB-01 GigabitEthernet1/0/4
MP-DC-001-OOB-01 | GigabitEthernet1/0/5 | 1GE | 1000 | up | to MMR-SW-01 mgmt0
MP-DC-001-MMR-SW-01 | mgmt0 | 1GE | 1000 | up | to OOB-01 GigabitEthernet1/0/5
MP-DC-001-OOB-01 | GigabitEthernet1/0/6 | 1GE | 1000 | up | to MMR-SW-02 mgmt0
MP-DC-001-MMR-SW-02 | mgmt0 | 1GE | 1000 | up | to OOB-01 GigabitEthernet1/0/6
MP-DC-001-OOB-01 | GigabitEthernet1/0/7 | 1GE | 1000 | up | to AGG-01 mgmt0
MP-DC-001-AGG-01 | mgmt0 | 1GE | 1000 | up | to OOB-01 GigabitEthernet1/0/7
MP-DC-001-OOB-01 | GigabitEthernet1/0/8 | 1GE | 1000 | up | to AGG-02 mgmt0
MP-DC-001-AGG-02 | mgmt0 | 1GE | 1000 | up | to OOB-01 GigabitEthernet1/0/8
MP-DC-001-MMR-SW-01 | Ethernet1 | 10GE | 10000 | up | XC to CUST-001 cabinet A02 | SFP-10G-LR
MP-DC-001-MMR-SW-02 | Ethernet2 | 10GE | 10000 | up | XC to CUST-001 cabinet A03 | SFP-10G-LR
MP-DC-001-MMR-SW-01 | Ethernet3 | 10GE | 10000 | up | XC to CUST-002 cabinet A04 | SFP-10G-LR
MP-DC-001-MMR-SW-02 | Ethernet4 | 10GE | 10000 | up | XC to CUST-003 cabinet A05 | SFP-10G-LR
MP-DC-001-MMR-SW-01 | Ethernet5 | 10GE | 10000 | up | XC to CUST-003 cabinet A06 | SFP-10G-LR
MP-DC-001-BDR-01 | et-0/0/4 | 100GE | 100000 | reserved | Spare, reserved for CUST-004 backhaul
MP-DC-001-BDR-01 | et-0/0/5 | 100GE | 100000 | reserved | Spare, reserved for CUST-004 backhaul
TN-DC-002-BDR-01 | et-0/0/0 | 100GE | 100000 | up | to FW-01 ethernet1/1 | QSFP28-100G-LR4
TN-DC-002-FW-01 | ethernet1/1 | 100GE | 100000 | up | to BDR-01 et-0/0/0 | QSFP28-100G-SR4
TN-DC-002-FW-01 | ethernet1/3 | 100GE | 100000 | up | to ETH-SPINE-01 swp1
TN-DC-002-ETH-SPINE-01 | swp1 | 100GE | 100000 | up | to FW-01 ethernet1/3
TN-DC-002-FW-01 | ethernet1/4 | 100GE | 100000 | up | to ETH-SPINE-02 swp1
TN-DC-002-ETH-SPINE-02 | swp1 | 100GE | 100000 | up | to FW-01 ethernet1/4
TN-DC-002-BDR-02 | et-0/0/0 | 100GE | 100000 | up | to FW-02 ethernet1/1 | QSFP28-100G-LR4
TN-DC-002-FW-02 | ethernet1/1 | 100GE | 100000 | up | to BDR-02 et-0/0/0 | QSFP28-100G-SR4
TN-DC-002-FW-02 | ethernet1/3 | 100GE | 100000 | up | to ETH-SPINE-01 swp2
TN-DC-002-ETH-SPINE-01 | swp2 | 100GE | 100000 | up | to FW-02 ethernet1/3
TN-DC-002-FW-02 | ethernet1/4 | 100GE | 100000 | up | to ETH-SPINE-02 swp2
TN-DC-002-ETH-SPINE-02 | swp2 | 100GE | 100000 | up | to FW-02 ethernet1/4
TN-DC-002-BDR-01 | et-0/0/1 | 100GE | 100000 | up | to BDR-02 et-0/0/1
TN-DC-002-BDR-02 | et-0/0/1 | 100GE | 100000 | up | to BDR-01 et-0/0/1
TN-DC-002-ETH-SPINE-01 | swp10 | 400GE | 400000 | up | to ETH-LEAF-01 Ethernet57/1
TN-DC-002-ETH-LEAF-01 | Ethernet57/1 | 400GE | 400000 | up | to ETH-SPINE-01 swp10
TN-DC-002-IB-SPINE-01 | IB1/1 | 400G NDR | 400000 | up | to IB-LEAF-01 IB1/33 | OSFP-400G-DR4
TN-DC-002-IB-LEAF-01 | IB1/33 | 400G NDR | 400000 | up | to IB-SPINE-01 IB1/1 | OSFP-400G-DR4
TN-DC-002-IB-SPINE-01 | IB1/2 | 400G NDR | 400000 | up | to IB-LEAF-01 IB1/34 | OSFP-400G-DR4
TN-DC-002-IB-LEAF-01 | IB1/34 | 400G NDR | 400000 | up | to IB-SPINE-01 IB1/2 | OSFP-400G-DR4
TN-DC-002-ETH-SPINE-01 | swp11 | 400GE | 400000 | up | to ETH-LEAF-02 Ethernet57/1
TN-DC-002-ETH-LEAF-02 | Ethernet57/1 | 400GE | 400000 | up | to ETH-SPINE-01 swp11
TN-DC-002-IB-SPINE-01 | IB1/3 | 400G NDR | 400000 | up | to IB-LEAF-02 IB1/33 | OSFP-400G-DR4
TN-DC-002-IB-LEAF-02 | IB1/33 | 400G NDR | 400000 | up | to IB-SPINE-01 IB1/3 | OSFP-400G-DR4
TN-DC-002-IB-SPINE-01 | IB1/4 | 400G NDR | 400000 | up | to IB-LEAF-02 IB1/34 | OSFP-400G-DR4
TN-DC-002-IB-LEAF-02 | IB1/34 | 400G NDR | 400000 | up | to IB-SPINE-01 IB1/4 | OSFP-400G-DR4
TN-DC-002-ETH-SPINE-02 | swp10 | 400GE | 400000 | up | to ETH-LEAF-01 Ethernet58/1
TN-DC-002-ETH-LEAF-01 | Ethernet58/1 | 400GE | 400000 | up | to ETH-SPINE-02 swp10
TN-DC-002-IB-SPINE-02 | IB1/1 | 400G NDR | 400000 | up | to IB-LEAF-01 IB1/35 | OSFP-400G-DR4
TN-DC-002-IB-LEAF-01 | IB1/35 | 400G NDR | 400000 | up | to IB-SPINE-02 IB1/1 | OSFP-400G-DR4
TN-DC-002-IB-SPINE-02 | IB1/2 | 400G NDR | 400000 | up | to IB-LEAF-01 IB1/36 | OSFP-400G-DR4
TN-DC-002-IB-LEAF-01 | IB1/36 | 400G NDR | 400000 | up | to IB-SPINE-02 IB1/2 | OSFP-400G-DR4
TN-DC-002-ETH-SPINE-02 | swp11 | 400GE | 400000 | up | to ETH-LEAF-02 Ethernet58/1
TN-DC-002-ETH-LEAF-02 | Ethernet58/1 | 400GE | 400000 | up | to ETH-SPINE-02 swp11
TN-DC-002-IB-SPINE-02 | IB1/3 | 400G NDR | 400000 | up | to IB-LEAF-02 IB1/35 | OSFP-400G-DR4
TN-DC-002-IB-LEAF-02 | IB1/35 | 400G NDR | 400000 | up | to IB-SPINE-02 IB1/3 | OSFP-400G-DR4
TN-DC-002-IB-SPINE-02 | IB1/4 | 400G NDR | 400000 | up | to IB-LEAF-02 IB1/36 | OSFP-400G-DR4
TN-DC-002-IB-LEAF-02 | IB1/36 | 400G NDR | 400000 | up | to IB-SPINE-02 IB1/4 | OSFP-400G-DR4
TN-DC-002-GPU-001 | ib0 | 400G NDR | 400000 | up | to IB-LEAF-01 IB1/1 | OSFP-400G-SR4
TN-DC-002-IB-LEAF-01 | IB1/1 | 400G NDR | 400000 | up | to GPU-001 ib0 | OSFP-400G-SR4
TN-DC-002-GPU-001 | ib1 | 400G NDR | 400000 | up | to IB-LEAF-02 IB1/1 | OSFP-400G-SR4
TN-DC-002-IB-LEAF-02 | IB1/1 | 400G NDR | 400000 | up | to GPU-001 ib1 | OSFP-400G-SR4
TN-DC-002-GPU-001 | ib2 | 400G NDR | 400000 | up | to IB-LEAF-01 IB1/2 | OSFP-400G-SR4
TN-DC-002-IB-LEAF-01 | IB1/2 | 400G NDR | 400000 | up | to GPU-001 ib2 | OSFP-400G-SR4
TN-DC-002-GPU-001 | ib3 | 400G NDR | 400000 | up | to IB-LEAF-02 IB1/2 | OSFP-400G-SR4
TN-DC-002-IB-LEAF-02 | IB1/2 | 400G NDR | 400000 | up | to GPU-001 ib3 | OSFP-400G-SR4
TN-DC-002-GPU-001 | ib4 | 400G NDR | 400000 | up | to IB-LEAF-01 IB1/3 | OSFP-400G-SR4
TN-DC-002-IB-LEAF-01 | IB1/3 | 400G NDR | 400000 | up | to GPU-001 ib4 | OSFP-400G-SR4
TN-DC-002-GPU-001 | ib5 | 400G NDR | 400000 | up | to IB-LEAF-02 IB1/3 | OSFP-400G-SR4
TN-DC-002-IB-LEAF-02 | IB1/3 | 400G NDR | 400000 | up | to GPU-001 ib5 | OSFP-400G-SR4
TN-DC-002-GPU-001 | ib6 | 400G NDR | 400000 | up | to IB-LEAF-01 IB1/4 | OSFP-400G-SR4
TN-DC-002-IB-LEAF-01 | IB1/4 | 400G NDR | 400000 | up | to GPU-001 ib6 | OSFP-400G-SR4
TN-DC-002-GPU-001 | ib7 | 400G NDR | 400000 | up | to IB-LEAF-02 IB1/4 | OSFP-400G-SR4
TN-DC-002-IB-LEAF-02 | IB1/4 | 400G NDR | 400000 | up | to GPU-001 ib7 | OSFP-400G-SR4
TN-DC-002-GPU-001 | eth0 | 100GE | 100000 | up | to ETH-LEAF-01 Ethernet1/1
TN-DC-002-ETH-LEAF-01 | Ethernet1/1 | 100GE | 100000 | up | to GPU-001 eth0
TN-DC-002-GPU-001 | eth1 | 100GE | 100000 | up | to ETH-LEAF-02 Ethernet1/1
TN-DC-002-ETH-LEAF-02 | Ethernet1/1 | 100GE | 100000 | up | to GPU-001 eth1
TN-DC-002-GPU-002 | ib0 | 400G NDR | 400000 | up | to IB-LEAF-01 IB1/5 | OSFP-400G-SR4
TN-DC-002-IB-LEAF-01 | IB1/5 | 400G NDR | 400000 | up | to GPU-002 ib0 | OSFP-400G-SR4
TN-DC-002-GPU-002 | ib1 | 400G NDR | 400000 | up | to IB-LEAF-02 IB1/5 | OSFP-400G-SR4
TN-DC-002-IB-LEAF-02 | IB1/5 | 400G NDR | 400000 | up | to GPU-002 ib1 | OSFP-400G-SR4
TN-DC-002-GPU-002 | ib2 | 400G NDR | 400000 | up | to IB-LEAF-01 IB1/6 | OSFP-400G-SR4
TN-DC-002-IB-LEAF-01 | IB1/6 | 400G NDR | 400000 | up | to GPU-002 ib2 | OSFP-400G-SR4
TN-DC-002-GPU-002 | ib3 | 400G NDR | 400000 | up | to IB-LEAF-02 IB1/6 | OSFP-400G-SR4
TN-DC-002-IB-LEAF-02 | IB1/6 | 400G NDR | 400000 | up | to GPU-002 ib3 | OSFP-400G-SR4
TN-DC-002-GPU-002 | ib4 | 400G NDR | 400000 | up | to IB-LEAF-01 IB1/7 | OSFP-400G-SR4
TN-DC-002-IB-LEAF-01 | IB1/7 | 400G NDR | 400000 | up | to GPU-002 ib4 | OSFP-400G-SR4
TN-DC-002-GPU-002 | ib5 | 400G NDR | 400000 | up | to IB-LEAF-02 IB1/7 | OSFP-400G-SR4
TN-DC-002-IB-LEAF-02 | IB1/7 | 400G NDR | 400000 | up | to GPU-002 ib5 | OSFP-400G-SR4
TN-DC-002-GPU-002 | ib6 | 400G NDR | 400000 | up | to IB-LEAF-01 IB1/8 | OSFP-400G-SR4
TN-DC-002-IB-LEAF-01 | IB1/8 | 400G NDR | 400000 | up | to GPU-002 ib6 | OSFP-400G-SR4
TN-DC-002-GPU-002 | ib7 | 400G NDR | 400000 | up | to IB-LEAF-02 IB1/8 | OSFP-400G-SR4
TN-DC-002-IB-LEAF-02 | IB1/8 | 400G NDR | 400000 | up | to GPU-002 ib7 | OSFP-400G-SR4
TN-DC-002-GPU-002 | eth0 | 100GE | 100000 | up | to ETH-LEAF-01 Ethernet2/1
TN-DC-002-ETH-LEAF-01 | Ethernet2/1 | 100GE | 100000 | up | to GPU-002 eth0
TN-DC-002-GPU-002 | eth1 | 100GE | 100000 | up | to ETH-LEAF-02 Ethernet2/1
TN-DC-002-ETH-LEAF-02 | Ethernet2/1 | 100GE | 100000 | up | to GPU-002 eth1
TN-DC-002-GPU-003 | ib0 | 400G NDR | 400000 | up | to IB-LEAF-01 IB1/9 | OSFP-400G-SR4
TN-DC-002-IB-LEAF-01 | IB1/9 | 400G NDR | 400000 | up | to GPU-003 ib0 | OSFP-400G-SR4
TN-DC-002-GPU-003 | ib1 | 400G NDR | 400000 | up | to IB-LEAF-02 IB1/9 | OSFP-400G-SR4
TN-DC-002-IB-LEAF-02 | IB1/9 | 400G NDR | 400000 | up | to GPU-003 ib1 | OSFP-400G-SR4
TN-DC-002-GPU-003 | ib2 | 400G NDR | 400000 | up | to IB-LEAF-01 IB1/10 | OSFP-400G-SR4
TN-DC-002-IB-LEAF-01 | IB1/10 | 400G NDR | 400000 | up | to GPU-003 ib2 | OSFP-400G-SR4
TN-DC-002-GPU-003 | ib3 | 400G NDR | 400000 | up | to IB-LEAF-02 IB1/10 | OSFP-400G-SR4
TN-DC-002-IB-LEAF-02 | IB1/10 | 400G NDR | 400000 | up | to GPU-003 ib3 | OSFP-400G-SR4
TN-DC-002-GPU-003 | ib4 | 400G NDR | 400000 | up | to IB-LEAF-01 IB1/11 | OSFP-400G-SR4
TN-DC-002-IB-LEAF-01 | IB1/11 | 400G NDR | 400000 | up | to GPU-003 ib4 | OSFP-400G-SR4
TN-DC-002-GPU-003 | ib5 | 400G NDR | 400000 | up | to IB-LEAF-02 IB1/11 | OSFP-400G-SR4
TN-DC-002-IB-LEAF-02 | IB1/11 | 400G NDR | 400000 | up | to GPU-003 ib5 | OSFP-400G-SR4
TN-DC-002-GPU-003 | ib6 | 400G NDR | 400000 | up | to IB-LEAF-01 IB1/12 | OSFP-400G-SR4
TN-DC-002-IB-LEAF-01 | IB1/12 | 400G NDR | 400000 | up | to GPU-003 ib6 | OSFP-400G-SR4
TN-DC-002-GPU-003 | ib7 | 400G NDR | 400000 | up | to IB-LEAF-02 IB1/12 | OSFP-400G-SR4
TN-DC-002-IB-LEAF-02 | IB1/12 | 400G NDR | 400000 | up | to GPU-003 ib7 | OSFP-400G-SR4
TN-DC-002-GPU-003 | eth0 | 100GE | 100000 | up | to ETH-LEAF-01 Ethernet3/1
TN-DC-002-ETH-LEAF-01 | Ethernet3/1 | 100GE | 100000 | up | to GPU-003 eth0
TN-DC-002-GPU-003 | eth1 | 100GE | 100000 | up | to ETH-LEAF-02 Ethernet3/1
TN-DC-002-ETH-LEAF-02 | Ethernet3/1 | 100GE | 100000 | up | to GPU-003 eth1
TN-DC-002-GPU-004 | ib0 | 400G NDR | 400000 | up | to IB-LEAF-01 IB1/13 | OSFP-400G-SR4
TN-DC-002-IB-LEAF-01 | IB1/13 | 400G NDR | 400000 | up | to GPU-004 ib0 | OSFP-400G-SR4
TN-DC-002-GPU-004 | ib1 | 400G NDR | 400000 | up | to IB-LEAF-02 IB1/13 | OSFP-400G-SR4
TN-DC-002-IB-LEAF-02 | IB1/13 | 400G NDR | 400000 | up | to GPU-004 ib1 | OSFP-400G-SR4
TN-DC-002-GPU-004 | ib2 | 400G NDR | 400000 | up | to IB-LEAF-01 IB1/14 | OSFP-400G-SR4
TN-DC-002-IB-LEAF-01 | IB1/14 | 400G NDR | 400000 | up | to GPU-004 ib2 | OSFP-400G-SR4
TN-DC-002-GPU-004 | ib3 | 400G NDR | 400000 | up | to IB-LEAF-02 IB1/14 | OSFP-400G-SR4
TN-DC-002-IB-LEAF-02 | IB1/14 | 400G NDR | 400000 | up | to GPU-004 ib3 | OSFP-400G-SR4
TN-DC-002-GPU-004 | ib4 | 400G NDR | 400000 | up | to IB-LEAF-01 IB1/15 | OSFP-400G-SR4
TN-DC-002-IB-LEAF-01 | IB1/15 | 400G NDR | 400000 | up | to GPU-004 ib4 | OSFP-400G-SR4
TN-DC-002-GPU-004 | ib5 | 400G NDR | 400000 | up | to IB-LEAF-02 IB1/15 | OSFP-400G-SR4
TN-DC-002-IB-LEAF-02 | IB1/15 | 400G NDR | 400000 | up | to GPU-004 ib5 | OSFP-400G-SR4
TN-DC-002-GPU-004 | ib6 | 400G NDR | 400000 | up | to IB-LEAF-01 IB1/16 | OSFP-400G-SR4
TN-DC-002-IB-LEAF-01 | IB1/16 | 400G NDR | 400000 | up | to GPU-004 ib6 | OSFP-400G-SR4
TN-DC-002-GPU-004 | ib7 | 400G NDR | 400000 | up | to IB-LEAF-02 IB1/16 | OSFP-400G-SR4
TN-DC-002-IB-LEAF-02 | IB1/16 | 400G NDR | 400000 | up | to GPU-004 ib7 | OSFP-400G-SR4
TN-DC-002-GPU-004 | eth0 | 100GE | 100000 | up | to ETH-LEAF-01 Ethernet4/1
TN-DC-002-ETH-LEAF-01 | Ethernet4/1 | 100GE | 100000 | up | to GPU-004 eth0
TN-DC-002-GPU-004 | eth1 | 100GE | 100000 | up | to ETH-LEAF-02 Ethernet4/1
TN-DC-002-ETH-LEAF-02 | Ethernet4/1 | 100GE | 100000 | up | to GPU-004 eth1
TN-DC-002-GPU-005 | ib0 | 400G NDR | 400000 | up | to IB-LEAF-01 IB1/17 | OSFP-400G-SR4
TN-DC-002-IB-LEAF-01 | IB1/17 | 400G NDR | 400000 | up | to GPU-005 ib0 | OSFP-400G-SR4
TN-DC-002-GPU-005 | ib1 | 400G NDR | 400000 | up | to IB-LEAF-02 IB1/17 | OSFP-400G-SR4
TN-DC-002-IB-LEAF-02 | IB1/17 | 400G NDR | 400000 | up | to GPU-005 ib1 | OSFP-400G-SR4
TN-DC-002-GPU-005 | ib2 | 400G NDR | 400000 | up | to IB-LEAF-01 IB1/18 | OSFP-400G-SR4
TN-DC-002-IB-LEAF-01 | IB1/18 | 400G NDR | 400000 | up | to GPU-005 ib2 | OSFP-400G-SR4
TN-DC-002-GPU-005 | ib3 | 400G NDR | 400000 | up | to IB-LEAF-02 IB1/18 | OSFP-400G-SR4
TN-DC-002-IB-LEAF-02 | IB1/18 | 400G NDR | 400000 | up | to GPU-005 ib3 | OSFP-400G-SR4
TN-DC-002-GPU-005 | ib4 | 400G NDR | 400000 | up | to IB-LEAF-01 IB1/19 | OSFP-400G-SR4
TN-DC-002-IB-LEAF-01 | IB1/19 | 400G NDR | 400000 | up | to GPU-005 ib4 | OSFP-400G-SR4
TN-DC-002-GPU-005 | ib5 | 400G NDR | 400000 | up | to IB-LEAF-02 IB1/19 | OSFP-400G-SR4
TN-DC-002-IB-LEAF-02 | IB1/19 | 400G NDR | 400000 | up | to GPU-005 ib5 | OSFP-400G-SR4
TN-DC-002-GPU-005 | ib6 | 400G NDR | 400000 | up | to IB-LEAF-01 IB1/20 | OSFP-400G-SR4
TN-DC-002-IB-LEAF-01 | IB1/20 | 400G NDR | 400000 | up | to GPU-005 ib6 | OSFP-400G-SR4
TN-DC-002-GPU-005 | ib7 | 400G NDR | 400000 | up | to IB-LEAF-02 IB1/20 | OSFP-400G-SR4
TN-DC-002-IB-LEAF-02 | IB1/20 | 400G NDR | 400000 | up | to GPU-005 ib7 | OSFP-400G-SR4
TN-DC-002-GPU-005 | eth0 | 100GE | 100000 | up | to ETH-LEAF-01 Ethernet5/1
TN-DC-002-ETH-LEAF-01 | Ethernet5/1 | 100GE | 100000 | up | to GPU-005 eth0
TN-DC-002-GPU-005 | eth1 | 100GE | 100000 | up | to ETH-LEAF-02 Ethernet5/1
TN-DC-002-ETH-LEAF-02 | Ethernet5/1 | 100GE | 100000 | up | to GPU-005 eth1
TN-DC-002-GPU-006 | ib0 | 400G NDR | 400000 | up | to IB-LEAF-01 IB1/21 | OSFP-400G-SR4
TN-DC-002-IB-LEAF-01 | IB1/21 | 400G NDR | 400000 | up | to GPU-006 ib0 | OSFP-400G-SR4
TN-DC-002-GPU-006 | ib1 | 400G NDR | 400000 | up | to IB-LEAF-02 IB1/21 | OSFP-400G-SR4
TN-DC-002-IB-LEAF-02 | IB1/21 | 400G NDR | 400000 | up | to GPU-006 ib1 | OSFP-400G-SR4
TN-DC-002-GPU-006 | ib2 | 400G NDR | 400000 | up | to IB-LEAF-01 IB1/22 | OSFP-400G-SR4
TN-DC-002-IB-LEAF-01 | IB1/22 | 400G NDR | 400000 | up | to GPU-006 ib2 | OSFP-400G-SR4
TN-DC-002-GPU-006 | ib3 | 400G NDR | 400000 | up | to IB-LEAF-02 IB1/22 | OSFP-400G-SR4
TN-DC-002-IB-LEAF-02 | IB1/22 | 400G NDR | 400000 | up | to GPU-006 ib3 | OSFP-400G-SR4
TN-DC-002-GPU-006 | ib4 | 400G NDR | 400000 | up | to IB-LEAF-01 IB1/23 | OSFP-400G-SR4
TN-DC-002-IB-LEAF-01 | IB1/23 | 400G NDR | 400000 | up | to GPU-006 ib4 | OSFP-400G-SR4
TN-DC-002-GPU-006 | ib5 | 400G NDR | 400000 | up | to IB-LEAF-02 IB1/23 | OSFP-400G-SR4
TN-DC-002-IB-LEAF-02 | IB1/23 | 400G NDR | 400000 | up | to GPU-006 ib5 | OSFP-400G-SR4
TN-DC-002-GPU-006 | ib6 | 400G NDR | 400000 | up | to IB-LEAF-01 IB1/24 | OSFP-400G-SR4
TN-DC-002-IB-LEAF-01 | IB1/24 | 400G NDR | 400000 | up | to GPU-006 ib6 | OSFP-400G-SR4
TN-DC-002-GPU-006 | ib7 | 400G NDR | 400000 | up | to IB-LEAF-02 IB1/24 | OSFP-400G-SR4
TN-DC-002-IB-LEAF-02 | IB1/24 | 400G NDR | 400000 | up | to GPU-006 ib7 | OSFP-400G-SR4
TN-DC-002-GPU-006 | eth0 | 100GE | 100000 | up | to ETH-LEAF-01 Ethernet6/1
TN-DC-002-ETH-LEAF-01 | Ethernet6/1 | 100GE | 100000 | up | to GPU-006 eth0
TN-DC-002-GPU-006 | eth1 | 100GE | 100000 | up | to ETH-LEAF-02 Ethernet6/1
TN-DC-002-ETH-LEAF-02 | Ethernet6/1 | 100GE | 100000 | up | to GPU-006 eth1
TN-DC-002-GPU-007 | ib0 | 400G NDR | 400000 | up | to IB-LEAF-01 IB1/25 | OSFP-400G-SR4
TN-DC-002-IB-LEAF-01 | IB1/25 | 400G NDR | 400000 | up | to GPU-007 ib0 | OSFP-400G-SR4
TN-DC-002-GPU-007 | ib1 | 400G NDR | 400000 | up | to IB-LEAF-02 IB1/25 | OSFP-400G-SR4
TN-DC-002-IB-LEAF-02 | IB1/25 | 400G NDR | 400000 | up | to GPU-007 ib1 | OSFP-400G-SR4
TN-DC-002-GPU-007 | ib2 | 400G NDR | 400000 | up | to IB-LEAF-01 IB1/26 | OSFP-400G-SR4
TN-DC-002-IB-LEAF-01 | IB1/26 | 400G NDR | 400000 | up | to GPU-007 ib2 | OSFP-400G-SR4
TN-DC-002-GPU-007 | ib3 | 400G NDR | 400000 | up | to IB-LEAF-02 IB1/26 | OSFP-400G-SR4
TN-DC-002-IB-LEAF-02 | IB1/26 | 400G NDR | 400000 | up | to GPU-007 ib3 | OSFP-400G-SR4
TN-DC-002-GPU-007 | ib4 | 400G NDR | 400000 | up | to IB-LEAF-01 IB1/27 | OSFP-400G-SR4
TN-DC-002-IB-LEAF-01 | IB1/27 | 400G NDR | 400000 | up | to GPU-007 ib4 | OSFP-400G-SR4
TN-DC-002-GPU-007 | ib5 | 400G NDR | 400000 | up | to IB-LEAF-02 IB1/27 | OSFP-400G-SR4
TN-DC-002-IB-LEAF-02 | IB1/27 | 400G NDR | 400000 | up | to GPU-007 ib5 | OSFP-400G-SR4
TN-DC-002-GPU-007 | ib6 | 400G NDR | 400000 | up | to IB-LEAF-01 IB1/28 | OSFP-400G-SR4
TN-DC-002-IB-LEAF-01 | IB1/28 | 400G NDR | 400000 | up | to GPU-007 ib6 | OSFP-400G-SR4
TN-DC-002-GPU-007 | ib7 | 400G NDR | 400000 | up | to IB-LEAF-02 IB1/28 | OSFP-400G-SR4
TN-DC-002-IB-LEAF-02 | IB1/28 | 400G NDR | 400000 | up | to GPU-007 ib7 | OSFP-400G-SR4
TN-DC-002-GPU-007 | eth0 | 100GE | 100000 | up | to ETH-LEAF-01 Ethernet7/1
TN-DC-002-ETH-LEAF-01 | Ethernet7/1 | 100GE | 100000 | up | to GPU-007 eth0
TN-DC-002-GPU-007 | eth1 | 100GE | 100000 | up | to ETH-LEAF-02 Ethernet7/1
TN-DC-002-ETH-LEAF-02 | Ethernet7/1 | 100GE | 100000 | up | to GPU-007 eth1
TN-DC-002-GPU-008 | ib0 | 400G NDR | 400000 | up | to IB-LEAF-01 IB1/29 | OSFP-400G-SR4
TN-DC-002-IB-LEAF-01 | IB1/29 | 400G NDR | 400000 | up | to GPU-008 ib0 | OSFP-400G-SR4
TN-DC-002-GPU-008 | ib1 | 400G NDR | 400000 | up | to IB-LEAF-02 IB1/29 | OSFP-400G-SR4
TN-DC-002-IB-LEAF-02 | IB1/29 | 400G NDR | 400000 | up | to GPU-008 ib1 | OSFP-400G-SR4
TN-DC-002-GPU-008 | ib2 | 400G NDR | 400000 | up | to IB-LEAF-01 IB1/30 | OSFP-400G-SR4
TN-DC-002-IB-LEAF-01 | IB1/30 | 400G NDR | 400000 | up | to GPU-008 ib2 | OSFP-400G-SR4
TN-DC-002-GPU-008 | ib3 | 400G NDR | 400000 | up | to IB-LEAF-02 IB1/30 | OSFP-400G-SR4
TN-DC-002-IB-LEAF-02 | IB1/30 | 400G NDR | 400000 | up | to GPU-008 ib3 | OSFP-400G-SR4
TN-DC-002-GPU-008 | ib4 | 400G NDR | 400000 | up | to IB-LEAF-01 IB1/31 | OSFP-400G-SR4
TN-DC-002-IB-LEAF-01 | IB1/31 | 400G NDR | 400000 | up | to GPU-008 ib4 | OSFP-400G-SR4
TN-DC-002-GPU-008 | ib5 | 400G NDR | 400000 | up | to IB-LEAF-02 IB1/31 | OSFP-400G-SR4
TN-DC-002-IB-LEAF-02 | IB1/31 | 400G NDR | 400000 | up | to GPU-008 ib5 | OSFP-400G-SR4
TN-DC-002-GPU-008 | ib6 | 400G NDR | 400000 | up | to IB-LEAF-01 IB1/32 | OSFP-400G-SR4
TN-DC-002-IB-LEAF-01 | IB1/32 | 400G NDR | 400000 | up | to GPU-008 ib6 | OSFP-400G-SR4
TN-DC-002-GPU-008 | ib7 | 400G NDR | 400000 | up | to IB-LEAF-02 IB1/32 | OSFP-400G-SR4
TN-DC-002-IB-LEAF-02 | IB1/32 | 400G NDR | 400000 | up | to GPU-008 ib7 | OSFP-400G-SR4
TN-DC-002-GPU-008 | eth0 | 100GE | 100000 | up | to ETH-LEAF-01 Ethernet8/1
TN-DC-002-ETH-LEAF-01 | Ethernet8/1 | 100GE | 100000 | up | to GPU-008 eth0
TN-DC-002-GPU-008 | eth1 | 100GE | 100000 | up | to ETH-LEAF-02 Ethernet8/1
TN-DC-002-ETH-LEAF-02 | Ethernet8/1 | 100GE | 100000 | up | to GPU-008 eth1
TN-DC-002-STG-001 | eth0 | 100GE | 100000 | up | to ETH-LEAF-01 Ethernet20/1
TN-DC-002-ETH-LEAF-01 | Ethernet20/1 | 100GE | 100000 | up | to STG-001 eth0
TN-DC-002-STG-001 | eth1 | 100GE | 100000 | up | to ETH-LEAF-02 Ethernet20/1
TN-DC-002-ETH-LEAF-02 | Ethernet20/1 | 100GE | 100000 | up | to STG-001 eth1
TN-DC-002-STG-002 | eth0 | 100GE | 100000 | up | to ETH-LEAF-01 Ethernet21/1
TN-DC-002-ETH-LEAF-01 | Ethernet21/1 | 100GE | 100000 | up | to STG-002 eth0
TN-DC-002-STG-002 | eth1 | 100GE | 100000 | up | to ETH-LEAF-02 Ethernet21/1
TN-DC-002-ETH-LEAF-02 | Ethernet21/1 | 100GE | 100000 | up | to STG-002 eth1
TN-DC-002-CPU-0001 | eth0 | 100GE | 100000 | up | to ETH-LEAF-01 Ethernet22/1
TN-DC-002-ETH-LEAF-01 | Ethernet22/1 | 100GE | 100000 | up | to CPU-0001 eth0
TN-DC-002-CPU-0001 | eth1 | 100GE | 100000 | up | to ETH-LEAF-02 Ethernet22/1
TN-DC-002-ETH-LEAF-02 | Ethernet22/1 | 100GE | 100000 | up | to CPU-0001 eth1
TN-DC-002-CPU-0002 | eth0 | 100GE | 100000 | up | to ETH-LEAF-01 Ethernet23/1
TN-DC-002-ETH-LEAF-01 | Ethernet23/1 | 100GE | 100000 | up | to CPU-0002 eth0
TN-DC-002-CPU-0002 | eth1 | 100GE | 100000 | up | to ETH-LEAF-02 Ethernet23/1
TN-DC-002-ETH-LEAF-02 | Ethernet23/1 | 100GE | 100000 | up | to CPU-0002 eth1
TN-DC-002-OOB-01 | swp1 | 1GE | 1000 | up | to BDR-01 mgmt0
TN-DC-002-BDR-01 | mgmt0 | 1GE | 1000 | up | to OOB-01 swp1
TN-DC-002-OOB-01 | swp2 | 1GE | 1000 | up | to BDR-02 mgmt0
TN-DC-002-BDR-02 | mgmt0 | 1GE | 1000 | up | to OOB-01 swp2
TN-DC-002-OOB-01 | swp3 | 1GE | 1000 | up | to FW-01 mgmt0
TN-DC-002-FW-01 | mgmt0 | 1GE | 1000 | up | to OOB-01 swp3
TN-DC-002-OOB-01 | swp4 | 1GE | 1000 | up | to FW-02 mgmt0
TN-DC-002-FW-02 | mgmt0 | 1GE | 1000 | up | to OOB-01 swp4
TN-DC-002-OOB-01 | swp5 | 1GE | 1000 | up | to IB-SPINE-01 mgmt0
TN-DC-002-IB-SPINE-01 | mgmt0 | 1GE | 1000 | up | to OOB-01 swp5
TN-DC-002-OOB-01 | swp6 | 1GE | 1000 | up | to IB-SPINE-02 mgmt0
TN-DC-002-IB-SPINE-02 | mgmt0 | 1GE | 1000 | up | to OOB-01 swp6
TN-DC-002-OOB-01 | swp7 | 1GE | 1000 | up | to ETH-SPINE-01 mgmt0
TN-DC-002-ETH-SPINE-01 | mgmt0 | 1GE | 1000 | up | to OOB-01 swp7
TN-DC-002-OOB-01 | swp8 | 1GE | 1000 | up | to ETH-SPINE-02 mgmt0
TN-DC-002-ETH-SPINE-02 | mgmt0 | 1GE | 1000 | up | to OOB-01 swp8
TN-DC-002-OOB-01 | swp9 | 1GE | 1000 | up | to IB-LEAF-01 mgmt0
TN-DC-002-IB-LEAF-01 | mgmt0 | 1GE | 1000 | up | to OOB-01 swp9
TN-DC-002-OOB-01 | swp10 | 1GE | 1000 | up | to IB-LEAF-02 mgmt0
TN-DC-002-IB-LEAF-02 | mgmt0 | 1GE | 1000 | up | to OOB-01 swp10
TN-DC-002-OOB-01 | swp11 | 1GE | 1000 | up | to ETH-LEAF-01 mgmt0
TN-DC-002-ETH-LEAF-01 | mgmt0 | 1GE | 1000 | up | to OOB-01 swp11
TN-DC-002-OOB-01 | swp12 | 1GE | 1000 | up | to ETH-LEAF-02 mgmt0
TN-DC-002-ETH-LEAF-02 | mgmt0 | 1GE | 1000 | up | to OOB-01 swp12
TN-DC-002-OOB-01 | swp13 | 1GE | 1000 | up | to STG-001 mgmt0
TN-DC-002-STG-001 | mgmt0 | 1GE | 1000 | up | to OOB-01 swp13
TN-DC-002-OOB-01 | swp14 | 1GE | 1000 | up | to STG-002 mgmt0
TN-DC-002-STG-002 | mgmt0 | 1GE | 1000 | up | to OOB-01 swp14
TN-DC-002-OOB-01 | swp15 | 1GE | 1000 | up | to CPU-0001 mgmt0
TN-DC-002-CPU-0001 | mgmt0 | 1GE | 1000 | up | to OOB-01 swp15
TN-DC-002-OOB-01 | swp16 | 1GE | 1000 | up | to CPU-0002 mgmt0
TN-DC-002-CPU-0002 | mgmt0 | 1GE | 1000 | up | to OOB-01 swp16
TN-DC-002-OOB-01 | swp17 | 1GE | 1000 | up | to GPU-001 mgmt0
TN-DC-002-GPU-001 | mgmt0 | 1GE | 1000 | up | to OOB-01 swp17
TN-DC-002-OOB-01 | swp18 | 1GE | 1000 | up | to GPU-002 mgmt0
TN-DC-002-GPU-002 | mgmt0 | 1GE | 1000 | up | to OOB-01 swp18
TN-DC-002-OOB-01 | swp19 | 1GE | 1000 | up | to GPU-003 mgmt0
TN-DC-002-GPU-003 | mgmt0 | 1GE | 1000 | up | to OOB-01 swp19
TN-DC-002-OOB-01 | swp20 | 1GE | 1000 | up | to GPU-004 mgmt0
TN-DC-002-GPU-004 | mgmt0 | 1GE | 1000 | up | to OOB-01 swp20
TN-DC-002-OOB-01 | swp21 | 1GE | 1000 | up | to GPU-005 mgmt0
TN-DC-002-GPU-005 | mgmt0 | 1GE | 1000 | up | to OOB-01 swp21
TN-DC-002-OOB-01 | swp22 | 1GE | 1000 | up | to GPU-006 mgmt0
TN-DC-002-GPU-006 | mgmt0 | 1GE | 1000 | up | to OOB-01 swp22
TN-DC-002-OOB-01 | swp23 | 1GE | 1000 | up | to GPU-007 mgmt0
TN-DC-002-GPU-007 | mgmt0 | 1GE | 1000 | up | to OOB-01 swp23
TN-DC-002-OOB-01 | swp24 | 1GE | 1000 | up | to GPU-008 mgmt0
TN-DC-002-GPU-008 | mgmt0 | 1GE | 1000 | up | to OOB-01 swp24
MP-DC-001-BDR-01 | et-0/0/2 | 100GE | 100000 | up | to BDR-01 et-0/0/2 | QSFP28-100G-ZR
TN-DC-002-BDR-01 | et-0/0/2 | 100GE | 100000 | up | to BDR-01 et-0/0/2 | QSFP28-100G-ZR
MP-DC-001-BDR-02 | et-0/0/2 | 100GE | 100000 | up | to BDR-02 et-0/0/2 | QSFP28-100G-ZR
TN-DC-002-BDR-02 | et-0/0/2 | 100GE | 100000 | up | to BDR-02 et-0/0/2 | QSFP28-100G-ZR
Note on A1: Required: yes Type: ref (from Devices) System field: Interface.neId
Note on B1: As the device names it (et-0/0/1, Ethernet1/1, swp1, ib0…). Required: yes Type: text System field: Interface.name
Note on C1: For example 100GE, 400G NDR, 1GE. Required: yes Type: text System field: Interface.type
Note on D1: Required: yes Type: integer System field: Interface.speedMbps
Note on E1: up, admin-down or reserved. Operational up / down comes live. Required: yes Type: list (from if_admin) System field: Interface.state
Note on F1: Required: no Type: text System field: Interface.description
Note on G1: Transceiver part. Required: no Type: text System field: Interface.optics.model

## Links
link_id * | a_device_id * | a_if_name * | z_device_id * | z_if_name * | role * | protocol | capacity_mbps * | cable_id | strand | a_patch_port | z_patch_port | carrier_circuit_id
LNK-0001 | MP-DC-001-BDR-01 | et-0/0/0 | MP-DC-001-FW-01 | port1 | Uplink | LLDP | 100000 | MP-DC-001-MMR-PC-01
LNK-0002 | MP-DC-001-FW-01 | port9 | MP-DC-001-AGG-01 | Ethernet49/1 | Uplink | LLDP | 100000 | MP-DC-001-TRK-HA-01 | 1-2 | MMR-ODF-01:1 | A01-ODF:1
LNK-0003 | MP-DC-001-AGG-01 | Ethernet50/1 | MP-DC-001-MMR-SW-01 | Ethernet49/1 | Uplink | LLDP | 100000 | MP-DC-001-TRK-HA-03 | 5-6 | A01-ODF:5 | MMR-ODF-01:5
LNK-0004 | MP-DC-001-BDR-02 | et-0/0/0 | MP-DC-001-FW-02 | port1 | Uplink | LLDP | 100000 | MP-DC-001-MMR-PC-02
LNK-0005 | MP-DC-001-FW-02 | port9 | MP-DC-001-AGG-02 | Ethernet49/1 | Uplink | LLDP | 100000 | MP-DC-001-TRK-HA-02 | 3-4 | MMR-ODF-01:3 | A01-ODF:3
LNK-0006 | MP-DC-001-AGG-02 | Ethernet50/1 | MP-DC-001-MMR-SW-02 | Ethernet49/1 | Uplink | LLDP | 100000 | MP-DC-001-TRK-HA-04 | 7-8 | A01-ODF:7 | MMR-ODF-01:7
LNK-0007 | MP-DC-001-BDR-01 | et-0/0/1 | MP-DC-001-BDR-02 | et-0/0/1 | Fabric | LLDP | 100000 | MP-DC-001-MMR-PC-05
LNK-0008 | MP-DC-001-AGG-01 | Ethernet51/1 | MP-DC-001-AGG-02 | Ethernet51/1 | Fabric | LLDP | 100000 | MP-DC-001-A01-PC-01
LNK-0009 | MP-DC-001-OOB-01 | GigabitEthernet1/0/1 | MP-DC-001-BDR-01 | mgmt0 | Access | LLDP | 1000
LNK-0010 | MP-DC-001-OOB-01 | GigabitEthernet1/0/2 | MP-DC-001-BDR-02 | mgmt0 | Access | LLDP | 1000
LNK-0011 | MP-DC-001-OOB-01 | GigabitEthernet1/0/3 | MP-DC-001-FW-01 | mgmt | Access | LLDP | 1000
LNK-0012 | MP-DC-001-OOB-01 | GigabitEthernet1/0/4 | MP-DC-001-FW-02 | mgmt | Access | LLDP | 1000
LNK-0013 | MP-DC-001-OOB-01 | GigabitEthernet1/0/5 | MP-DC-001-MMR-SW-01 | mgmt0 | Access | LLDP | 1000
LNK-0014 | MP-DC-001-OOB-01 | GigabitEthernet1/0/6 | MP-DC-001-MMR-SW-02 | mgmt0 | Access | LLDP | 1000
LNK-0015 | MP-DC-001-OOB-01 | GigabitEthernet1/0/7 | MP-DC-001-AGG-01 | mgmt0 | Access | LLDP | 1000
LNK-0016 | MP-DC-001-OOB-01 | GigabitEthernet1/0/8 | MP-DC-001-AGG-02 | mgmt0 | Access | LLDP | 1000
LNK-0017 | TN-DC-002-BDR-01 | et-0/0/0 | TN-DC-002-FW-01 | ethernet1/1 | Uplink | LLDP | 100000 | TN-DC-002-MMR-PC-01
LNK-0018 | TN-DC-002-FW-01 | ethernet1/3 | TN-DC-002-ETH-SPINE-01 | swp1 | Uplink | LLDP | 100000 | TN-DC-002-TRK-NET-01 | 1-2 | MMR-ODF-01:1 | NET-ODF:1
LNK-0019 | TN-DC-002-FW-01 | ethernet1/4 | TN-DC-002-ETH-SPINE-02 | swp1 | Uplink | LLDP | 100000 | TN-DC-002-TRK-NET-02 | 3-4 | MMR-ODF-01:3 | NET-ODF:3
LNK-0020 | TN-DC-002-BDR-02 | et-0/0/0 | TN-DC-002-FW-02 | ethernet1/1 | Uplink | LLDP | 100000 | TN-DC-002-MMR-PC-02
LNK-0021 | TN-DC-002-FW-02 | ethernet1/3 | TN-DC-002-ETH-SPINE-01 | swp2 | Uplink | LLDP | 100000 | TN-DC-002-TRK-NET-03 | 5-6 | MMR-ODF-01:5 | NET-ODF:5
LNK-0022 | TN-DC-002-FW-02 | ethernet1/4 | TN-DC-002-ETH-SPINE-02 | swp2 | Uplink | LLDP | 100000 | TN-DC-002-TRK-NET-04 | 7-8 | MMR-ODF-01:7 | NET-ODF:7
LNK-0023 | TN-DC-002-BDR-01 | et-0/0/1 | TN-DC-002-BDR-02 | et-0/0/1 | Fabric | LLDP | 100000 | TN-DC-002-MMR-PC-05
LNK-0024 | TN-DC-002-ETH-SPINE-01 | swp10 | TN-DC-002-ETH-LEAF-01 | Ethernet57/1 | Fabric | LLDP | 400000
LNK-0025 | TN-DC-002-IB-SPINE-01 | IB1/1 | TN-DC-002-IB-LEAF-01 | IB1/33 | Fabric | LLDP | 400000
LNK-0026 | TN-DC-002-IB-SPINE-01 | IB1/2 | TN-DC-002-IB-LEAF-01 | IB1/34 | Fabric | LLDP | 400000
LNK-0027 | TN-DC-002-ETH-SPINE-01 | swp11 | TN-DC-002-ETH-LEAF-02 | Ethernet57/1 | Fabric | LLDP | 400000
LNK-0028 | TN-DC-002-IB-SPINE-01 | IB1/3 | TN-DC-002-IB-LEAF-02 | IB1/33 | Fabric | LLDP | 400000
LNK-0029 | TN-DC-002-IB-SPINE-01 | IB1/4 | TN-DC-002-IB-LEAF-02 | IB1/34 | Fabric | LLDP | 400000
LNK-0030 | TN-DC-002-ETH-SPINE-02 | swp10 | TN-DC-002-ETH-LEAF-01 | Ethernet58/1 | Fabric | LLDP | 400000
LNK-0031 | TN-DC-002-IB-SPINE-02 | IB1/1 | TN-DC-002-IB-LEAF-01 | IB1/35 | Fabric | LLDP | 400000
LNK-0032 | TN-DC-002-IB-SPINE-02 | IB1/2 | TN-DC-002-IB-LEAF-01 | IB1/36 | Fabric | LLDP | 400000
LNK-0033 | TN-DC-002-ETH-SPINE-02 | swp11 | TN-DC-002-ETH-LEAF-02 | Ethernet58/1 | Fabric | LLDP | 400000
LNK-0034 | TN-DC-002-IB-SPINE-02 | IB1/3 | TN-DC-002-IB-LEAF-02 | IB1/35 | Fabric | LLDP | 400000
LNK-0035 | TN-DC-002-IB-SPINE-02 | IB1/4 | TN-DC-002-IB-LEAF-02 | IB1/36 | Fabric | LLDP | 400000
LNK-0036 | TN-DC-002-GPU-001 | ib0 | TN-DC-002-IB-LEAF-01 | IB1/1 | Access | LLDP | 400000 | TN-DC-002-GPU-IB-01-0
LNK-0037 | TN-DC-002-GPU-001 | ib1 | TN-DC-002-IB-LEAF-02 | IB1/1 | Access | LLDP | 400000 | TN-DC-002-GPU-IB-01-1
LNK-0038 | TN-DC-002-GPU-001 | ib2 | TN-DC-002-IB-LEAF-01 | IB1/2 | Access | LLDP | 400000 | TN-DC-002-GPU-IB-01-2
LNK-0039 | TN-DC-002-GPU-001 | ib3 | TN-DC-002-IB-LEAF-02 | IB1/2 | Access | LLDP | 400000 | TN-DC-002-GPU-IB-01-3
LNK-0040 | TN-DC-002-GPU-001 | ib4 | TN-DC-002-IB-LEAF-01 | IB1/3 | Access | LLDP | 400000 | TN-DC-002-GPU-IB-01-4
LNK-0041 | TN-DC-002-GPU-001 | ib5 | TN-DC-002-IB-LEAF-02 | IB1/3 | Access | LLDP | 400000 | TN-DC-002-GPU-IB-01-5
LNK-0042 | TN-DC-002-GPU-001 | ib6 | TN-DC-002-IB-LEAF-01 | IB1/4 | Access | LLDP | 400000 | TN-DC-002-GPU-IB-01-6
LNK-0043 | TN-DC-002-GPU-001 | ib7 | TN-DC-002-IB-LEAF-02 | IB1/4 | Access | LLDP | 400000 | TN-DC-002-GPU-IB-01-7
LNK-0044 | TN-DC-002-GPU-001 | eth0 | TN-DC-002-ETH-LEAF-01 | Ethernet1/1 | Access | LLDP | 100000
LNK-0045 | TN-DC-002-GPU-001 | eth1 | TN-DC-002-ETH-LEAF-02 | Ethernet1/1 | Access | LLDP | 100000
LNK-0046 | TN-DC-002-GPU-002 | ib0 | TN-DC-002-IB-LEAF-01 | IB1/5 | Access | LLDP | 400000 | TN-DC-002-GPU-IB-02-0
LNK-0047 | TN-DC-002-GPU-002 | ib1 | TN-DC-002-IB-LEAF-02 | IB1/5 | Access | LLDP | 400000 | TN-DC-002-GPU-IB-02-1
LNK-0048 | TN-DC-002-GPU-002 | ib2 | TN-DC-002-IB-LEAF-01 | IB1/6 | Access | LLDP | 400000 | TN-DC-002-GPU-IB-02-2
LNK-0049 | TN-DC-002-GPU-002 | ib3 | TN-DC-002-IB-LEAF-02 | IB1/6 | Access | LLDP | 400000 | TN-DC-002-GPU-IB-02-3
LNK-0050 | TN-DC-002-GPU-002 | ib4 | TN-DC-002-IB-LEAF-01 | IB1/7 | Access | LLDP | 400000 | TN-DC-002-GPU-IB-02-4
LNK-0051 | TN-DC-002-GPU-002 | ib5 | TN-DC-002-IB-LEAF-02 | IB1/7 | Access | LLDP | 400000 | TN-DC-002-GPU-IB-02-5
LNK-0052 | TN-DC-002-GPU-002 | ib6 | TN-DC-002-IB-LEAF-01 | IB1/8 | Access | LLDP | 400000 | TN-DC-002-GPU-IB-02-6
LNK-0053 | TN-DC-002-GPU-002 | ib7 | TN-DC-002-IB-LEAF-02 | IB1/8 | Access | LLDP | 400000 | TN-DC-002-GPU-IB-02-7
LNK-0054 | TN-DC-002-GPU-002 | eth0 | TN-DC-002-ETH-LEAF-01 | Ethernet2/1 | Access | LLDP | 100000
LNK-0055 | TN-DC-002-GPU-002 | eth1 | TN-DC-002-ETH-LEAF-02 | Ethernet2/1 | Access | LLDP | 100000
LNK-0056 | TN-DC-002-GPU-003 | ib0 | TN-DC-002-IB-LEAF-01 | IB1/9 | Access | LLDP | 400000 | TN-DC-002-GPU-IB-03-0
LNK-0057 | TN-DC-002-GPU-003 | ib1 | TN-DC-002-IB-LEAF-02 | IB1/9 | Access | LLDP | 400000 | TN-DC-002-GPU-IB-03-1
LNK-0058 | TN-DC-002-GPU-003 | ib2 | TN-DC-002-IB-LEAF-01 | IB1/10 | Access | LLDP | 400000 | TN-DC-002-GPU-IB-03-2
LNK-0059 | TN-DC-002-GPU-003 | ib3 | TN-DC-002-IB-LEAF-02 | IB1/10 | Access | LLDP | 400000 | TN-DC-002-GPU-IB-03-3
LNK-0060 | TN-DC-002-GPU-003 | ib4 | TN-DC-002-IB-LEAF-01 | IB1/11 | Access | LLDP | 400000 | TN-DC-002-GPU-IB-03-4
LNK-0061 | TN-DC-002-GPU-003 | ib5 | TN-DC-002-IB-LEAF-02 | IB1/11 | Access | LLDP | 400000 | TN-DC-002-GPU-IB-03-5
LNK-0062 | TN-DC-002-GPU-003 | ib6 | TN-DC-002-IB-LEAF-01 | IB1/12 | Access | LLDP | 400000 | TN-DC-002-GPU-IB-03-6
LNK-0063 | TN-DC-002-GPU-003 | ib7 | TN-DC-002-IB-LEAF-02 | IB1/12 | Access | LLDP | 400000 | TN-DC-002-GPU-IB-03-7
LNK-0064 | TN-DC-002-GPU-003 | eth0 | TN-DC-002-ETH-LEAF-01 | Ethernet3/1 | Access | LLDP | 100000
LNK-0065 | TN-DC-002-GPU-003 | eth1 | TN-DC-002-ETH-LEAF-02 | Ethernet3/1 | Access | LLDP | 100000
LNK-0066 | TN-DC-002-GPU-004 | ib0 | TN-DC-002-IB-LEAF-01 | IB1/13 | Access | LLDP | 400000 | TN-DC-002-GPU-IB-04-0
LNK-0067 | TN-DC-002-GPU-004 | ib1 | TN-DC-002-IB-LEAF-02 | IB1/13 | Access | LLDP | 400000 | TN-DC-002-GPU-IB-04-1
LNK-0068 | TN-DC-002-GPU-004 | ib2 | TN-DC-002-IB-LEAF-01 | IB1/14 | Access | LLDP | 400000 | TN-DC-002-GPU-IB-04-2
LNK-0069 | TN-DC-002-GPU-004 | ib3 | TN-DC-002-IB-LEAF-02 | IB1/14 | Access | LLDP | 400000 | TN-DC-002-GPU-IB-04-3
LNK-0070 | TN-DC-002-GPU-004 | ib4 | TN-DC-002-IB-LEAF-01 | IB1/15 | Access | LLDP | 400000 | TN-DC-002-GPU-IB-04-4
LNK-0071 | TN-DC-002-GPU-004 | ib5 | TN-DC-002-IB-LEAF-02 | IB1/15 | Access | LLDP | 400000 | TN-DC-002-GPU-IB-04-5
LNK-0072 | TN-DC-002-GPU-004 | ib6 | TN-DC-002-IB-LEAF-01 | IB1/16 | Access | LLDP | 400000 | TN-DC-002-GPU-IB-04-6
LNK-0073 | TN-DC-002-GPU-004 | ib7 | TN-DC-002-IB-LEAF-02 | IB1/16 | Access | LLDP | 400000 | TN-DC-002-GPU-IB-04-7
LNK-0074 | TN-DC-002-GPU-004 | eth0 | TN-DC-002-ETH-LEAF-01 | Ethernet4/1 | Access | LLDP | 100000
LNK-0075 | TN-DC-002-GPU-004 | eth1 | TN-DC-002-ETH-LEAF-02 | Ethernet4/1 | Access | LLDP | 100000
LNK-0076 | TN-DC-002-GPU-005 | ib0 | TN-DC-002-IB-LEAF-01 | IB1/17 | Access | LLDP | 400000 | TN-DC-002-GPU-IB-05-0
LNK-0077 | TN-DC-002-GPU-005 | ib1 | TN-DC-002-IB-LEAF-02 | IB1/17 | Access | LLDP | 400000 | TN-DC-002-GPU-IB-05-1
LNK-0078 | TN-DC-002-GPU-005 | ib2 | TN-DC-002-IB-LEAF-01 | IB1/18 | Access | LLDP | 400000 | TN-DC-002-GPU-IB-05-2
LNK-0079 | TN-DC-002-GPU-005 | ib3 | TN-DC-002-IB-LEAF-02 | IB1/18 | Access | LLDP | 400000 | TN-DC-002-GPU-IB-05-3
LNK-0080 | TN-DC-002-GPU-005 | ib4 | TN-DC-002-IB-LEAF-01 | IB1/19 | Access | LLDP | 400000 | TN-DC-002-GPU-IB-05-4
LNK-0081 | TN-DC-002-GPU-005 | ib5 | TN-DC-002-IB-LEAF-02 | IB1/19 | Access | LLDP | 400000 | TN-DC-002-GPU-IB-05-5
LNK-0082 | TN-DC-002-GPU-005 | ib6 | TN-DC-002-IB-LEAF-01 | IB1/20 | Access | LLDP | 400000 | TN-DC-002-GPU-IB-05-6
LNK-0083 | TN-DC-002-GPU-005 | ib7 | TN-DC-002-IB-LEAF-02 | IB1/20 | Access | LLDP | 400000 | TN-DC-002-GPU-IB-05-7
LNK-0084 | TN-DC-002-GPU-005 | eth0 | TN-DC-002-ETH-LEAF-01 | Ethernet5/1 | Access | LLDP | 100000
LNK-0085 | TN-DC-002-GPU-005 | eth1 | TN-DC-002-ETH-LEAF-02 | Ethernet5/1 | Access | LLDP | 100000
LNK-0086 | TN-DC-002-GPU-006 | ib0 | TN-DC-002-IB-LEAF-01 | IB1/21 | Access | LLDP | 400000 | TN-DC-002-GPU-IB-06-0
LNK-0087 | TN-DC-002-GPU-006 | ib1 | TN-DC-002-IB-LEAF-02 | IB1/21 | Access | LLDP | 400000 | TN-DC-002-GPU-IB-06-1
LNK-0088 | TN-DC-002-GPU-006 | ib2 | TN-DC-002-IB-LEAF-01 | IB1/22 | Access | LLDP | 400000 | TN-DC-002-GPU-IB-06-2
LNK-0089 | TN-DC-002-GPU-006 | ib3 | TN-DC-002-IB-LEAF-02 | IB1/22 | Access | LLDP | 400000 | TN-DC-002-GPU-IB-06-3
LNK-0090 | TN-DC-002-GPU-006 | ib4 | TN-DC-002-IB-LEAF-01 | IB1/23 | Access | LLDP | 400000 | TN-DC-002-GPU-IB-06-4
LNK-0091 | TN-DC-002-GPU-006 | ib5 | TN-DC-002-IB-LEAF-02 | IB1/23 | Access | LLDP | 400000 | TN-DC-002-GPU-IB-06-5
LNK-0092 | TN-DC-002-GPU-006 | ib6 | TN-DC-002-IB-LEAF-01 | IB1/24 | Access | LLDP | 400000 | TN-DC-002-GPU-IB-06-6
LNK-0093 | TN-DC-002-GPU-006 | ib7 | TN-DC-002-IB-LEAF-02 | IB1/24 | Access | LLDP | 400000 | TN-DC-002-GPU-IB-06-7
LNK-0094 | TN-DC-002-GPU-006 | eth0 | TN-DC-002-ETH-LEAF-01 | Ethernet6/1 | Access | LLDP | 100000
LNK-0095 | TN-DC-002-GPU-006 | eth1 | TN-DC-002-ETH-LEAF-02 | Ethernet6/1 | Access | LLDP | 100000
LNK-0096 | TN-DC-002-GPU-007 | ib0 | TN-DC-002-IB-LEAF-01 | IB1/25 | Access | LLDP | 400000 | TN-DC-002-GPU-IB-07-0
LNK-0097 | TN-DC-002-GPU-007 | ib1 | TN-DC-002-IB-LEAF-02 | IB1/25 | Access | LLDP | 400000 | TN-DC-002-GPU-IB-07-1
LNK-0098 | TN-DC-002-GPU-007 | ib2 | TN-DC-002-IB-LEAF-01 | IB1/26 | Access | LLDP | 400000 | TN-DC-002-GPU-IB-07-2
LNK-0099 | TN-DC-002-GPU-007 | ib3 | TN-DC-002-IB-LEAF-02 | IB1/26 | Access | LLDP | 400000 | TN-DC-002-GPU-IB-07-3
LNK-0100 | TN-DC-002-GPU-007 | ib4 | TN-DC-002-IB-LEAF-01 | IB1/27 | Access | LLDP | 400000 | TN-DC-002-GPU-IB-07-4
LNK-0101 | TN-DC-002-GPU-007 | ib5 | TN-DC-002-IB-LEAF-02 | IB1/27 | Access | LLDP | 400000 | TN-DC-002-GPU-IB-07-5
LNK-0102 | TN-DC-002-GPU-007 | ib6 | TN-DC-002-IB-LEAF-01 | IB1/28 | Access | LLDP | 400000 | TN-DC-002-GPU-IB-07-6
LNK-0103 | TN-DC-002-GPU-007 | ib7 | TN-DC-002-IB-LEAF-02 | IB1/28 | Access | LLDP | 400000 | TN-DC-002-GPU-IB-07-7
LNK-0104 | TN-DC-002-GPU-007 | eth0 | TN-DC-002-ETH-LEAF-01 | Ethernet7/1 | Access | LLDP | 100000
LNK-0105 | TN-DC-002-GPU-007 | eth1 | TN-DC-002-ETH-LEAF-02 | Ethernet7/1 | Access | LLDP | 100000
LNK-0106 | TN-DC-002-GPU-008 | ib0 | TN-DC-002-IB-LEAF-01 | IB1/29 | Access | LLDP | 400000 | TN-DC-002-GPU-IB-08-0
LNK-0107 | TN-DC-002-GPU-008 | ib1 | TN-DC-002-IB-LEAF-02 | IB1/29 | Access | LLDP | 400000 | TN-DC-002-GPU-IB-08-1
LNK-0108 | TN-DC-002-GPU-008 | ib2 | TN-DC-002-IB-LEAF-01 | IB1/30 | Access | LLDP | 400000 | TN-DC-002-GPU-IB-08-2
LNK-0109 | TN-DC-002-GPU-008 | ib3 | TN-DC-002-IB-LEAF-02 | IB1/30 | Access | LLDP | 400000 | TN-DC-002-GPU-IB-08-3
LNK-0110 | TN-DC-002-GPU-008 | ib4 | TN-DC-002-IB-LEAF-01 | IB1/31 | Access | LLDP | 400000 | TN-DC-002-GPU-IB-08-4
LNK-0111 | TN-DC-002-GPU-008 | ib5 | TN-DC-002-IB-LEAF-02 | IB1/31 | Access | LLDP | 400000 | TN-DC-002-GPU-IB-08-5
LNK-0112 | TN-DC-002-GPU-008 | ib6 | TN-DC-002-IB-LEAF-01 | IB1/32 | Access | LLDP | 400000 | TN-DC-002-GPU-IB-08-6
LNK-0113 | TN-DC-002-GPU-008 | ib7 | TN-DC-002-IB-LEAF-02 | IB1/32 | Access | LLDP | 400000 | TN-DC-002-GPU-IB-08-7
LNK-0114 | TN-DC-002-GPU-008 | eth0 | TN-DC-002-ETH-LEAF-01 | Ethernet8/1 | Access | LLDP | 100000
LNK-0115 | TN-DC-002-GPU-008 | eth1 | TN-DC-002-ETH-LEAF-02 | Ethernet8/1 | Access | LLDP | 100000
LNK-0116 | TN-DC-002-STG-001 | eth0 | TN-DC-002-ETH-LEAF-01 | Ethernet20/1 | Access | LLDP | 100000
LNK-0117 | TN-DC-002-STG-001 | eth1 | TN-DC-002-ETH-LEAF-02 | Ethernet20/1 | Access | LLDP | 100000
LNK-0118 | TN-DC-002-STG-002 | eth0 | TN-DC-002-ETH-LEAF-01 | Ethernet21/1 | Access | LLDP | 100000
LNK-0119 | TN-DC-002-STG-002 | eth1 | TN-DC-002-ETH-LEAF-02 | Ethernet21/1 | Access | LLDP | 100000
LNK-0120 | TN-DC-002-CPU-0001 | eth0 | TN-DC-002-ETH-LEAF-01 | Ethernet22/1 | Access | LLDP | 100000
LNK-0121 | TN-DC-002-CPU-0001 | eth1 | TN-DC-002-ETH-LEAF-02 | Ethernet22/1 | Access | LLDP | 100000
LNK-0122 | TN-DC-002-CPU-0002 | eth0 | TN-DC-002-ETH-LEAF-01 | Ethernet23/1 | Access | LLDP | 100000
LNK-0123 | TN-DC-002-CPU-0002 | eth1 | TN-DC-002-ETH-LEAF-02 | Ethernet23/1 | Access | LLDP | 100000
LNK-0124 | TN-DC-002-OOB-01 | swp1 | TN-DC-002-BDR-01 | mgmt0 | Access | LLDP | 1000
LNK-0125 | TN-DC-002-OOB-01 | swp2 | TN-DC-002-BDR-02 | mgmt0 | Access | LLDP | 1000
LNK-0126 | TN-DC-002-OOB-01 | swp3 | TN-DC-002-FW-01 | mgmt0 | Access | LLDP | 1000
LNK-0127 | TN-DC-002-OOB-01 | swp4 | TN-DC-002-FW-02 | mgmt0 | Access | LLDP | 1000
LNK-0128 | TN-DC-002-OOB-01 | swp5 | TN-DC-002-IB-SPINE-01 | mgmt0 | Access | LLDP | 1000
LNK-0129 | TN-DC-002-OOB-01 | swp6 | TN-DC-002-IB-SPINE-02 | mgmt0 | Access | LLDP | 1000
LNK-0130 | TN-DC-002-OOB-01 | swp7 | TN-DC-002-ETH-SPINE-01 | mgmt0 | Access | LLDP | 1000
LNK-0131 | TN-DC-002-OOB-01 | swp8 | TN-DC-002-ETH-SPINE-02 | mgmt0 | Access | LLDP | 1000
LNK-0132 | TN-DC-002-OOB-01 | swp9 | TN-DC-002-IB-LEAF-01 | mgmt0 | Access | LLDP | 1000
LNK-0133 | TN-DC-002-OOB-01 | swp10 | TN-DC-002-IB-LEAF-02 | mgmt0 | Access | LLDP | 1000
LNK-0134 | TN-DC-002-OOB-01 | swp11 | TN-DC-002-ETH-LEAF-01 | mgmt0 | Access | LLDP | 1000
LNK-0135 | TN-DC-002-OOB-01 | swp12 | TN-DC-002-ETH-LEAF-02 | mgmt0 | Access | LLDP | 1000
LNK-0136 | TN-DC-002-OOB-01 | swp13 | TN-DC-002-STG-001 | mgmt0 | Access | LLDP | 1000
LNK-0137 | TN-DC-002-OOB-01 | swp14 | TN-DC-002-STG-002 | mgmt0 | Access | LLDP | 1000
LNK-0138 | TN-DC-002-OOB-01 | swp15 | TN-DC-002-CPU-0001 | mgmt0 | Access | LLDP | 1000
LNK-0139 | TN-DC-002-OOB-01 | swp16 | TN-DC-002-CPU-0002 | mgmt0 | Access | LLDP | 1000
LNK-0140 | TN-DC-002-OOB-01 | swp17 | TN-DC-002-GPU-001 | mgmt0 | Access | LLDP | 1000
LNK-0141 | TN-DC-002-OOB-01 | swp18 | TN-DC-002-GPU-002 | mgmt0 | Access | LLDP | 1000
LNK-0142 | TN-DC-002-OOB-01 | swp19 | TN-DC-002-GPU-003 | mgmt0 | Access | LLDP | 1000
LNK-0143 | TN-DC-002-OOB-01 | swp20 | TN-DC-002-GPU-004 | mgmt0 | Access | LLDP | 1000
LNK-0144 | TN-DC-002-OOB-01 | swp21 | TN-DC-002-GPU-005 | mgmt0 | Access | LLDP | 1000
LNK-0145 | TN-DC-002-OOB-01 | swp22 | TN-DC-002-GPU-006 | mgmt0 | Access | LLDP | 1000
LNK-0146 | TN-DC-002-OOB-01 | swp23 | TN-DC-002-GPU-007 | mgmt0 | Access | LLDP | 1000
LNK-0147 | TN-DC-002-OOB-01 | swp24 | TN-DC-002-GPU-008 | mgmt0 | Access | LLDP | 1000
LNK-0148 | MP-DC-001-BDR-01 | et-0/0/2 | TN-DC-002-BDR-01 | et-0/0/2 | Backhaul | LLDP | 100000 | CARRIER-IDR-MAA-01 |  | MMR-ODF-01:23 | MMR-ODF-01:23 | AIRTEL-NLD-100G-55821 (sample)
LNK-0149 | MP-DC-001-BDR-02 | et-0/0/2 | TN-DC-002-BDR-02 | et-0/0/2 | Backhaul | LLDP | 100000 | CARRIER-IDR-MAA-02 |  | MMR-ODF-01:24 | MMR-ODF-01:24 | TATA-NLD-100G-90114 (sample)
Note on A1: Required: yes Type: text System field: Link.id
Note on B1: Required: yes Type: ref (from Devices) System field: Link.aNe
Note on C1: Must exist in Interfaces for a_device_id. Required: yes Type: text System field: Link.aIf
Note on D1: May be at another site (backhaul). Required: yes Type: ref (from Devices) System field: Link.zNe
Note on E1: Required: yes Type: text System field: Link.zIf
Note on F1: Fabric (inside a fabric), Uplink, Backhaul (leaves the site), Peering, Access (to a host / customer). Required: yes Type: list (from link_role) System field: Link.role
Note on G1: Default LLDP (physical). Add BGP / OSPF rows for routing adjacencies if needed. Required: no Type: list (from protocol) System field: Link.protocol
Note on H1: Required: yes Type: integer System field: Link.capacityMbps
Note on I1: Cross-connect jumper or cable label. The full patching of each end goes in Cable_Paths. Required: no Type: text System field: Link.physical.cable
Note on J1: Fibre strand or pair. Required: no Type: text System field: Link.physical.strand
Note on K1: Older exports only: superseded by Cable_Paths. Required: no Type: text System field: Link.physical.aPort
Note on L1: Older exports only: superseded by Cable_Paths. Required: no Type: text System field: Link.physical.zPort
Note on M1: Backhaul: the carrier's circuit ID. Required: in some cases Type: text System field: (reference only)

## Rack_PDUs
pdu_id * | site_id * | rack_id * | side * | kind * | model | volts * | phases * | rating_a * | capacity_kw * | outlets * | upstream_id * | feed_id *
MP-DC-001-MMR-R01-PDU-A | MP-DC-001 | MP-DC-001-MMR-R01 | A | AC | Raritan PX3 3-ph 32 A | 400 | 3 | 32 | 12 | 36 | MP-DC-001-UPS-2 | MP-DC-001-AC-1
MP-DC-001-MMR-R01-PDU-B | MP-DC-001 | MP-DC-001-MMR-R01 | B | AC | Raritan PX3 3-ph 32 A | 400 | 3 | 32 | 12 | 36 | MP-DC-001-UPS-1 | MP-DC-001-AC-2
MP-DC-001-MMR-R02-PDU-A | MP-DC-001 | MP-DC-001-MMR-R02 | A | AC | Raritan PX3 1-ph 32 A | 230 | 1 | 32 | 6 | 24 | MP-DC-001-UPS-2 | MP-DC-001-AC-1
MP-DC-001-MMR-R02-PDU-B | MP-DC-001 | MP-DC-001-MMR-R02 | B | AC | Raritan PX3 1-ph 32 A | 230 | 1 | 32 | 6 | 24 | MP-DC-001-UPS-3 | MP-DC-001-AC-2
MP-DC-001-A01-PDU-A | MP-DC-001 | MP-DC-001-A01 | A | AC | Raritan PX3 3-ph 16 A | 400 | 3 | 16 | 10 | 24 | MP-DC-001-UPS-2 | MP-DC-001-AC-1
MP-DC-001-A01-PDU-B | MP-DC-001 | MP-DC-001-A01 | B | AC | Raritan PX3 3-ph 16 A | 400 | 3 | 16 | 10 | 24 | MP-DC-001-UPS-1 | MP-DC-001-AC-2
MP-DC-001-A02-PDU-A | MP-DC-001 | MP-DC-001-A02 | A | AC | Raritan PX3 3-ph 16 A | 400 | 3 | 16 | 8 | 24 | MP-DC-001-UPS-2 | MP-DC-001-AC-1
MP-DC-001-A02-PDU-B | MP-DC-001 | MP-DC-001-A02 | B | AC | Raritan PX3 3-ph 16 A | 400 | 3 | 16 | 8 | 24 | MP-DC-001-UPS-3 | MP-DC-001-AC-2
MP-DC-001-A03-PDU-A | MP-DC-001 | MP-DC-001-A03 | A | AC | Raritan PX3 3-ph 16 A | 400 | 3 | 16 | 8 | 24 | MP-DC-001-UPS-2 | MP-DC-001-AC-1
MP-DC-001-A03-PDU-B | MP-DC-001 | MP-DC-001-A03 | B | AC | Raritan PX3 3-ph 16 A | 400 | 3 | 16 | 8 | 24 | MP-DC-001-UPS-1 | MP-DC-001-AC-2
MP-DC-001-A04-PDU-A | MP-DC-001 | MP-DC-001-A04 | A | AC | Raritan PX3 3-ph 16 A | 400 | 3 | 16 | 10 | 24 | MP-DC-001-UPS-2 | MP-DC-001-AC-1
MP-DC-001-A04-PDU-B | MP-DC-001 | MP-DC-001-A04 | B | AC | Raritan PX3 3-ph 16 A | 400 | 3 | 16 | 10 | 24 | MP-DC-001-UPS-3 | MP-DC-001-AC-2
MP-DC-001-A05-PDU-A | MP-DC-001 | MP-DC-001-A05 | A | AC | Raritan PX3 3-ph 16 A | 400 | 3 | 16 | 8 | 24 | MP-DC-001-UPS-2 | MP-DC-001-AC-1
MP-DC-001-A05-PDU-B | MP-DC-001 | MP-DC-001-A05 | B | AC | Raritan PX3 3-ph 16 A | 400 | 3 | 16 | 8 | 24 | MP-DC-001-UPS-1 | MP-DC-001-AC-2
MP-DC-001-A06-PDU-A | MP-DC-001 | MP-DC-001-A06 | A | AC | Raritan PX3 3-ph 16 A | 400 | 3 | 16 | 8 | 24 | MP-DC-001-UPS-2 | MP-DC-001-AC-1
MP-DC-001-A06-PDU-B | MP-DC-001 | MP-DC-001-A06 | B | AC | Raritan PX3 3-ph 16 A | 400 | 3 | 16 | 8 | 24 | MP-DC-001-UPS-3 | MP-DC-001-AC-2
MP-DC-001-B01-PDU-A | MP-DC-001 | MP-DC-001-B01 | A | AC | Starline busway tap-off 125 A | 400 | 3 | 125 | 50 | 48 | MP-DC-001-UPS-2 | MP-DC-001-AC-1
MP-DC-001-B01-PDU-B | MP-DC-001 | MP-DC-001-B01 | B | AC | Starline busway tap-off 125 A | 400 | 3 | 125 | 50 | 48 | MP-DC-001-UPS-1 | MP-DC-001-AC-2
MP-DC-001-B02-PDU-A | MP-DC-001 | MP-DC-001-B02 | A | AC | Starline busway tap-off 125 A | 400 | 3 | 125 | 50 | 48 | MP-DC-001-UPS-2 | MP-DC-001-AC-1
MP-DC-001-B02-PDU-B | MP-DC-001 | MP-DC-001-B02 | B | AC | Starline busway tap-off 125 A | 400 | 3 | 125 | 50 | 48 | MP-DC-001-UPS-3 | MP-DC-001-AC-2
MP-DC-001-B03-PDU-A | MP-DC-001 | MP-DC-001-B03 | A | AC | Starline busway tap-off 125 A | 400 | 3 | 125 | 50 | 48 | MP-DC-001-UPS-2 | MP-DC-001-AC-1
MP-DC-001-B03-PDU-B | MP-DC-001 | MP-DC-001-B03 | B | AC | Starline busway tap-off 125 A | 400 | 3 | 125 | 50 | 48 | MP-DC-001-UPS-1 | MP-DC-001-AC-2
MP-DC-001-B04-PDU-A | MP-DC-001 | MP-DC-001-B04 | A | AC | Starline busway tap-off 125 A | 400 | 3 | 125 | 50 | 48 | MP-DC-001-UPS-2 | MP-DC-001-AC-1
MP-DC-001-B04-PDU-B | MP-DC-001 | MP-DC-001-B04 | B | AC | Starline busway tap-off 125 A | 400 | 3 | 125 | 50 | 48 | MP-DC-001-UPS-3 | MP-DC-001-AC-2
TN-DC-002-MMR-R01-PDU-A | TN-DC-002 | TN-DC-002-MMR-R01 | A | AC | Raritan PX3 3-ph 32 A | 400 | 3 | 32 | 12 | 36 | TN-DC-002-UPS-2 | TN-DC-002-AC-1
TN-DC-002-MMR-R01-PDU-B | TN-DC-002 | TN-DC-002-MMR-R01 | B | AC | Raritan PX3 3-ph 32 A | 400 | 3 | 32 | 12 | 36 | TN-DC-002-UPS-1 | TN-DC-002-AC-2
TN-DC-002-NET-R01-PDU-A | TN-DC-002 | TN-DC-002-NET-R01 | A | AC | Raritan PX3 3-ph 32 A | 400 | 3 | 32 | 15 | 36 | TN-DC-002-UPS-4 | TN-DC-002-AC-1
TN-DC-002-NET-R01-PDU-B | TN-DC-002 | TN-DC-002-NET-R01 | B | AC | Raritan PX3 3-ph 32 A | 400 | 3 | 32 | 15 | 36 | TN-DC-002-UPS-3 | TN-DC-002-AC-2
TN-DC-002-NET-R02-PDU-A | TN-DC-002 | TN-DC-002-NET-R02 | A | AC | Raritan PX3 3-ph 32 A | 400 | 3 | 32 | 15 | 36 | TN-DC-002-UPS-2 | TN-DC-002-AC-1
TN-DC-002-NET-R02-PDU-B | TN-DC-002 | TN-DC-002-NET-R02 | B | AC | Raritan PX3 3-ph 32 A | 400 | 3 | 32 | 15 | 36 | TN-DC-002-UPS-1 | TN-DC-002-AC-2
TN-DC-002-STG-R01-PDU-A | TN-DC-002 | TN-DC-002-STG-R01 | A | AC | Raritan PX3 3-ph 32 A | 400 | 3 | 32 | 20 | 36 | TN-DC-002-UPS-4 | TN-DC-002-AC-1
TN-DC-002-STG-R01-PDU-B | TN-DC-002 | TN-DC-002-STG-R01 | B | AC | Raritan PX3 3-ph 32 A | 400 | 3 | 32 | 20 | 36 | TN-DC-002-UPS-3 | TN-DC-002-AC-2
TN-DC-002-GPU-R01-PDU-A | TN-DC-002 | TN-DC-002-GPU-R01 | A | AC | Starline busway tap-off 125 A | 400 | 3 | 125 | 60 | 48 | TN-DC-002-UPS-2 | TN-DC-002-AC-1
TN-DC-002-GPU-R01-PDU-B | TN-DC-002 | TN-DC-002-GPU-R01 | B | AC | Starline busway tap-off 125 A | 400 | 3 | 125 | 60 | 48 | TN-DC-002-UPS-1 | TN-DC-002-AC-2
TN-DC-002-GPU-R02-PDU-A | TN-DC-002 | TN-DC-002-GPU-R02 | A | AC | Starline busway tap-off 125 A | 400 | 3 | 125 | 60 | 48 | TN-DC-002-UPS-4 | TN-DC-002-AC-1
TN-DC-002-GPU-R02-PDU-B | TN-DC-002 | TN-DC-002-GPU-R02 | B | AC | Starline busway tap-off 125 A | 400 | 3 | 125 | 60 | 48 | TN-DC-002-UPS-3 | TN-DC-002-AC-2
TN-DC-002-GPU-R03-PDU-A | TN-DC-002 | TN-DC-002-GPU-R03 | A | AC | Starline busway tap-off 125 A | 400 | 3 | 125 | 60 | 48 | TN-DC-002-UPS-2 | TN-DC-002-AC-1
TN-DC-002-GPU-R03-PDU-B | TN-DC-002 | TN-DC-002-GPU-R03 | B | AC | Starline busway tap-off 125 A | 400 | 3 | 125 | 60 | 48 | TN-DC-002-UPS-1 | TN-DC-002-AC-2
TN-DC-002-GPU-R04-PDU-A | TN-DC-002 | TN-DC-002-GPU-R04 | A | AC | Starline busway tap-off 125 A | 400 | 3 | 125 | 60 | 48 | TN-DC-002-UPS-4 | TN-DC-002-AC-1
TN-DC-002-GPU-R04-PDU-B | TN-DC-002 | TN-DC-002-GPU-R04 | B | AC | Starline busway tap-off 125 A | 400 | 3 | 125 | 60 | 48 | TN-DC-002-UPS-3 | TN-DC-002-AC-2
Note on A1: Unique, for example MP-DC-001-A01-PDU-A. Required: yes Type: text System field: RackPdu.id
Note on B1: Required: yes Type: ref (from Sites) System field: RackPdu.dcId
Note on C1: Required: yes Type: ref (from Racks) System field: RackPdu.rackId
Note on D1: A or B. Each side should be rated for the whole cabinet, so the cabinet survives the loss of either side. Required: yes Type: list (from pdu_side) System field: RackPdu.side
Note on E1: AC rack PDU, or DC fuse panel fed from the rectifier plant. Required: yes Type: list (from pdu_kind) System field: RackPdu.kind
Note on F1: Vendor and model, for example "Raritan PX3-5902V". Required: no Type: text System field: RackPdu.model
Note on G1: 230, 400 (3-phase) or 48 (DC). Required: yes Type: decimal System field: RackPdu.volts
Note on H1: 1 or 3. Required: yes Type: integer System field: RackPdu.phases
Note on I1: Input breaker rating per phase (A). Required: yes Type: decimal System field: RackPdu.ratingA
Note on J1: What one side can carry. The tool checks the cabinet's draw against it for failover. Required: yes Type: decimal System field: RackPdu.capacityKw
Note on K1: Number of outlets (C13 / C19). Required: yes Type: integer System field: RackPdu.outlets
Note on L1: The UPS module (AC) or rectifier (DC) feeding this PDU: this is how a UPS fault is traced to devices. Required: yes Type: ref (from UPS / DC_Plant) System field: RackPdu.upstreamId
Note on M1: Utility feed behind that UPS. Required: yes Type: ref (from Power_Feeds) System field: RackPdu.feedId

## Power_Connections
device_id * | psu_slot * | pdu_id * | outlet * | breaker_bank | psu_rated_w
MP-DC-001-BDR-01 | PSU1 | MP-DC-001-MMR-R01-PDU-A | 1 |  | 750
MP-DC-001-BDR-01 | PSU2 | MP-DC-001-MMR-R01-PDU-B | 1 |  | 750
MP-DC-001-BDR-02 | PSU1 | MP-DC-001-MMR-R01-PDU-A | 2 |  | 750
MP-DC-001-BDR-02 | PSU2 | MP-DC-001-MMR-R01-PDU-B | 2 |  | 750
MP-DC-001-FW-01 | PSU1 | MP-DC-001-MMR-R01-PDU-A | 3 |  | 750
MP-DC-001-FW-01 | PSU2 | MP-DC-001-MMR-R01-PDU-B | 3 |  | 750
MP-DC-001-FW-02 | PSU1 | MP-DC-001-MMR-R01-PDU-A | 4 |  | 750
MP-DC-001-FW-02 | PSU2 | MP-DC-001-MMR-R01-PDU-B | 4 |  | 750
MP-DC-001-MMR-SW-01 | PSU1 | MP-DC-001-MMR-R02-PDU-A | 1 |  | 750
MP-DC-001-MMR-SW-01 | PSU2 | MP-DC-001-MMR-R02-PDU-B | 1 |  | 750
MP-DC-001-MMR-SW-02 | PSU1 | MP-DC-001-MMR-R02-PDU-A | 2 |  | 750
MP-DC-001-MMR-SW-02 | PSU2 | MP-DC-001-MMR-R02-PDU-B | 2 |  | 750
MP-DC-001-AGG-01 | PSU1 | MP-DC-001-A01-PDU-A | 1 |  | 750
MP-DC-001-AGG-01 | PSU2 | MP-DC-001-A01-PDU-B | 1 |  | 750
MP-DC-001-AGG-02 | PSU1 | MP-DC-001-A01-PDU-A | 2 |  | 750
MP-DC-001-AGG-02 | PSU2 | MP-DC-001-A01-PDU-B | 2 |  | 750
MP-DC-001-OOB-01 | PSU1 | MP-DC-001-A01-PDU-A | 3 |  | 750
MP-DC-001-OOB-01 | PSU2 | MP-DC-001-A01-PDU-B | 3 |  | 750
MP-DC-001-TEN-A02 | Feed A | MP-DC-001-A02-PDU-A | 1
MP-DC-001-TEN-A02 | Feed B | MP-DC-001-A02-PDU-B | 1
MP-DC-001-TEN-A03 | Feed A | MP-DC-001-A03-PDU-A | 1
MP-DC-001-TEN-A03 | Feed B | MP-DC-001-A03-PDU-B | 1
MP-DC-001-TEN-A04 | Feed A | MP-DC-001-A04-PDU-A | 1
MP-DC-001-TEN-A04 | Feed B | MP-DC-001-A04-PDU-B | 1
MP-DC-001-TEN-A05 | Feed A | MP-DC-001-A05-PDU-A | 1
MP-DC-001-TEN-A05 | Feed B | MP-DC-001-A05-PDU-B | 1
MP-DC-001-TEN-A06 | Feed A | MP-DC-001-A06-PDU-A | 1
MP-DC-001-TEN-A06 | Feed B | MP-DC-001-A06-PDU-B | 1
MP-DC-001-TEN-B01 | Feed A | MP-DC-001-B01-PDU-A | 1
MP-DC-001-TEN-B01 | Feed B | MP-DC-001-B01-PDU-B | 1
MP-DC-001-TEN-B02 | Feed A | MP-DC-001-B02-PDU-A | 1
MP-DC-001-TEN-B02 | Feed B | MP-DC-001-B02-PDU-B | 1
MP-DC-001-TEN-B03 | Feed A | MP-DC-001-B03-PDU-A | 1
MP-DC-001-TEN-B03 | Feed B | MP-DC-001-B03-PDU-B | 1
MP-DC-001-TEN-B04 | Feed A | MP-DC-001-B04-PDU-A | 1
MP-DC-001-TEN-B04 | Feed B | MP-DC-001-B04-PDU-B | 1
TN-DC-002-BDR-01 | PSU1 | TN-DC-002-MMR-R01-PDU-A | 1 |  | 750
TN-DC-002-BDR-01 | PSU2 | TN-DC-002-MMR-R01-PDU-B | 1 |  | 750
TN-DC-002-BDR-02 | PSU1 | TN-DC-002-MMR-R01-PDU-A | 2 |  | 750
TN-DC-002-BDR-02 | PSU2 | TN-DC-002-MMR-R01-PDU-B | 2 |  | 750
TN-DC-002-FW-01 | PSU1 | TN-DC-002-MMR-R01-PDU-A | 3 |  | 750
TN-DC-002-FW-01 | PSU2 | TN-DC-002-MMR-R01-PDU-B | 3 |  | 750
TN-DC-002-FW-02 | PSU1 | TN-DC-002-MMR-R01-PDU-A | 4 |  | 750
TN-DC-002-FW-02 | PSU2 | TN-DC-002-MMR-R01-PDU-B | 4 |  | 750
TN-DC-002-IB-SPINE-01 | PSU1 | TN-DC-002-NET-R01-PDU-A | 1 |  | 750
TN-DC-002-IB-SPINE-01 | PSU2 | TN-DC-002-NET-R01-PDU-B | 1 |  | 750
TN-DC-002-IB-SPINE-02 | PSU1 | TN-DC-002-NET-R01-PDU-A | 2 |  | 750
TN-DC-002-IB-SPINE-02 | PSU2 | TN-DC-002-NET-R01-PDU-B | 2 |  | 750
TN-DC-002-ETH-SPINE-01 | PSU1 | TN-DC-002-NET-R01-PDU-A | 3 |  | 750
TN-DC-002-ETH-SPINE-01 | PSU2 | TN-DC-002-NET-R01-PDU-B | 3 |  | 750
TN-DC-002-ETH-SPINE-02 | PSU1 | TN-DC-002-NET-R01-PDU-A | 4 |  | 750
TN-DC-002-ETH-SPINE-02 | PSU2 | TN-DC-002-NET-R01-PDU-B | 4 |  | 750
TN-DC-002-IB-LEAF-01 | PSU1 | TN-DC-002-NET-R02-PDU-A | 1 |  | 750
TN-DC-002-IB-LEAF-01 | PSU2 | TN-DC-002-NET-R02-PDU-B | 1 |  | 750
TN-DC-002-IB-LEAF-02 | PSU1 | TN-DC-002-NET-R02-PDU-A | 2 |  | 750
TN-DC-002-IB-LEAF-02 | PSU2 | TN-DC-002-NET-R02-PDU-B | 2 |  | 750
TN-DC-002-ETH-LEAF-01 | PSU1 | TN-DC-002-NET-R02-PDU-A | 3 |  | 750
TN-DC-002-ETH-LEAF-01 | PSU2 | TN-DC-002-NET-R02-PDU-B | 3 |  | 750
TN-DC-002-ETH-LEAF-02 | PSU1 | TN-DC-002-NET-R02-PDU-A | 4 |  | 750
TN-DC-002-ETH-LEAF-02 | PSU2 | TN-DC-002-NET-R02-PDU-B | 4 |  | 750
TN-DC-002-OOB-01 | PSU1 | TN-DC-002-NET-R02-PDU-A | 5 |  | 750
TN-DC-002-OOB-01 | PSU2 | TN-DC-002-NET-R02-PDU-B | 5 |  | 750
TN-DC-002-STG-001 | PSU1 | TN-DC-002-STG-R01-PDU-A | 1 |  | 1100
TN-DC-002-STG-001 | PSU2 | TN-DC-002-STG-R01-PDU-B | 1 |  | 1100
TN-DC-002-STG-002 | PSU1 | TN-DC-002-STG-R01-PDU-A | 2 |  | 1100
TN-DC-002-STG-002 | PSU2 | TN-DC-002-STG-R01-PDU-B | 2 |  | 1100
TN-DC-002-CPU-0001 | PSU1 | TN-DC-002-STG-R01-PDU-A | 3 |  | 1100
TN-DC-002-CPU-0001 | PSU2 | TN-DC-002-STG-R01-PDU-B | 3 |  | 1100
TN-DC-002-CPU-0002 | PSU1 | TN-DC-002-STG-R01-PDU-A | 4 |  | 1100
TN-DC-002-CPU-0002 | PSU2 | TN-DC-002-STG-R01-PDU-B | 4 |  | 1100
TN-DC-002-GPU-001 | PSU1 | TN-DC-002-GPU-R01-PDU-A | 1 |  | 3000
TN-DC-002-GPU-001 | PSU2 | TN-DC-002-GPU-R01-PDU-B | 1 |  | 3000
TN-DC-002-GPU-001 | PSU3 | TN-DC-002-GPU-R01-PDU-A | 2 |  | 3000
TN-DC-002-GPU-001 | PSU4 | TN-DC-002-GPU-R01-PDU-B | 2 |  | 3000
TN-DC-002-GPU-002 | PSU1 | TN-DC-002-GPU-R01-PDU-A | 3 |  | 3000
TN-DC-002-GPU-002 | PSU2 | TN-DC-002-GPU-R01-PDU-B | 3 |  | 3000
TN-DC-002-GPU-002 | PSU3 | TN-DC-002-GPU-R01-PDU-A | 4 |  | 3000
TN-DC-002-GPU-002 | PSU4 | TN-DC-002-GPU-R01-PDU-B | 4 |  | 3000
TN-DC-002-GPU-003 | PSU1 | TN-DC-002-GPU-R02-PDU-A | 1 |  | 3000
TN-DC-002-GPU-003 | PSU2 | TN-DC-002-GPU-R02-PDU-B | 1 |  | 3000
TN-DC-002-GPU-003 | PSU3 | TN-DC-002-GPU-R02-PDU-A | 2 |  | 3000
TN-DC-002-GPU-003 | PSU4 | TN-DC-002-GPU-R02-PDU-B | 2 |  | 3000
TN-DC-002-GPU-004 | PSU1 | TN-DC-002-GPU-R02-PDU-A | 3 |  | 3000
TN-DC-002-GPU-004 | PSU2 | TN-DC-002-GPU-R02-PDU-B | 3 |  | 3000
TN-DC-002-GPU-004 | PSU3 | TN-DC-002-GPU-R02-PDU-A | 4 |  | 3000
TN-DC-002-GPU-004 | PSU4 | TN-DC-002-GPU-R02-PDU-B | 4 |  | 3000
TN-DC-002-GPU-005 | PSU1 | TN-DC-002-GPU-R03-PDU-A | 1 |  | 3000
TN-DC-002-GPU-005 | PSU2 | TN-DC-002-GPU-R03-PDU-B | 1 |  | 3000
TN-DC-002-GPU-005 | PSU3 | TN-DC-002-GPU-R03-PDU-A | 2 |  | 3000
TN-DC-002-GPU-005 | PSU4 | TN-DC-002-GPU-R03-PDU-B | 2 |  | 3000
TN-DC-002-GPU-006 | PSU1 | TN-DC-002-GPU-R03-PDU-A | 3 |  | 3000
TN-DC-002-GPU-006 | PSU2 | TN-DC-002-GPU-R03-PDU-B | 3 |  | 3000
TN-DC-002-GPU-006 | PSU3 | TN-DC-002-GPU-R03-PDU-A | 4 |  | 3000
TN-DC-002-GPU-006 | PSU4 | TN-DC-002-GPU-R03-PDU-B | 4 |  | 3000
TN-DC-002-GPU-007 | PSU1 | TN-DC-002-GPU-R04-PDU-A | 1 |  | 3000
TN-DC-002-GPU-007 | PSU2 | TN-DC-002-GPU-R04-PDU-B | 1 |  | 3000
TN-DC-002-GPU-007 | PSU3 | TN-DC-002-GPU-R04-PDU-A | 2 |  | 3000
TN-DC-002-GPU-007 | PSU4 | TN-DC-002-GPU-R04-PDU-B | 2 |  | 3000
TN-DC-002-GPU-008 | PSU1 | TN-DC-002-GPU-R04-PDU-A | 3 |  | 3000
TN-DC-002-GPU-008 | PSU2 | TN-DC-002-GPU-R04-PDU-B | 3 |  | 3000
TN-DC-002-GPU-008 | PSU3 | TN-DC-002-GPU-R04-PDU-A | 4 |  | 3000
TN-DC-002-GPU-008 | PSU4 | TN-DC-002-GPU-R04-PDU-B | 4 |  | 3000
Note on A1: Required: yes Type: ref (from Devices) System field: PowerCord.neId
Note on B1: As the device names it (PSU1, PEM0). Tenant gear: Feed A / Feed B. Required: yes Type: text System field: PowerCord.psu
Note on C1: A PDU in the same rack as the device. Required: yes Type: ref (from Rack_PDUs) System field: PowerCord.pduId
Note on D1: Outlet number on that PDU. Required: yes Type: integer System field: PowerCord.outlet
Note on E1: Phase or bank (L1, L2, L3). Leave blank to derive it from the outlet. Required: no Type: text System field: PowerCord.bankId
Note on F1: Nameplate rating of the supply. Required: no Type: decimal System field: (reference only)

## Patch_Panels
panel_id * | site_id * | rack_id * | name * | kind * | role * | ports *
MP-DC-001-A01-PP-F1 | MP-DC-001 | MP-DC-001-A01 | PP-F1 | LC duplex | rack | 24
MP-DC-001-MMR-R02-PP-F1 | MP-DC-001 | MP-DC-001-MMR-R02 | PP-F1 | LC duplex | rack | 24
TN-DC-002-NET-R01-PP-F1 | TN-DC-002 | TN-DC-002-NET-R01 | PP-F1 | LC duplex | rack | 24
TN-DC-002-NET-R02-PP-F1 | TN-DC-002 | TN-DC-002-NET-R02 | PP-F1 | LC duplex | rack | 24
TN-DC-002-NET-R02-PP-F2 | TN-DC-002 | TN-DC-002-NET-R02 | PP-F2 | LC duplex | rack | 24
TN-DC-002-NET-R02-PP-F3 | TN-DC-002 | TN-DC-002-NET-R02 | PP-F3 | LC duplex | rack | 24
TN-DC-002-NET-R02-PP-F4 | TN-DC-002 | TN-DC-002-NET-R02 | PP-F4 | LC duplex | rack | 24
TN-DC-002-NET-R02-PP-F5 | TN-DC-002 | TN-DC-002-NET-R02 | PP-F5 | LC duplex | rack | 24
TN-DC-002-GPU-R01-PP-F1 | TN-DC-002 | TN-DC-002-GPU-R01 | PP-F1 | LC duplex | rack | 24
TN-DC-002-GPU-R02-PP-F1 | TN-DC-002 | TN-DC-002-GPU-R02 | PP-F1 | LC duplex | rack | 24
TN-DC-002-GPU-R03-PP-F1 | TN-DC-002 | TN-DC-002-GPU-R03 | PP-F1 | LC duplex | rack | 24
TN-DC-002-GPU-R04-PP-F1 | TN-DC-002 | TN-DC-002-GPU-R04 | PP-F1 | LC duplex | rack | 24
TN-DC-002-STG-R01-PP-F1 | TN-DC-002 | TN-DC-002-STG-R01 | PP-F1 | LC duplex | rack | 24
MP-DC-001-MMR-R01-ODF-1 | MP-DC-001 | MP-DC-001-MMR-R01 | ODF-1 | LC duplex | odf | 24
TN-DC-002-MMR-R01-ODF-1 | TN-DC-002 | TN-DC-002-MMR-R01 | ODF-1 | LC duplex | odf | 24
TN-DC-002-MMR-R01-ODF-2 | TN-DC-002 | TN-DC-002-MMR-R01 | ODF-2 | LC duplex | odf | 24
TN-DC-002-MMR-R01-ODF-3 | TN-DC-002 | TN-DC-002-MMR-R01 | ODF-3 | LC duplex | odf | 24
TN-DC-002-MMR-R01-ODF-4 | TN-DC-002 | TN-DC-002-MMR-R01 | ODF-4 | LC duplex | odf | 24
TN-DC-002-MMR-R01-ODF-5 | TN-DC-002 | TN-DC-002-MMR-R01 | ODF-5 | LC duplex | odf | 24
TN-DC-002-MMR-R01-ODF-6 | TN-DC-002 | TN-DC-002-MMR-R01 | ODF-6 | LC duplex | odf | 24
TN-DC-002-MMR-R01-ODF-7 | TN-DC-002 | TN-DC-002-MMR-R01 | ODF-7 | LC duplex | odf | 24
TN-DC-002-MMR-R01-ODF-8 | TN-DC-002 | TN-DC-002-MMR-R01 | ODF-8 | LC duplex | odf | 24
TN-DC-002-MMR-R01-ODF-9 | TN-DC-002 | TN-DC-002-MMR-R01 | ODF-9 | LC duplex | odf | 24
TN-DC-002-MMR-R01-ODF-10 | TN-DC-002 | TN-DC-002-MMR-R01 | ODF-10 | LC duplex | odf | 24
TN-DC-002-MMR-R01-ODF-11 | TN-DC-002 | TN-DC-002-MMR-R01 | ODF-11 | LC duplex | odf | 24
Note on A1: Unique, for example MP-DC-001-A01-PP-F1. Required: yes Type: text System field: PatchPanel.id
Note on B1: Required: yes Type: ref (from Sites) System field: PatchPanel.dcId
Note on C1: Required: yes Type: ref (from Racks) System field: PatchPanel.rackId
Note on D1: Label on the panel. Required: yes Type: text System field: PatchPanel.name
Note on E1: LC duplex (fibre), MPO (high-density fibre) or RJ45 (copper). Required: yes Type: list (from panel_kind) System field: PatchPanel.kind
Note on F1: rack = top of a cabinet; odf = in the site's patching / main distribution rack. Required: yes Type: list (from panel_role) System field: PatchPanel.role
Note on G1: Required: yes Type: integer System field: PatchPanel.ports

## Trunk_Cables
trunk_id * | site_id * | a_panel_id * | z_panel_id * | kind * | pairs * | route * | length_m
MP-DC-001-A01-TRK-1 | MP-DC-001 | MP-DC-001-A01-PP-F1 | MP-DC-001-MMR-R01-ODF-1 | MPO-24 OM4 trunk | 12 | Tray route 1 | 60
MP-DC-001-A01-TRK-2 | MP-DC-001 | MP-DC-001-A01-PP-F1 | MP-DC-001-MMR-R01-ODF-1 | MPO-24 OM4 trunk | 12 | Tray route 2 | 60
MP-DC-001-MMR-R02-TRK-1 | MP-DC-001 | MP-DC-001-MMR-R02-PP-F1 | MP-DC-001-MMR-R01-ODF-1 | MPO-24 OM4 trunk | 12 | Tray route 1 | 35
MP-DC-001-MMR-R02-TRK-2 | MP-DC-001 | MP-DC-001-MMR-R02-PP-F1 | MP-DC-001-MMR-R01-ODF-1 | MPO-24 OM4 trunk | 12 | Tray route 2 | 35
TN-DC-002-NET-R01-TRK-1 | TN-DC-002 | TN-DC-002-NET-R01-PP-F1 | TN-DC-002-MMR-R01-ODF-1 | MPO-24 OM4 trunk | 12 | Tray route 1 | 35
TN-DC-002-NET-R01-TRK-2 | TN-DC-002 | TN-DC-002-NET-R01-PP-F1 | TN-DC-002-MMR-R01-ODF-1 | MPO-24 OM4 trunk | 12 | Tray route 2 | 35
TN-DC-002-NET-R02-TRK-1 | TN-DC-002 | TN-DC-002-NET-R02-PP-F5 | TN-DC-002-MMR-R01-ODF-1 | MPO-24 OM4 trunk | 60 | Tray route 1 | 35
TN-DC-002-NET-R02-TRK-2 | TN-DC-002 | TN-DC-002-NET-R02-PP-F5 | TN-DC-002-MMR-R01-ODF-1 | MPO-24 OM4 trunk | 60 | Tray route 2 | 35
TN-DC-002-GPU-R01-TRK-1 | TN-DC-002 | TN-DC-002-GPU-R01-PP-F1 | TN-DC-002-MMR-R01-ODF-1 | MPO-24 OM4 trunk | 12 | Tray route 1 | 60
TN-DC-002-GPU-R01-TRK-2 | TN-DC-002 | TN-DC-002-GPU-R01-PP-F1 | TN-DC-002-MMR-R01-ODF-1 | MPO-24 OM4 trunk | 12 | Tray route 2 | 60
TN-DC-002-GPU-R02-TRK-1 | TN-DC-002 | TN-DC-002-GPU-R02-PP-F1 | TN-DC-002-MMR-R01-ODF-1 | MPO-24 OM4 trunk | 12 | Tray route 1 | 60
TN-DC-002-GPU-R02-TRK-2 | TN-DC-002 | TN-DC-002-GPU-R02-PP-F1 | TN-DC-002-MMR-R01-ODF-1 | MPO-24 OM4 trunk | 12 | Tray route 2 | 60
TN-DC-002-GPU-R03-TRK-1 | TN-DC-002 | TN-DC-002-GPU-R03-PP-F1 | TN-DC-002-MMR-R01-ODF-1 | MPO-24 OM4 trunk | 12 | Tray route 1 | 60
TN-DC-002-GPU-R03-TRK-2 | TN-DC-002 | TN-DC-002-GPU-R03-PP-F1 | TN-DC-002-MMR-R01-ODF-1 | MPO-24 OM4 trunk | 12 | Tray route 2 | 60
TN-DC-002-GPU-R04-TRK-1 | TN-DC-002 | TN-DC-002-GPU-R04-PP-F1 | TN-DC-002-MMR-R01-ODF-1 | MPO-24 OM4 trunk | 12 | Tray route 1 | 60
TN-DC-002-GPU-R04-TRK-2 | TN-DC-002 | TN-DC-002-GPU-R04-PP-F1 | TN-DC-002-MMR-R01-ODF-1 | MPO-24 OM4 trunk | 12 | Tray route 2 | 60
TN-DC-002-STG-R01-TRK-1 | TN-DC-002 | TN-DC-002-STG-R01-PP-F1 | TN-DC-002-MMR-R01-ODF-1 | MPO-24 OM4 trunk | 12 | Tray route 1 | 35
TN-DC-002-STG-R01-TRK-2 | TN-DC-002 | TN-DC-002-STG-R01-PP-F1 | TN-DC-002-MMR-R01-ODF-1 | MPO-24 OM4 trunk | 12 | Tray route 2 | 35
Note on A1: Required: yes Type: text System field: Trunk.id
Note on B1: Required: yes Type: ref (from Sites) System field: Trunk.dcId
Note on C1: Required: yes Type: ref (from Patch_Panels) System field: Trunk.aPanel
Note on D1: Required: yes Type: ref (from Patch_Panels) System field: Trunk.zPanel
Note on E1: For example "MPO-24 OM4 trunk" or "Cat6A 24-cable bundle". Required: yes Type: text System field: Trunk.kind
Note on F1: Duplex pairs (fibre) or cables (copper). Required: yes Type: integer System field: Trunk.pairs
Note on G1: Tray route. Two diverse routes let dual-homed devices survive one cut tray. Required: yes Type: list (from tray_route) System field: Trunk.route
Note on H1: Required: no Type: decimal System field: Trunk.lengthM

## Cable_Paths
link_id * | end * | device_id * | patch_cord_id | panel_id | panel_port | trunk_id | odf_panel_id | odf_port | osp_core
LNK-0001 | A | MP-DC-001-BDR-01 | MP-DC-001-MMR-R01-PC-0001
LNK-0001 | Z | MP-DC-001-FW-01 | MP-DC-001-MMR-R01-PC-0002
LNK-0002 | A | MP-DC-001-FW-01 | MP-DC-001-MMR-R01-PC-0003 |  |  |  | MP-DC-001-MMR-R01-ODF-1 | 1
LNK-0002 | Z | MP-DC-001-AGG-01 | MP-DC-001-A01-PC-0004 | MP-DC-001-A01-PP-F1 | 1 | MP-DC-001-A01-TRK-1 | MP-DC-001-MMR-R01-ODF-1 | 2
LNK-0003 | A | MP-DC-001-AGG-01 | MP-DC-001-A01-PC-0005 | MP-DC-001-A01-PP-F1 | 2 | MP-DC-001-A01-TRK-2 | MP-DC-001-MMR-R01-ODF-1 | 3
LNK-0003 | Z | MP-DC-001-MMR-SW-01 | MP-DC-001-MMR-R02-PC-0006 | MP-DC-001-MMR-R02-PP-F1 | 1 | MP-DC-001-MMR-R02-TRK-1 | MP-DC-001-MMR-R01-ODF-1 | 4
LNK-0004 | A | MP-DC-001-BDR-02 | MP-DC-001-MMR-R01-PC-0007
LNK-0004 | Z | MP-DC-001-FW-02 | MP-DC-001-MMR-R01-PC-0008
LNK-0005 | A | MP-DC-001-FW-02 | MP-DC-001-MMR-R01-PC-0009 |  |  |  | MP-DC-001-MMR-R01-ODF-1 | 5
LNK-0005 | Z | MP-DC-001-AGG-02 | MP-DC-001-A01-PC-0010 | MP-DC-001-A01-PP-F1 | 3 | MP-DC-001-A01-TRK-1 | MP-DC-001-MMR-R01-ODF-1 | 6
LNK-0006 | A | MP-DC-001-AGG-02 | MP-DC-001-A01-PC-0011 | MP-DC-001-A01-PP-F1 | 4 | MP-DC-001-A01-TRK-2 | MP-DC-001-MMR-R01-ODF-1 | 7
LNK-0006 | Z | MP-DC-001-MMR-SW-02 | MP-DC-001-MMR-R02-PC-0012 | MP-DC-001-MMR-R02-PP-F1 | 2 | MP-DC-001-MMR-R02-TRK-1 | MP-DC-001-MMR-R01-ODF-1 | 8
LNK-0007 | A | MP-DC-001-BDR-01 | MP-DC-001-MMR-R01-PC-0013
LNK-0007 | Z | MP-DC-001-BDR-02 | MP-DC-001-MMR-R01-PC-0014
LNK-0008 | A | MP-DC-001-AGG-01 | MP-DC-001-A01-PC-0015
LNK-0008 | Z | MP-DC-001-AGG-02 | MP-DC-001-A01-PC-0016
LNK-0009 | A | MP-DC-001-OOB-01 | MP-DC-001-A01-PC-0017 | MP-DC-001-A01-PP-F1 | 5 | MP-DC-001-A01-TRK-1 | MP-DC-001-MMR-R01-ODF-1 | 9
LNK-0009 | Z | MP-DC-001-BDR-01 | MP-DC-001-MMR-R01-PC-0018 |  |  |  | MP-DC-001-MMR-R01-ODF-1 | 10
LNK-0010 | A | MP-DC-001-OOB-01 | MP-DC-001-A01-PC-0019 | MP-DC-001-A01-PP-F1 | 6 | MP-DC-001-A01-TRK-2 | MP-DC-001-MMR-R01-ODF-1 | 11
LNK-0010 | Z | MP-DC-001-BDR-02 | MP-DC-001-MMR-R01-PC-0020 |  |  |  | MP-DC-001-MMR-R01-ODF-1 | 12
LNK-0011 | A | MP-DC-001-OOB-01 | MP-DC-001-A01-PC-0021 | MP-DC-001-A01-PP-F1 | 7 | MP-DC-001-A01-TRK-1 | MP-DC-001-MMR-R01-ODF-1 | 13
LNK-0011 | Z | MP-DC-001-FW-01 | MP-DC-001-MMR-R01-PC-0022 |  |  |  | MP-DC-001-MMR-R01-ODF-1 | 14
LNK-0012 | A | MP-DC-001-OOB-01 | MP-DC-001-A01-PC-0023 | MP-DC-001-A01-PP-F1 | 8 | MP-DC-001-A01-TRK-2 | MP-DC-001-MMR-R01-ODF-1 | 15
LNK-0012 | Z | MP-DC-001-FW-02 | MP-DC-001-MMR-R01-PC-0024 |  |  |  | MP-DC-001-MMR-R01-ODF-1 | 16
LNK-0013 | A | MP-DC-001-OOB-01 | MP-DC-001-A01-PC-0025 | MP-DC-001-A01-PP-F1 | 9 | MP-DC-001-A01-TRK-1 | MP-DC-001-MMR-R01-ODF-1 | 17
LNK-0013 | Z | MP-DC-001-MMR-SW-01 | MP-DC-001-MMR-R02-PC-0026 | MP-DC-001-MMR-R02-PP-F1 | 3 | MP-DC-001-MMR-R02-TRK-2 | MP-DC-001-MMR-R01-ODF-1 | 18
LNK-0014 | A | MP-DC-001-OOB-01 | MP-DC-001-A01-PC-0027 | MP-DC-001-A01-PP-F1 | 10 | MP-DC-001-A01-TRK-2 | MP-DC-001-MMR-R01-ODF-1 | 19
LNK-0014 | Z | MP-DC-001-MMR-SW-02 | MP-DC-001-MMR-R02-PC-0028 | MP-DC-001-MMR-R02-PP-F1 | 4 | MP-DC-001-MMR-R02-TRK-2 | MP-DC-001-MMR-R01-ODF-1 | 20
LNK-0015 | A | MP-DC-001-OOB-01 | MP-DC-001-A01-PC-0029
LNK-0015 | Z | MP-DC-001-AGG-01 | MP-DC-001-A01-PC-0030
LNK-0016 | A | MP-DC-001-OOB-01 | MP-DC-001-A01-PC-0031
LNK-0016 | Z | MP-DC-001-AGG-02 | MP-DC-001-A01-PC-0032
LNK-0017 | A | TN-DC-002-BDR-01 | TN-DC-002-MMR-R01-PC-0033
LNK-0017 | Z | TN-DC-002-FW-01 | TN-DC-002-MMR-R01-PC-0034
LNK-0018 | A | TN-DC-002-FW-01 | TN-DC-002-MMR-R01-PC-0035 |  |  |  | TN-DC-002-MMR-R01-ODF-1 | 1
LNK-0018 | Z | TN-DC-002-ETH-SPINE-01 | TN-DC-002-NET-R01-PC-0036 | TN-DC-002-NET-R01-PP-F1 | 1 | TN-DC-002-NET-R01-TRK-1 | TN-DC-002-MMR-R01-ODF-1 | 2
LNK-0019 | A | TN-DC-002-FW-01 | TN-DC-002-MMR-R01-PC-0037 |  |  |  | TN-DC-002-MMR-R01-ODF-1 | 3
LNK-0019 | Z | TN-DC-002-ETH-SPINE-02 | TN-DC-002-NET-R01-PC-0038 | TN-DC-002-NET-R01-PP-F1 | 2 | TN-DC-002-NET-R01-TRK-1 | TN-DC-002-MMR-R01-ODF-1 | 4
LNK-0020 | A | TN-DC-002-BDR-02 | TN-DC-002-MMR-R01-PC-0039
LNK-0020 | Z | TN-DC-002-FW-02 | TN-DC-002-MMR-R01-PC-0040
LNK-0021 | A | TN-DC-002-FW-02 | TN-DC-002-MMR-R01-PC-0041 |  |  |  | TN-DC-002-MMR-R01-ODF-1 | 5
LNK-0021 | Z | TN-DC-002-ETH-SPINE-01 | TN-DC-002-NET-R01-PC-0042 | TN-DC-002-NET-R01-PP-F1 | 3 | TN-DC-002-NET-R01-TRK-2 | TN-DC-002-MMR-R01-ODF-1 | 6
LNK-0022 | A | TN-DC-002-FW-02 | TN-DC-002-MMR-R01-PC-0043 |  |  |  | TN-DC-002-MMR-R01-ODF-1 | 7
LNK-0022 | Z | TN-DC-002-ETH-SPINE-02 | TN-DC-002-NET-R01-PC-0044 | TN-DC-002-NET-R01-PP-F1 | 4 | TN-DC-002-NET-R01-TRK-2 | TN-DC-002-MMR-R01-ODF-1 | 8
LNK-0023 | A | TN-DC-002-BDR-01 | TN-DC-002-MMR-R01-PC-0045
LNK-0023 | Z | TN-DC-002-BDR-02 | TN-DC-002-MMR-R01-PC-0046
LNK-0024 | A | TN-DC-002-ETH-SPINE-01 | TN-DC-002-NET-R01-PC-0047 | TN-DC-002-NET-R01-PP-F1 | 5 | TN-DC-002-NET-R01-TRK-1 | TN-DC-002-MMR-R01-ODF-1 | 9
LNK-0024 | Z | TN-DC-002-ETH-LEAF-01 | TN-DC-002-NET-R02-PC-0048 | TN-DC-002-NET-R02-PP-F1 | 1 | TN-DC-002-NET-R02-TRK-1 | TN-DC-002-MMR-R01-ODF-1 | 10
LNK-0025 | A | TN-DC-002-IB-SPINE-01 | TN-DC-002-NET-R01-PC-0049 | TN-DC-002-NET-R01-PP-F1 | 6 | TN-DC-002-NET-R01-TRK-1 | TN-DC-002-MMR-R01-ODF-1 | 11
LNK-0025 | Z | TN-DC-002-IB-LEAF-01 | TN-DC-002-NET-R02-PC-0050 | TN-DC-002-NET-R02-PP-F1 | 2 | TN-DC-002-NET-R02-TRK-1 | TN-DC-002-MMR-R01-ODF-1 | 12
LNK-0026 | A | TN-DC-002-IB-SPINE-01 | TN-DC-002-NET-R01-PC-0051 | TN-DC-002-NET-R01-PP-F1 | 7 | TN-DC-002-NET-R01-TRK-2 | TN-DC-002-MMR-R01-ODF-1 | 13
LNK-0026 | Z | TN-DC-002-IB-LEAF-01 | TN-DC-002-NET-R02-PC-0052 | TN-DC-002-NET-R02-PP-F1 | 3 | TN-DC-002-NET-R02-TRK-2 | TN-DC-002-MMR-R01-ODF-1 | 14
LNK-0027 | A | TN-DC-002-ETH-SPINE-01 | TN-DC-002-NET-R01-PC-0053 | TN-DC-002-NET-R01-PP-F1 | 8 | TN-DC-002-NET-R01-TRK-2 | TN-DC-002-MMR-R01-ODF-1 | 15
LNK-0027 | Z | TN-DC-002-ETH-LEAF-02 | TN-DC-002-NET-R02-PC-0054 | TN-DC-002-NET-R02-PP-F1 | 4 | TN-DC-002-NET-R02-TRK-1 | TN-DC-002-MMR-R01-ODF-1 | 16
LNK-0028 | A | TN-DC-002-IB-SPINE-01 | TN-DC-002-NET-R01-PC-0055 | TN-DC-002-NET-R01-PP-F1 | 9 | TN-DC-002-NET-R01-TRK-1 | TN-DC-002-MMR-R01-ODF-1 | 17
LNK-0028 | Z | TN-DC-002-IB-LEAF-02 | TN-DC-002-NET-R02-PC-0056 | TN-DC-002-NET-R02-PP-F1 | 5 | TN-DC-002-NET-R02-TRK-1 | TN-DC-002-MMR-R01-ODF-1 | 18
LNK-0029 | A | TN-DC-002-IB-SPINE-01 | TN-DC-002-NET-R01-PC-0057 | TN-DC-002-NET-R01-PP-F1 | 10 | TN-DC-002-NET-R01-TRK-2 | TN-DC-002-MMR-R01-ODF-1 | 19
LNK-0029 | Z | TN-DC-002-IB-LEAF-02 | TN-DC-002-NET-R02-PC-0058 | TN-DC-002-NET-R02-PP-F1 | 6 | TN-DC-002-NET-R02-TRK-2 | TN-DC-002-MMR-R01-ODF-1 | 20
LNK-0030 | A | TN-DC-002-ETH-SPINE-02 | TN-DC-002-NET-R01-PC-0059 | TN-DC-002-NET-R01-PP-F1 | 11 | TN-DC-002-NET-R01-TRK-1 | TN-DC-002-MMR-R01-ODF-1 | 21
LNK-0030 | Z | TN-DC-002-ETH-LEAF-01 | TN-DC-002-NET-R02-PC-0060 | TN-DC-002-NET-R02-PP-F1 | 7 | TN-DC-002-NET-R02-TRK-2 | TN-DC-002-MMR-R01-ODF-1 | 22
LNK-0031 | A | TN-DC-002-IB-SPINE-02 | TN-DC-002-NET-R01-PC-0061 | TN-DC-002-NET-R01-PP-F1 | 12 | TN-DC-002-NET-R01-TRK-1 | TN-DC-002-MMR-R01-ODF-1 | 23
LNK-0031 | Z | TN-DC-002-IB-LEAF-01 | TN-DC-002-NET-R02-PC-0062 | TN-DC-002-NET-R02-PP-F1 | 8 | TN-DC-002-NET-R02-TRK-1 | TN-DC-002-MMR-R01-ODF-1 | 24
LNK-0032 | A | TN-DC-002-IB-SPINE-02 | TN-DC-002-NET-R01-PC-0063 | TN-DC-002-NET-R01-PP-F1 | 13 | TN-DC-002-NET-R01-TRK-2 | TN-DC-002-MMR-R01-ODF-2 | 1
LNK-0032 | Z | TN-DC-002-IB-LEAF-01 | TN-DC-002-NET-R02-PC-0064 | TN-DC-002-NET-R02-PP-F1 | 9 | TN-DC-002-NET-R02-TRK-2 | TN-DC-002-MMR-R01-ODF-2 | 2
LNK-0033 | A | TN-DC-002-ETH-SPINE-02 | TN-DC-002-NET-R01-PC-0065 | TN-DC-002-NET-R01-PP-F1 | 14 | TN-DC-002-NET-R01-TRK-2 | TN-DC-002-MMR-R01-ODF-2 | 3
LNK-0033 | Z | TN-DC-002-ETH-LEAF-02 | TN-DC-002-NET-R02-PC-0066 | TN-DC-002-NET-R02-PP-F1 | 10 | TN-DC-002-NET-R02-TRK-2 | TN-DC-002-MMR-R01-ODF-2 | 4
LNK-0034 | A | TN-DC-002-IB-SPINE-02 | TN-DC-002-NET-R01-PC-0067 | TN-DC-002-NET-R01-PP-F1 | 15 | TN-DC-002-NET-R01-TRK-1 | TN-DC-002-MMR-R01-ODF-2 | 5
LNK-0034 | Z | TN-DC-002-IB-LEAF-02 | TN-DC-002-NET-R02-PC-0068 | TN-DC-002-NET-R02-PP-F1 | 11 | TN-DC-002-NET-R02-TRK-1 | TN-DC-002-MMR-R01-ODF-2 | 6
LNK-0035 | A | TN-DC-002-IB-SPINE-02 | TN-DC-002-NET-R01-PC-0069 | TN-DC-002-NET-R01-PP-F1 | 16 | TN-DC-002-NET-R01-TRK-2 | TN-DC-002-MMR-R01-ODF-2 | 7
LNK-0035 | Z | TN-DC-002-IB-LEAF-02 | TN-DC-002-NET-R02-PC-0070 | TN-DC-002-NET-R02-PP-F1 | 12 | TN-DC-002-NET-R02-TRK-2 | TN-DC-002-MMR-R01-ODF-2 | 8
LNK-0036 | A | TN-DC-002-GPU-001 | TN-DC-002-GPU-R01-PC-0071 | TN-DC-002-GPU-R01-PP-F1 | 1 | TN-DC-002-GPU-R01-TRK-1 | TN-DC-002-MMR-R01-ODF-2 | 9
LNK-0036 | Z | TN-DC-002-IB-LEAF-01 | TN-DC-002-NET-R02-PC-0072 | TN-DC-002-NET-R02-PP-F1 | 13 | TN-DC-002-NET-R02-TRK-1 | TN-DC-002-MMR-R01-ODF-2 | 10
LNK-0037 | A | TN-DC-002-GPU-001 | TN-DC-002-GPU-R01-PC-0073 | TN-DC-002-GPU-R01-PP-F1 | 2 | TN-DC-002-GPU-R01-TRK-2 | TN-DC-002-MMR-R01-ODF-2 | 11
LNK-0037 | Z | TN-DC-002-IB-LEAF-02 | TN-DC-002-NET-R02-PC-0074 | TN-DC-002-NET-R02-PP-F1 | 14 | TN-DC-002-NET-R02-TRK-1 | TN-DC-002-MMR-R01-ODF-2 | 12
LNK-0038 | A | TN-DC-002-GPU-001 | TN-DC-002-GPU-R01-PC-0075 | TN-DC-002-GPU-R01-PP-F1 | 3 | TN-DC-002-GPU-R01-TRK-1 | TN-DC-002-MMR-R01-ODF-2 | 13
LNK-0038 | Z | TN-DC-002-IB-LEAF-01 | TN-DC-002-NET-R02-PC-0076 | TN-DC-002-NET-R02-PP-F1 | 15 | TN-DC-002-NET-R02-TRK-2 | TN-DC-002-MMR-R01-ODF-2 | 14
LNK-0039 | A | TN-DC-002-GPU-001 | TN-DC-002-GPU-R01-PC-0077 | TN-DC-002-GPU-R01-PP-F1 | 4 | TN-DC-002-GPU-R01-TRK-2 | TN-DC-002-MMR-R01-ODF-2 | 15
LNK-0039 | Z | TN-DC-002-IB-LEAF-02 | TN-DC-002-NET-R02-PC-0078 | TN-DC-002-NET-R02-PP-F1 | 16 | TN-DC-002-NET-R02-TRK-2 | TN-DC-002-MMR-R01-ODF-2 | 16
LNK-0040 | A | TN-DC-002-GPU-001 | TN-DC-002-GPU-R01-PC-0079 | TN-DC-002-GPU-R01-PP-F1 | 5 | TN-DC-002-GPU-R01-TRK-1 | TN-DC-002-MMR-R01-ODF-2 | 17
LNK-0040 | Z | TN-DC-002-IB-LEAF-01 | TN-DC-002-NET-R02-PC-0080 | TN-DC-002-NET-R02-PP-F1 | 17 | TN-DC-002-NET-R02-TRK-1 | TN-DC-002-MMR-R01-ODF-2 | 18
LNK-0041 | A | TN-DC-002-GPU-001 | TN-DC-002-GPU-R01-PC-0081 | TN-DC-002-GPU-R01-PP-F1 | 6 | TN-DC-002-GPU-R01-TRK-2 | TN-DC-002-MMR-R01-ODF-2 | 19
LNK-0041 | Z | TN-DC-002-IB-LEAF-02 | TN-DC-002-NET-R02-PC-0082 | TN-DC-002-NET-R02-PP-F1 | 18 | TN-DC-002-NET-R02-TRK-1 | TN-DC-002-MMR-R01-ODF-2 | 20
LNK-0042 | A | TN-DC-002-GPU-001 | TN-DC-002-GPU-R01-PC-0083 | TN-DC-002-GPU-R01-PP-F1 | 7 | TN-DC-002-GPU-R01-TRK-1 | TN-DC-002-MMR-R01-ODF-2 | 21
LNK-0042 | Z | TN-DC-002-IB-LEAF-01 | TN-DC-002-NET-R02-PC-0084 | TN-DC-002-NET-R02-PP-F1 | 19 | TN-DC-002-NET-R02-TRK-2 | TN-DC-002-MMR-R01-ODF-2 | 22
LNK-0043 | A | TN-DC-002-GPU-001 | TN-DC-002-GPU-R01-PC-0085 | TN-DC-002-GPU-R01-PP-F1 | 8 | TN-DC-002-GPU-R01-TRK-2 | TN-DC-002-MMR-R01-ODF-2 | 23
LNK-0043 | Z | TN-DC-002-IB-LEAF-02 | TN-DC-002-NET-R02-PC-0086 | TN-DC-002-NET-R02-PP-F1 | 20 | TN-DC-002-NET-R02-TRK-2 | TN-DC-002-MMR-R01-ODF-2 | 24
LNK-0044 | A | TN-DC-002-GPU-001 | TN-DC-002-GPU-R01-PC-0087 | TN-DC-002-GPU-R01-PP-F1 | 9 | TN-DC-002-GPU-R01-TRK-1 | TN-DC-002-MMR-R01-ODF-3 | 1
LNK-0044 | Z | TN-DC-002-ETH-LEAF-01 | TN-DC-002-NET-R02-PC-0088 | TN-DC-002-NET-R02-PP-F1 | 21 | TN-DC-002-NET-R02-TRK-1 | TN-DC-002-MMR-R01-ODF-3 | 2
LNK-0045 | A | TN-DC-002-GPU-001 | TN-DC-002-GPU-R01-PC-0089 | TN-DC-002-GPU-R01-PP-F1 | 10 | TN-DC-002-GPU-R01-TRK-2 | TN-DC-002-MMR-R01-ODF-3 | 3
LNK-0045 | Z | TN-DC-002-ETH-LEAF-02 | TN-DC-002-NET-R02-PC-0090 | TN-DC-002-NET-R02-PP-F1 | 22 | TN-DC-002-NET-R02-TRK-1 | TN-DC-002-MMR-R01-ODF-3 | 4
LNK-0046 | A | TN-DC-002-GPU-002 | TN-DC-002-GPU-R01-PC-0091 | TN-DC-002-GPU-R01-PP-F1 | 11 | TN-DC-002-GPU-R01-TRK-1 | TN-DC-002-MMR-R01-ODF-3 | 5
LNK-0046 | Z | TN-DC-002-IB-LEAF-01 | TN-DC-002-NET-R02-PC-0092 | TN-DC-002-NET-R02-PP-F1 | 23 | TN-DC-002-NET-R02-TRK-1 | TN-DC-002-MMR-R01-ODF-3 | 6
LNK-0047 | A | TN-DC-002-GPU-002 | TN-DC-002-GPU-R01-PC-0093 | TN-DC-002-GPU-R01-PP-F1 | 12 | TN-DC-002-GPU-R01-TRK-2 | TN-DC-002-MMR-R01-ODF-3 | 7
LNK-0047 | Z | TN-DC-002-IB-LEAF-02 | TN-DC-002-NET-R02-PC-0094 | TN-DC-002-NET-R02-PP-F1 | 24 | TN-DC-002-NET-R02-TRK-1 | TN-DC-002-MMR-R01-ODF-3 | 8
LNK-0048 | A | TN-DC-002-GPU-002 | TN-DC-002-GPU-R01-PC-0095 | TN-DC-002-GPU-R01-PP-F1 | 13 | TN-DC-002-GPU-R01-TRK-1 | TN-DC-002-MMR-R01-ODF-3 | 9
LNK-0048 | Z | TN-DC-002-IB-LEAF-01 | TN-DC-002-NET-R02-PC-0096 | TN-DC-002-NET-R02-PP-F2 | 1 | TN-DC-002-NET-R02-TRK-2 | TN-DC-002-MMR-R01-ODF-3 | 10
LNK-0049 | A | TN-DC-002-GPU-002 | TN-DC-002-GPU-R01-PC-0097 | TN-DC-002-GPU-R01-PP-F1 | 14 | TN-DC-002-GPU-R01-TRK-2 | TN-DC-002-MMR-R01-ODF-3 | 11
LNK-0049 | Z | TN-DC-002-IB-LEAF-02 | TN-DC-002-NET-R02-PC-0098 | TN-DC-002-NET-R02-PP-F2 | 2 | TN-DC-002-NET-R02-TRK-2 | TN-DC-002-MMR-R01-ODF-3 | 12
LNK-0050 | A | TN-DC-002-GPU-002 | TN-DC-002-GPU-R01-PC-0099 | TN-DC-002-GPU-R01-PP-F1 | 15 | TN-DC-002-GPU-R01-TRK-1 | TN-DC-002-MMR-R01-ODF-3 | 13
LNK-0050 | Z | TN-DC-002-IB-LEAF-01 | TN-DC-002-NET-R02-PC-0100 | TN-DC-002-NET-R02-PP-F2 | 3 | TN-DC-002-NET-R02-TRK-1 | TN-DC-002-MMR-R01-ODF-3 | 14
LNK-0051 | A | TN-DC-002-GPU-002 | TN-DC-002-GPU-R01-PC-0101 | TN-DC-002-GPU-R01-PP-F1 | 16 | TN-DC-002-GPU-R01-TRK-2 | TN-DC-002-MMR-R01-ODF-3 | 15
LNK-0051 | Z | TN-DC-002-IB-LEAF-02 | TN-DC-002-NET-R02-PC-0102 | TN-DC-002-NET-R02-PP-F2 | 4 | TN-DC-002-NET-R02-TRK-1 | TN-DC-002-MMR-R01-ODF-3 | 16
LNK-0052 | A | TN-DC-002-GPU-002 | TN-DC-002-GPU-R01-PC-0103 | TN-DC-002-GPU-R01-PP-F1 | 17 | TN-DC-002-GPU-R01-TRK-1 | TN-DC-002-MMR-R01-ODF-3 | 17
LNK-0052 | Z | TN-DC-002-IB-LEAF-01 | TN-DC-002-NET-R02-PC-0104 | TN-DC-002-NET-R02-PP-F2 | 5 | TN-DC-002-NET-R02-TRK-2 | TN-DC-002-MMR-R01-ODF-3 | 18
LNK-0053 | A | TN-DC-002-GPU-002 | TN-DC-002-GPU-R01-PC-0105 | TN-DC-002-GPU-R01-PP-F1 | 18 | TN-DC-002-GPU-R01-TRK-2 | TN-DC-002-MMR-R01-ODF-3 | 19
LNK-0053 | Z | TN-DC-002-IB-LEAF-02 | TN-DC-002-NET-R02-PC-0106 | TN-DC-002-NET-R02-PP-F2 | 6 | TN-DC-002-NET-R02-TRK-2 | TN-DC-002-MMR-R01-ODF-3 | 20
LNK-0054 | A | TN-DC-002-GPU-002 | TN-DC-002-GPU-R01-PC-0107 | TN-DC-002-GPU-R01-PP-F1 | 19 | TN-DC-002-GPU-R01-TRK-1 | TN-DC-002-MMR-R01-ODF-3 | 21
LNK-0054 | Z | TN-DC-002-ETH-LEAF-01 | TN-DC-002-NET-R02-PC-0108 | TN-DC-002-NET-R02-PP-F2 | 7 | TN-DC-002-NET-R02-TRK-2 | TN-DC-002-MMR-R01-ODF-3 | 22
LNK-0055 | A | TN-DC-002-GPU-002 | TN-DC-002-GPU-R01-PC-0109 | TN-DC-002-GPU-R01-PP-F1 | 20 | TN-DC-002-GPU-R01-TRK-2 | TN-DC-002-MMR-R01-ODF-3 | 23
LNK-0055 | Z | TN-DC-002-ETH-LEAF-02 | TN-DC-002-NET-R02-PC-0110 | TN-DC-002-NET-R02-PP-F2 | 8 | TN-DC-002-NET-R02-TRK-2 | TN-DC-002-MMR-R01-ODF-3 | 24
LNK-0056 | A | TN-DC-002-GPU-003 | TN-DC-002-GPU-R02-PC-0111 | TN-DC-002-GPU-R02-PP-F1 | 1 | TN-DC-002-GPU-R02-TRK-1 | TN-DC-002-MMR-R01-ODF-4 | 1
LNK-0056 | Z | TN-DC-002-IB-LEAF-01 | TN-DC-002-NET-R02-PC-0112 | TN-DC-002-NET-R02-PP-F2 | 9 | TN-DC-002-NET-R02-TRK-1 | TN-DC-002-MMR-R01-ODF-4 | 2
LNK-0057 | A | TN-DC-002-GPU-003 | TN-DC-002-GPU-R02-PC-0113 | TN-DC-002-GPU-R02-PP-F1 | 2 | TN-DC-002-GPU-R02-TRK-2 | TN-DC-002-MMR-R01-ODF-4 | 3
LNK-0057 | Z | TN-DC-002-IB-LEAF-02 | TN-DC-002-NET-R02-PC-0114 | TN-DC-002-NET-R02-PP-F2 | 10 | TN-DC-002-NET-R02-TRK-1 | TN-DC-002-MMR-R01-ODF-4 | 4
LNK-0058 | A | TN-DC-002-GPU-003 | TN-DC-002-GPU-R02-PC-0115 | TN-DC-002-GPU-R02-PP-F1 | 3 | TN-DC-002-GPU-R02-TRK-1 | TN-DC-002-MMR-R01-ODF-4 | 5
LNK-0058 | Z | TN-DC-002-IB-LEAF-01 | TN-DC-002-NET-R02-PC-0116 | TN-DC-002-NET-R02-PP-F2 | 11 | TN-DC-002-NET-R02-TRK-2 | TN-DC-002-MMR-R01-ODF-4 | 6
LNK-0059 | A | TN-DC-002-GPU-003 | TN-DC-002-GPU-R02-PC-0117 | TN-DC-002-GPU-R02-PP-F1 | 4 | TN-DC-002-GPU-R02-TRK-2 | TN-DC-002-MMR-R01-ODF-4 | 7
LNK-0059 | Z | TN-DC-002-IB-LEAF-02 | TN-DC-002-NET-R02-PC-0118 | TN-DC-002-NET-R02-PP-F2 | 12 | TN-DC-002-NET-R02-TRK-2 | TN-DC-002-MMR-R01-ODF-4 | 8
LNK-0060 | A | TN-DC-002-GPU-003 | TN-DC-002-GPU-R02-PC-0119 | TN-DC-002-GPU-R02-PP-F1 | 5 | TN-DC-002-GPU-R02-TRK-1 | TN-DC-002-MMR-R01-ODF-4 | 9
LNK-0060 | Z | TN-DC-002-IB-LEAF-01 | TN-DC-002-NET-R02-PC-0120 | TN-DC-002-NET-R02-PP-F2 | 13 | TN-DC-002-NET-R02-TRK-1 | TN-DC-002-MMR-R01-ODF-4 | 10
LNK-0061 | A | TN-DC-002-GPU-003 | TN-DC-002-GPU-R02-PC-0121 | TN-DC-002-GPU-R02-PP-F1 | 6 | TN-DC-002-GPU-R02-TRK-2 | TN-DC-002-MMR-R01-ODF-4 | 11
LNK-0061 | Z | TN-DC-002-IB-LEAF-02 | TN-DC-002-NET-R02-PC-0122 | TN-DC-002-NET-R02-PP-F2 | 14 | TN-DC-002-NET-R02-TRK-1 | TN-DC-002-MMR-R01-ODF-4 | 12
LNK-0062 | A | TN-DC-002-GPU-003 | TN-DC-002-GPU-R02-PC-0123 | TN-DC-002-GPU-R02-PP-F1 | 7 | TN-DC-002-GPU-R02-TRK-1 | TN-DC-002-MMR-R01-ODF-4 | 13
LNK-0062 | Z | TN-DC-002-IB-LEAF-01 | TN-DC-002-NET-R02-PC-0124 | TN-DC-002-NET-R02-PP-F2 | 15 | TN-DC-002-NET-R02-TRK-2 | TN-DC-002-MMR-R01-ODF-4 | 14
LNK-0063 | A | TN-DC-002-GPU-003 | TN-DC-002-GPU-R02-PC-0125 | TN-DC-002-GPU-R02-PP-F1 | 8 | TN-DC-002-GPU-R02-TRK-2 | TN-DC-002-MMR-R01-ODF-4 | 15
LNK-0063 | Z | TN-DC-002-IB-LEAF-02 | TN-DC-002-NET-R02-PC-0126 | TN-DC-002-NET-R02-PP-F2 | 16 | TN-DC-002-NET-R02-TRK-2 | TN-DC-002-MMR-R01-ODF-4 | 16
LNK-0064 | A | TN-DC-002-GPU-003 | TN-DC-002-GPU-R02-PC-0127 | TN-DC-002-GPU-R02-PP-F1 | 9 | TN-DC-002-GPU-R02-TRK-1 | TN-DC-002-MMR-R01-ODF-4 | 17
LNK-0064 | Z | TN-DC-002-ETH-LEAF-01 | TN-DC-002-NET-R02-PC-0128 | TN-DC-002-NET-R02-PP-F2 | 17 | TN-DC-002-NET-R02-TRK-1 | TN-DC-002-MMR-R01-ODF-4 | 18
LNK-0065 | A | TN-DC-002-GPU-003 | TN-DC-002-GPU-R02-PC-0129 | TN-DC-002-GPU-R02-PP-F1 | 10 | TN-DC-002-GPU-R02-TRK-2 | TN-DC-002-MMR-R01-ODF-4 | 19
LNK-0065 | Z | TN-DC-002-ETH-LEAF-02 | TN-DC-002-NET-R02-PC-0130 | TN-DC-002-NET-R02-PP-F2 | 18 | TN-DC-002-NET-R02-TRK-1 | TN-DC-002-MMR-R01-ODF-4 | 20
LNK-0066 | A | TN-DC-002-GPU-004 | TN-DC-002-GPU-R02-PC-0131 | TN-DC-002-GPU-R02-PP-F1 | 11 | TN-DC-002-GPU-R02-TRK-1 | TN-DC-002-MMR-R01-ODF-4 | 21
LNK-0066 | Z | TN-DC-002-IB-LEAF-01 | TN-DC-002-NET-R02-PC-0132 | TN-DC-002-NET-R02-PP-F2 | 19 | TN-DC-002-NET-R02-TRK-1 | TN-DC-002-MMR-R01-ODF-4 | 22
LNK-0067 | A | TN-DC-002-GPU-004 | TN-DC-002-GPU-R02-PC-0133 | TN-DC-002-GPU-R02-PP-F1 | 12 | TN-DC-002-GPU-R02-TRK-2 | TN-DC-002-MMR-R01-ODF-4 | 23
LNK-0067 | Z | TN-DC-002-IB-LEAF-02 | TN-DC-002-NET-R02-PC-0134 | TN-DC-002-NET-R02-PP-F2 | 20 | TN-DC-002-NET-R02-TRK-1 | TN-DC-002-MMR-R01-ODF-4 | 24
LNK-0068 | A | TN-DC-002-GPU-004 | TN-DC-002-GPU-R02-PC-0135 | TN-DC-002-GPU-R02-PP-F1 | 13 | TN-DC-002-GPU-R02-TRK-1 | TN-DC-002-MMR-R01-ODF-5 | 1
LNK-0068 | Z | TN-DC-002-IB-LEAF-01 | TN-DC-002-NET-R02-PC-0136 | TN-DC-002-NET-R02-PP-F2 | 21 | TN-DC-002-NET-R02-TRK-2 | TN-DC-002-MMR-R01-ODF-5 | 2
LNK-0069 | A | TN-DC-002-GPU-004 | TN-DC-002-GPU-R02-PC-0137 | TN-DC-002-GPU-R02-PP-F1 | 14 | TN-DC-002-GPU-R02-TRK-2 | TN-DC-002-MMR-R01-ODF-5 | 3
LNK-0069 | Z | TN-DC-002-IB-LEAF-02 | TN-DC-002-NET-R02-PC-0138 | TN-DC-002-NET-R02-PP-F2 | 22 | TN-DC-002-NET-R02-TRK-2 | TN-DC-002-MMR-R01-ODF-5 | 4
LNK-0070 | A | TN-DC-002-GPU-004 | TN-DC-002-GPU-R02-PC-0139 | TN-DC-002-GPU-R02-PP-F1 | 15 | TN-DC-002-GPU-R02-TRK-1 | TN-DC-002-MMR-R01-ODF-5 | 5
LNK-0070 | Z | TN-DC-002-IB-LEAF-01 | TN-DC-002-NET-R02-PC-0140 | TN-DC-002-NET-R02-PP-F2 | 23 | TN-DC-002-NET-R02-TRK-1 | TN-DC-002-MMR-R01-ODF-5 | 6
LNK-0071 | A | TN-DC-002-GPU-004 | TN-DC-002-GPU-R02-PC-0141 | TN-DC-002-GPU-R02-PP-F1 | 16 | TN-DC-002-GPU-R02-TRK-2 | TN-DC-002-MMR-R01-ODF-5 | 7
LNK-0071 | Z | TN-DC-002-IB-LEAF-02 | TN-DC-002-NET-R02-PC-0142 | TN-DC-002-NET-R02-PP-F2 | 24 | TN-DC-002-NET-R02-TRK-1 | TN-DC-002-MMR-R01-ODF-5 | 8
LNK-0072 | A | TN-DC-002-GPU-004 | TN-DC-002-GPU-R02-PC-0143 | TN-DC-002-GPU-R02-PP-F1 | 17 | TN-DC-002-GPU-R02-TRK-1 | TN-DC-002-MMR-R01-ODF-5 | 9
LNK-0072 | Z | TN-DC-002-IB-LEAF-01 | TN-DC-002-NET-R02-PC-0144 | TN-DC-002-NET-R02-PP-F3 | 1 | TN-DC-002-NET-R02-TRK-2 | TN-DC-002-MMR-R01-ODF-5 | 10
LNK-0073 | A | TN-DC-002-GPU-004 | TN-DC-002-GPU-R02-PC-0145 | TN-DC-002-GPU-R02-PP-F1 | 18 | TN-DC-002-GPU-R02-TRK-2 | TN-DC-002-MMR-R01-ODF-5 | 11
LNK-0073 | Z | TN-DC-002-IB-LEAF-02 | TN-DC-002-NET-R02-PC-0146 | TN-DC-002-NET-R02-PP-F3 | 2 | TN-DC-002-NET-R02-TRK-2 | TN-DC-002-MMR-R01-ODF-5 | 12
LNK-0074 | A | TN-DC-002-GPU-004 | TN-DC-002-GPU-R02-PC-0147 | TN-DC-002-GPU-R02-PP-F1 | 19 | TN-DC-002-GPU-R02-TRK-1 | TN-DC-002-MMR-R01-ODF-5 | 13
LNK-0074 | Z | TN-DC-002-ETH-LEAF-01 | TN-DC-002-NET-R02-PC-0148 | TN-DC-002-NET-R02-PP-F3 | 3 | TN-DC-002-NET-R02-TRK-2 | TN-DC-002-MMR-R01-ODF-5 | 14
LNK-0075 | A | TN-DC-002-GPU-004 | TN-DC-002-GPU-R02-PC-0149 | TN-DC-002-GPU-R02-PP-F1 | 20 | TN-DC-002-GPU-R02-TRK-2 | TN-DC-002-MMR-R01-ODF-5 | 15
LNK-0075 | Z | TN-DC-002-ETH-LEAF-02 | TN-DC-002-NET-R02-PC-0150 | TN-DC-002-NET-R02-PP-F3 | 4 | TN-DC-002-NET-R02-TRK-2 | TN-DC-002-MMR-R01-ODF-5 | 16
LNK-0076 | A | TN-DC-002-GPU-005 | TN-DC-002-GPU-R03-PC-0151 | TN-DC-002-GPU-R03-PP-F1 | 1 | TN-DC-002-GPU-R03-TRK-1 | TN-DC-002-MMR-R01-ODF-5 | 17
LNK-0076 | Z | TN-DC-002-IB-LEAF-01 | TN-DC-002-NET-R02-PC-0152 | TN-DC-002-NET-R02-PP-F3 | 5 | TN-DC-002-NET-R02-TRK-1 | TN-DC-002-MMR-R01-ODF-5 | 18
LNK-0077 | A | TN-DC-002-GPU-005 | TN-DC-002-GPU-R03-PC-0153 | TN-DC-002-GPU-R03-PP-F1 | 2 | TN-DC-002-GPU-R03-TRK-2 | TN-DC-002-MMR-R01-ODF-5 | 19
LNK-0077 | Z | TN-DC-002-IB-LEAF-02 | TN-DC-002-NET-R02-PC-0154 | TN-DC-002-NET-R02-PP-F3 | 6 | TN-DC-002-NET-R02-TRK-1 | TN-DC-002-MMR-R01-ODF-5 | 20
LNK-0078 | A | TN-DC-002-GPU-005 | TN-DC-002-GPU-R03-PC-0155 | TN-DC-002-GPU-R03-PP-F1 | 3 | TN-DC-002-GPU-R03-TRK-1 | TN-DC-002-MMR-R01-ODF-5 | 21
LNK-0078 | Z | TN-DC-002-IB-LEAF-01 | TN-DC-002-NET-R02-PC-0156 | TN-DC-002-NET-R02-PP-F3 | 7 | TN-DC-002-NET-R02-TRK-2 | TN-DC-002-MMR-R01-ODF-5 | 22
LNK-0079 | A | TN-DC-002-GPU-005 | TN-DC-002-GPU-R03-PC-0157 | TN-DC-002-GPU-R03-PP-F1 | 4 | TN-DC-002-GPU-R03-TRK-2 | TN-DC-002-MMR-R01-ODF-5 | 23
LNK-0079 | Z | TN-DC-002-IB-LEAF-02 | TN-DC-002-NET-R02-PC-0158 | TN-DC-002-NET-R02-PP-F3 | 8 | TN-DC-002-NET-R02-TRK-2 | TN-DC-002-MMR-R01-ODF-5 | 24
LNK-0080 | A | TN-DC-002-GPU-005 | TN-DC-002-GPU-R03-PC-0159 | TN-DC-002-GPU-R03-PP-F1 | 5 | TN-DC-002-GPU-R03-TRK-1 | TN-DC-002-MMR-R01-ODF-6 | 1
LNK-0080 | Z | TN-DC-002-IB-LEAF-01 | TN-DC-002-NET-R02-PC-0160 | TN-DC-002-NET-R02-PP-F3 | 9 | TN-DC-002-NET-R02-TRK-1 | TN-DC-002-MMR-R01-ODF-6 | 2
LNK-0081 | A | TN-DC-002-GPU-005 | TN-DC-002-GPU-R03-PC-0161 | TN-DC-002-GPU-R03-PP-F1 | 6 | TN-DC-002-GPU-R03-TRK-2 | TN-DC-002-MMR-R01-ODF-6 | 3
LNK-0081 | Z | TN-DC-002-IB-LEAF-02 | TN-DC-002-NET-R02-PC-0162 | TN-DC-002-NET-R02-PP-F3 | 10 | TN-DC-002-NET-R02-TRK-1 | TN-DC-002-MMR-R01-ODF-6 | 4
LNK-0082 | A | TN-DC-002-GPU-005 | TN-DC-002-GPU-R03-PC-0163 | TN-DC-002-GPU-R03-PP-F1 | 7 | TN-DC-002-GPU-R03-TRK-1 | TN-DC-002-MMR-R01-ODF-6 | 5
LNK-0082 | Z | TN-DC-002-IB-LEAF-01 | TN-DC-002-NET-R02-PC-0164 | TN-DC-002-NET-R02-PP-F3 | 11 | TN-DC-002-NET-R02-TRK-2 | TN-DC-002-MMR-R01-ODF-6 | 6
LNK-0083 | A | TN-DC-002-GPU-005 | TN-DC-002-GPU-R03-PC-0165 | TN-DC-002-GPU-R03-PP-F1 | 8 | TN-DC-002-GPU-R03-TRK-2 | TN-DC-002-MMR-R01-ODF-6 | 7
LNK-0083 | Z | TN-DC-002-IB-LEAF-02 | TN-DC-002-NET-R02-PC-0166 | TN-DC-002-NET-R02-PP-F3 | 12 | TN-DC-002-NET-R02-TRK-2 | TN-DC-002-MMR-R01-ODF-6 | 8
LNK-0084 | A | TN-DC-002-GPU-005 | TN-DC-002-GPU-R03-PC-0167 | TN-DC-002-GPU-R03-PP-F1 | 9 | TN-DC-002-GPU-R03-TRK-1 | TN-DC-002-MMR-R01-ODF-6 | 9
LNK-0084 | Z | TN-DC-002-ETH-LEAF-01 | TN-DC-002-NET-R02-PC-0168 | TN-DC-002-NET-R02-PP-F3 | 13 | TN-DC-002-NET-R02-TRK-1 | TN-DC-002-MMR-R01-ODF-6 | 10
LNK-0085 | A | TN-DC-002-GPU-005 | TN-DC-002-GPU-R03-PC-0169 | TN-DC-002-GPU-R03-PP-F1 | 10 | TN-DC-002-GPU-R03-TRK-2 | TN-DC-002-MMR-R01-ODF-6 | 11
LNK-0085 | Z | TN-DC-002-ETH-LEAF-02 | TN-DC-002-NET-R02-PC-0170 | TN-DC-002-NET-R02-PP-F3 | 14 | TN-DC-002-NET-R02-TRK-1 | TN-DC-002-MMR-R01-ODF-6 | 12
LNK-0086 | A | TN-DC-002-GPU-006 | TN-DC-002-GPU-R03-PC-0171 | TN-DC-002-GPU-R03-PP-F1 | 11 | TN-DC-002-GPU-R03-TRK-1 | TN-DC-002-MMR-R01-ODF-6 | 13
LNK-0086 | Z | TN-DC-002-IB-LEAF-01 | TN-DC-002-NET-R02-PC-0172 | TN-DC-002-NET-R02-PP-F3 | 15 | TN-DC-002-NET-R02-TRK-1 | TN-DC-002-MMR-R01-ODF-6 | 14
LNK-0087 | A | TN-DC-002-GPU-006 | TN-DC-002-GPU-R03-PC-0173 | TN-DC-002-GPU-R03-PP-F1 | 12 | TN-DC-002-GPU-R03-TRK-2 | TN-DC-002-MMR-R01-ODF-6 | 15
LNK-0087 | Z | TN-DC-002-IB-LEAF-02 | TN-DC-002-NET-R02-PC-0174 | TN-DC-002-NET-R02-PP-F3 | 16 | TN-DC-002-NET-R02-TRK-1 | TN-DC-002-MMR-R01-ODF-6 | 16
LNK-0088 | A | TN-DC-002-GPU-006 | TN-DC-002-GPU-R03-PC-0175 | TN-DC-002-GPU-R03-PP-F1 | 13 | TN-DC-002-GPU-R03-TRK-1 | TN-DC-002-MMR-R01-ODF-6 | 17
LNK-0088 | Z | TN-DC-002-IB-LEAF-01 | TN-DC-002-NET-R02-PC-0176 | TN-DC-002-NET-R02-PP-F3 | 17 | TN-DC-002-NET-R02-TRK-2 | TN-DC-002-MMR-R01-ODF-6 | 18
LNK-0089 | A | TN-DC-002-GPU-006 | TN-DC-002-GPU-R03-PC-0177 | TN-DC-002-GPU-R03-PP-F1 | 14 | TN-DC-002-GPU-R03-TRK-2 | TN-DC-002-MMR-R01-ODF-6 | 19
LNK-0089 | Z | TN-DC-002-IB-LEAF-02 | TN-DC-002-NET-R02-PC-0178 | TN-DC-002-NET-R02-PP-F3 | 18 | TN-DC-002-NET-R02-TRK-2 | TN-DC-002-MMR-R01-ODF-6 | 20
LNK-0090 | A | TN-DC-002-GPU-006 | TN-DC-002-GPU-R03-PC-0179 | TN-DC-002-GPU-R03-PP-F1 | 15 | TN-DC-002-GPU-R03-TRK-1 | TN-DC-002-MMR-R01-ODF-6 | 21
LNK-0090 | Z | TN-DC-002-IB-LEAF-01 | TN-DC-002-NET-R02-PC-0180 | TN-DC-002-NET-R02-PP-F3 | 19 | TN-DC-002-NET-R02-TRK-1 | TN-DC-002-MMR-R01-ODF-6 | 22
LNK-0091 | A | TN-DC-002-GPU-006 | TN-DC-002-GPU-R03-PC-0181 | TN-DC-002-GPU-R03-PP-F1 | 16 | TN-DC-002-GPU-R03-TRK-2 | TN-DC-002-MMR-R01-ODF-6 | 23
LNK-0091 | Z | TN-DC-002-IB-LEAF-02 | TN-DC-002-NET-R02-PC-0182 | TN-DC-002-NET-R02-PP-F3 | 20 | TN-DC-002-NET-R02-TRK-1 | TN-DC-002-MMR-R01-ODF-6 | 24
LNK-0092 | A | TN-DC-002-GPU-006 | TN-DC-002-GPU-R03-PC-0183 | TN-DC-002-GPU-R03-PP-F1 | 17 | TN-DC-002-GPU-R03-TRK-1 | TN-DC-002-MMR-R01-ODF-7 | 1
LNK-0092 | Z | TN-DC-002-IB-LEAF-01 | TN-DC-002-NET-R02-PC-0184 | TN-DC-002-NET-R02-PP-F3 | 21 | TN-DC-002-NET-R02-TRK-2 | TN-DC-002-MMR-R01-ODF-7 | 2
LNK-0093 | A | TN-DC-002-GPU-006 | TN-DC-002-GPU-R03-PC-0185 | TN-DC-002-GPU-R03-PP-F1 | 18 | TN-DC-002-GPU-R03-TRK-2 | TN-DC-002-MMR-R01-ODF-7 | 3
LNK-0093 | Z | TN-DC-002-IB-LEAF-02 | TN-DC-002-NET-R02-PC-0186 | TN-DC-002-NET-R02-PP-F3 | 22 | TN-DC-002-NET-R02-TRK-2 | TN-DC-002-MMR-R01-ODF-7 | 4
LNK-0094 | A | TN-DC-002-GPU-006 | TN-DC-002-GPU-R03-PC-0187 | TN-DC-002-GPU-R03-PP-F1 | 19 | TN-DC-002-GPU-R03-TRK-1 | TN-DC-002-MMR-R01-ODF-7 | 5
LNK-0094 | Z | TN-DC-002-ETH-LEAF-01 | TN-DC-002-NET-R02-PC-0188 | TN-DC-002-NET-R02-PP-F3 | 23 | TN-DC-002-NET-R02-TRK-2 | TN-DC-002-MMR-R01-ODF-7 | 6
LNK-0095 | A | TN-DC-002-GPU-006 | TN-DC-002-GPU-R03-PC-0189 | TN-DC-002-GPU-R03-PP-F1 | 20 | TN-DC-002-GPU-R03-TRK-2 | TN-DC-002-MMR-R01-ODF-7 | 7
LNK-0095 | Z | TN-DC-002-ETH-LEAF-02 | TN-DC-002-NET-R02-PC-0190 | TN-DC-002-NET-R02-PP-F3 | 24 | TN-DC-002-NET-R02-TRK-2 | TN-DC-002-MMR-R01-ODF-7 | 8
LNK-0096 | A | TN-DC-002-GPU-007 | TN-DC-002-GPU-R04-PC-0191 | TN-DC-002-GPU-R04-PP-F1 | 1 | TN-DC-002-GPU-R04-TRK-1 | TN-DC-002-MMR-R01-ODF-7 | 9
LNK-0096 | Z | TN-DC-002-IB-LEAF-01 | TN-DC-002-NET-R02-PC-0192 | TN-DC-002-NET-R02-PP-F4 | 1 | TN-DC-002-NET-R02-TRK-1 | TN-DC-002-MMR-R01-ODF-7 | 10
LNK-0097 | A | TN-DC-002-GPU-007 | TN-DC-002-GPU-R04-PC-0193 | TN-DC-002-GPU-R04-PP-F1 | 2 | TN-DC-002-GPU-R04-TRK-2 | TN-DC-002-MMR-R01-ODF-7 | 11
LNK-0097 | Z | TN-DC-002-IB-LEAF-02 | TN-DC-002-NET-R02-PC-0194 | TN-DC-002-NET-R02-PP-F4 | 2 | TN-DC-002-NET-R02-TRK-1 | TN-DC-002-MMR-R01-ODF-7 | 12
LNK-0098 | A | TN-DC-002-GPU-007 | TN-DC-002-GPU-R04-PC-0195 | TN-DC-002-GPU-R04-PP-F1 | 3 | TN-DC-002-GPU-R04-TRK-1 | TN-DC-002-MMR-R01-ODF-7 | 13
LNK-0098 | Z | TN-DC-002-IB-LEAF-01 | TN-DC-002-NET-R02-PC-0196 | TN-DC-002-NET-R02-PP-F4 | 3 | TN-DC-002-NET-R02-TRK-2 | TN-DC-002-MMR-R01-ODF-7 | 14
LNK-0099 | A | TN-DC-002-GPU-007 | TN-DC-002-GPU-R04-PC-0197 | TN-DC-002-GPU-R04-PP-F1 | 4 | TN-DC-002-GPU-R04-TRK-2 | TN-DC-002-MMR-R01-ODF-7 | 15
LNK-0099 | Z | TN-DC-002-IB-LEAF-02 | TN-DC-002-NET-R02-PC-0198 | TN-DC-002-NET-R02-PP-F4 | 4 | TN-DC-002-NET-R02-TRK-2 | TN-DC-002-MMR-R01-ODF-7 | 16
LNK-0100 | A | TN-DC-002-GPU-007 | TN-DC-002-GPU-R04-PC-0199 | TN-DC-002-GPU-R04-PP-F1 | 5 | TN-DC-002-GPU-R04-TRK-1 | TN-DC-002-MMR-R01-ODF-7 | 17
LNK-0100 | Z | TN-DC-002-IB-LEAF-01 | TN-DC-002-NET-R02-PC-0200 | TN-DC-002-NET-R02-PP-F4 | 5 | TN-DC-002-NET-R02-TRK-1 | TN-DC-002-MMR-R01-ODF-7 | 18
LNK-0101 | A | TN-DC-002-GPU-007 | TN-DC-002-GPU-R04-PC-0201 | TN-DC-002-GPU-R04-PP-F1 | 6 | TN-DC-002-GPU-R04-TRK-2 | TN-DC-002-MMR-R01-ODF-7 | 19
LNK-0101 | Z | TN-DC-002-IB-LEAF-02 | TN-DC-002-NET-R02-PC-0202 | TN-DC-002-NET-R02-PP-F4 | 6 | TN-DC-002-NET-R02-TRK-1 | TN-DC-002-MMR-R01-ODF-7 | 20
LNK-0102 | A | TN-DC-002-GPU-007 | TN-DC-002-GPU-R04-PC-0203 | TN-DC-002-GPU-R04-PP-F1 | 7 | TN-DC-002-GPU-R04-TRK-1 | TN-DC-002-MMR-R01-ODF-7 | 21
LNK-0102 | Z | TN-DC-002-IB-LEAF-01 | TN-DC-002-NET-R02-PC-0204 | TN-DC-002-NET-R02-PP-F4 | 7 | TN-DC-002-NET-R02-TRK-2 | TN-DC-002-MMR-R01-ODF-7 | 22
LNK-0103 | A | TN-DC-002-GPU-007 | TN-DC-002-GPU-R04-PC-0205 | TN-DC-002-GPU-R04-PP-F1 | 8 | TN-DC-002-GPU-R04-TRK-2 | TN-DC-002-MMR-R01-ODF-7 | 23
LNK-0103 | Z | TN-DC-002-IB-LEAF-02 | TN-DC-002-NET-R02-PC-0206 | TN-DC-002-NET-R02-PP-F4 | 8 | TN-DC-002-NET-R02-TRK-2 | TN-DC-002-MMR-R01-ODF-7 | 24
LNK-0104 | A | TN-DC-002-GPU-007 | TN-DC-002-GPU-R04-PC-0207 | TN-DC-002-GPU-R04-PP-F1 | 9 | TN-DC-002-GPU-R04-TRK-1 | TN-DC-002-MMR-R01-ODF-8 | 1
LNK-0104 | Z | TN-DC-002-ETH-LEAF-01 | TN-DC-002-NET-R02-PC-0208 | TN-DC-002-NET-R02-PP-F4 | 9 | TN-DC-002-NET-R02-TRK-1 | TN-DC-002-MMR-R01-ODF-8 | 2
LNK-0105 | A | TN-DC-002-GPU-007 | TN-DC-002-GPU-R04-PC-0209 | TN-DC-002-GPU-R04-PP-F1 | 10 | TN-DC-002-GPU-R04-TRK-2 | TN-DC-002-MMR-R01-ODF-8 | 3
LNK-0105 | Z | TN-DC-002-ETH-LEAF-02 | TN-DC-002-NET-R02-PC-0210 | TN-DC-002-NET-R02-PP-F4 | 10 | TN-DC-002-NET-R02-TRK-1 | TN-DC-002-MMR-R01-ODF-8 | 4
LNK-0106 | A | TN-DC-002-GPU-008 | TN-DC-002-GPU-R04-PC-0211 | TN-DC-002-GPU-R04-PP-F1 | 11 | TN-DC-002-GPU-R04-TRK-1 | TN-DC-002-MMR-R01-ODF-8 | 5
LNK-0106 | Z | TN-DC-002-IB-LEAF-01 | TN-DC-002-NET-R02-PC-0212 | TN-DC-002-NET-R02-PP-F4 | 11 | TN-DC-002-NET-R02-TRK-1 | TN-DC-002-MMR-R01-ODF-8 | 6
LNK-0107 | A | TN-DC-002-GPU-008 | TN-DC-002-GPU-R04-PC-0213 | TN-DC-002-GPU-R04-PP-F1 | 12 | TN-DC-002-GPU-R04-TRK-2 | TN-DC-002-MMR-R01-ODF-8 | 7
LNK-0107 | Z | TN-DC-002-IB-LEAF-02 | TN-DC-002-NET-R02-PC-0214 | TN-DC-002-NET-R02-PP-F4 | 12 | TN-DC-002-NET-R02-TRK-1 | TN-DC-002-MMR-R01-ODF-8 | 8
LNK-0108 | A | TN-DC-002-GPU-008 | TN-DC-002-GPU-R04-PC-0215 | TN-DC-002-GPU-R04-PP-F1 | 13 | TN-DC-002-GPU-R04-TRK-1 | TN-DC-002-MMR-R01-ODF-8 | 9
LNK-0108 | Z | TN-DC-002-IB-LEAF-01 | TN-DC-002-NET-R02-PC-0216 | TN-DC-002-NET-R02-PP-F4 | 13 | TN-DC-002-NET-R02-TRK-2 | TN-DC-002-MMR-R01-ODF-8 | 10
LNK-0109 | A | TN-DC-002-GPU-008 | TN-DC-002-GPU-R04-PC-0217 | TN-DC-002-GPU-R04-PP-F1 | 14 | TN-DC-002-GPU-R04-TRK-2 | TN-DC-002-MMR-R01-ODF-8 | 11
LNK-0109 | Z | TN-DC-002-IB-LEAF-02 | TN-DC-002-NET-R02-PC-0218 | TN-DC-002-NET-R02-PP-F4 | 14 | TN-DC-002-NET-R02-TRK-2 | TN-DC-002-MMR-R01-ODF-8 | 12
LNK-0110 | A | TN-DC-002-GPU-008 | TN-DC-002-GPU-R04-PC-0219 | TN-DC-002-GPU-R04-PP-F1 | 15 | TN-DC-002-GPU-R04-TRK-1 | TN-DC-002-MMR-R01-ODF-8 | 13
LNK-0110 | Z | TN-DC-002-IB-LEAF-01 | TN-DC-002-NET-R02-PC-0220 | TN-DC-002-NET-R02-PP-F4 | 15 | TN-DC-002-NET-R02-TRK-1 | TN-DC-002-MMR-R01-ODF-8 | 14
LNK-0111 | A | TN-DC-002-GPU-008 | TN-DC-002-GPU-R04-PC-0221 | TN-DC-002-GPU-R04-PP-F1 | 16 | TN-DC-002-GPU-R04-TRK-2 | TN-DC-002-MMR-R01-ODF-8 | 15
LNK-0111 | Z | TN-DC-002-IB-LEAF-02 | TN-DC-002-NET-R02-PC-0222 | TN-DC-002-NET-R02-PP-F4 | 16 | TN-DC-002-NET-R02-TRK-1 | TN-DC-002-MMR-R01-ODF-8 | 16
LNK-0112 | A | TN-DC-002-GPU-008 | TN-DC-002-GPU-R04-PC-0223 | TN-DC-002-GPU-R04-PP-F1 | 17 | TN-DC-002-GPU-R04-TRK-1 | TN-DC-002-MMR-R01-ODF-8 | 17
LNK-0112 | Z | TN-DC-002-IB-LEAF-01 | TN-DC-002-NET-R02-PC-0224 | TN-DC-002-NET-R02-PP-F4 | 17 | TN-DC-002-NET-R02-TRK-2 | TN-DC-002-MMR-R01-ODF-8 | 18
LNK-0113 | A | TN-DC-002-GPU-008 | TN-DC-002-GPU-R04-PC-0225 | TN-DC-002-GPU-R04-PP-F1 | 18 | TN-DC-002-GPU-R04-TRK-2 | TN-DC-002-MMR-R01-ODF-8 | 19
LNK-0113 | Z | TN-DC-002-IB-LEAF-02 | TN-DC-002-NET-R02-PC-0226 | TN-DC-002-NET-R02-PP-F4 | 18 | TN-DC-002-NET-R02-TRK-2 | TN-DC-002-MMR-R01-ODF-8 | 20
LNK-0114 | A | TN-DC-002-GPU-008 | TN-DC-002-GPU-R04-PC-0227 | TN-DC-002-GPU-R04-PP-F1 | 19 | TN-DC-002-GPU-R04-TRK-1 | TN-DC-002-MMR-R01-ODF-8 | 21
LNK-0114 | Z | TN-DC-002-ETH-LEAF-01 | TN-DC-002-NET-R02-PC-0228 | TN-DC-002-NET-R02-PP-F4 | 19 | TN-DC-002-NET-R02-TRK-2 | TN-DC-002-MMR-R01-ODF-8 | 22
LNK-0115 | A | TN-DC-002-GPU-008 | TN-DC-002-GPU-R04-PC-0229 | TN-DC-002-GPU-R04-PP-F1 | 20 | TN-DC-002-GPU-R04-TRK-2 | TN-DC-002-MMR-R01-ODF-8 | 23
LNK-0115 | Z | TN-DC-002-ETH-LEAF-02 | TN-DC-002-NET-R02-PC-0230 | TN-DC-002-NET-R02-PP-F4 | 20 | TN-DC-002-NET-R02-TRK-2 | TN-DC-002-MMR-R01-ODF-8 | 24
LNK-0116 | A | TN-DC-002-STG-001 | TN-DC-002-STG-R01-PC-0231 | TN-DC-002-STG-R01-PP-F1 | 1 | TN-DC-002-STG-R01-TRK-1 | TN-DC-002-MMR-R01-ODF-9 | 1
LNK-0116 | Z | TN-DC-002-ETH-LEAF-01 | TN-DC-002-NET-R02-PC-0232 | TN-DC-002-NET-R02-PP-F4 | 21 | TN-DC-002-NET-R02-TRK-1 | TN-DC-002-MMR-R01-ODF-9 | 2
LNK-0117 | A | TN-DC-002-STG-001 | TN-DC-002-STG-R01-PC-0233 | TN-DC-002-STG-R01-PP-F1 | 2 | TN-DC-002-STG-R01-TRK-2 | TN-DC-002-MMR-R01-ODF-9 | 3
LNK-0117 | Z | TN-DC-002-ETH-LEAF-02 | TN-DC-002-NET-R02-PC-0234 | TN-DC-002-NET-R02-PP-F4 | 22 | TN-DC-002-NET-R02-TRK-1 | TN-DC-002-MMR-R01-ODF-9 | 4
LNK-0118 | A | TN-DC-002-STG-002 | TN-DC-002-STG-R01-PC-0235 | TN-DC-002-STG-R01-PP-F1 | 3 | TN-DC-002-STG-R01-TRK-1 | TN-DC-002-MMR-R01-ODF-9 | 5
LNK-0118 | Z | TN-DC-002-ETH-LEAF-01 | TN-DC-002-NET-R02-PC-0236 | TN-DC-002-NET-R02-PP-F4 | 23 | TN-DC-002-NET-R02-TRK-2 | TN-DC-002-MMR-R01-ODF-9 | 6
LNK-0119 | A | TN-DC-002-STG-002 | TN-DC-002-STG-R01-PC-0237 | TN-DC-002-STG-R01-PP-F1 | 4 | TN-DC-002-STG-R01-TRK-2 | TN-DC-002-MMR-R01-ODF-9 | 7
LNK-0119 | Z | TN-DC-002-ETH-LEAF-02 | TN-DC-002-NET-R02-PC-0238 | TN-DC-002-NET-R02-PP-F4 | 24 | TN-DC-002-NET-R02-TRK-2 | TN-DC-002-MMR-R01-ODF-9 | 8
LNK-0120 | A | TN-DC-002-CPU-0001 | TN-DC-002-STG-R01-PC-0239 | TN-DC-002-STG-R01-PP-F1 | 5 | TN-DC-002-STG-R01-TRK-1 | TN-DC-002-MMR-R01-ODF-9 | 9
LNK-0120 | Z | TN-DC-002-ETH-LEAF-01 | TN-DC-002-NET-R02-PC-0240 | TN-DC-002-NET-R02-PP-F5 | 1 | TN-DC-002-NET-R02-TRK-1 | TN-DC-002-MMR-R01-ODF-9 | 10
LNK-0121 | A | TN-DC-002-CPU-0001 | TN-DC-002-STG-R01-PC-0241 | TN-DC-002-STG-R01-PP-F1 | 6 | TN-DC-002-STG-R01-TRK-2 | TN-DC-002-MMR-R01-ODF-9 | 11
LNK-0121 | Z | TN-DC-002-ETH-LEAF-02 | TN-DC-002-NET-R02-PC-0242 | TN-DC-002-NET-R02-PP-F5 | 2 | TN-DC-002-NET-R02-TRK-1 | TN-DC-002-MMR-R01-ODF-9 | 12
LNK-0122 | A | TN-DC-002-CPU-0002 | TN-DC-002-STG-R01-PC-0243 | TN-DC-002-STG-R01-PP-F1 | 7 | TN-DC-002-STG-R01-TRK-1 | TN-DC-002-MMR-R01-ODF-9 | 13
LNK-0122 | Z | TN-DC-002-ETH-LEAF-01 | TN-DC-002-NET-R02-PC-0244 | TN-DC-002-NET-R02-PP-F5 | 3 | TN-DC-002-NET-R02-TRK-2 | TN-DC-002-MMR-R01-ODF-9 | 14
LNK-0123 | A | TN-DC-002-CPU-0002 | TN-DC-002-STG-R01-PC-0245 | TN-DC-002-STG-R01-PP-F1 | 8 | TN-DC-002-STG-R01-TRK-2 | TN-DC-002-MMR-R01-ODF-9 | 15
LNK-0123 | Z | TN-DC-002-ETH-LEAF-02 | TN-DC-002-NET-R02-PC-0246 | TN-DC-002-NET-R02-PP-F5 | 4 | TN-DC-002-NET-R02-TRK-2 | TN-DC-002-MMR-R01-ODF-9 | 16
LNK-0124 | A | TN-DC-002-OOB-01 | TN-DC-002-NET-R02-PC-0247 | TN-DC-002-NET-R02-PP-F5 | 5 | TN-DC-002-NET-R02-TRK-1 | TN-DC-002-MMR-R01-ODF-9 | 17
LNK-0124 | Z | TN-DC-002-BDR-01 | TN-DC-002-MMR-R01-PC-0248 |  |  |  | TN-DC-002-MMR-R01-ODF-9 | 18
LNK-0125 | A | TN-DC-002-OOB-01 | TN-DC-002-NET-R02-PC-0249 | TN-DC-002-NET-R02-PP-F5 | 6 | TN-DC-002-NET-R02-TRK-2 | TN-DC-002-MMR-R01-ODF-9 | 19
LNK-0125 | Z | TN-DC-002-BDR-02 | TN-DC-002-MMR-R01-PC-0250 |  |  |  | TN-DC-002-MMR-R01-ODF-9 | 20
LNK-0126 | A | TN-DC-002-OOB-01 | TN-DC-002-NET-R02-PC-0251 | TN-DC-002-NET-R02-PP-F5 | 7 | TN-DC-002-NET-R02-TRK-1 | TN-DC-002-MMR-R01-ODF-9 | 21
LNK-0126 | Z | TN-DC-002-FW-01 | TN-DC-002-MMR-R01-PC-0252 |  |  |  | TN-DC-002-MMR-R01-ODF-9 | 22
LNK-0127 | A | TN-DC-002-OOB-01 | TN-DC-002-NET-R02-PC-0253 | TN-DC-002-NET-R02-PP-F5 | 8 | TN-DC-002-NET-R02-TRK-2 | TN-DC-002-MMR-R01-ODF-9 | 23
LNK-0127 | Z | TN-DC-002-FW-02 | TN-DC-002-MMR-R01-PC-0254 |  |  |  | TN-DC-002-MMR-R01-ODF-9 | 24
LNK-0128 | A | TN-DC-002-OOB-01 | TN-DC-002-NET-R02-PC-0255 | TN-DC-002-NET-R02-PP-F5 | 9 | TN-DC-002-NET-R02-TRK-1 | TN-DC-002-MMR-R01-ODF-10 | 1
LNK-0128 | Z | TN-DC-002-IB-SPINE-01 | TN-DC-002-NET-R01-PC-0256 | TN-DC-002-NET-R01-PP-F1 | 17 | TN-DC-002-NET-R01-TRK-1 | TN-DC-002-MMR-R01-ODF-10 | 2
LNK-0129 | A | TN-DC-002-OOB-01 | TN-DC-002-NET-R02-PC-0257 | TN-DC-002-NET-R02-PP-F5 | 10 | TN-DC-002-NET-R02-TRK-2 | TN-DC-002-MMR-R01-ODF-10 | 3
LNK-0129 | Z | TN-DC-002-IB-SPINE-02 | TN-DC-002-NET-R01-PC-0258 | TN-DC-002-NET-R01-PP-F1 | 18 | TN-DC-002-NET-R01-TRK-1 | TN-DC-002-MMR-R01-ODF-10 | 4
LNK-0130 | A | TN-DC-002-OOB-01 | TN-DC-002-NET-R02-PC-0259 | TN-DC-002-NET-R02-PP-F5 | 11 | TN-DC-002-NET-R02-TRK-1 | TN-DC-002-MMR-R01-ODF-10 | 5
LNK-0130 | Z | TN-DC-002-ETH-SPINE-01 | TN-DC-002-NET-R01-PC-0260 | TN-DC-002-NET-R01-PP-F1 | 19 | TN-DC-002-NET-R01-TRK-1 | TN-DC-002-MMR-R01-ODF-10 | 6
LNK-0131 | A | TN-DC-002-OOB-01 | TN-DC-002-NET-R02-PC-0261 | TN-DC-002-NET-R02-PP-F5 | 12 | TN-DC-002-NET-R02-TRK-2 | TN-DC-002-MMR-R01-ODF-10 | 7
LNK-0131 | Z | TN-DC-002-ETH-SPINE-02 | TN-DC-002-NET-R01-PC-0262 | TN-DC-002-NET-R01-PP-F1 | 20 | TN-DC-002-NET-R01-TRK-1 | TN-DC-002-MMR-R01-ODF-10 | 8
LNK-0132 | A | TN-DC-002-OOB-01 | TN-DC-002-NET-R02-PC-0263
LNK-0132 | Z | TN-DC-002-IB-LEAF-01 | TN-DC-002-NET-R02-PC-0264
LNK-0133 | A | TN-DC-002-OOB-01 | TN-DC-002-NET-R02-PC-0265
LNK-0133 | Z | TN-DC-002-IB-LEAF-02 | TN-DC-002-NET-R02-PC-0266
LNK-0134 | A | TN-DC-002-OOB-01 | TN-DC-002-NET-R02-PC-0267
LNK-0134 | Z | TN-DC-002-ETH-LEAF-01 | TN-DC-002-NET-R02-PC-0268
LNK-0135 | A | TN-DC-002-OOB-01 | TN-DC-002-NET-R02-PC-0269
LNK-0135 | Z | TN-DC-002-ETH-LEAF-02 | TN-DC-002-NET-R02-PC-0270
LNK-0136 | A | TN-DC-002-OOB-01 | TN-DC-002-NET-R02-PC-0271 | TN-DC-002-NET-R02-PP-F5 | 13 | TN-DC-002-NET-R02-TRK-1 | TN-DC-002-MMR-R01-ODF-10 | 9
LNK-0136 | Z | TN-DC-002-STG-001 | TN-DC-002-STG-R01-PC-0272 | TN-DC-002-STG-R01-PP-F1 | 9 | TN-DC-002-STG-R01-TRK-1 | TN-DC-002-MMR-R01-ODF-10 | 10
LNK-0137 | A | TN-DC-002-OOB-01 | TN-DC-002-NET-R02-PC-0273 | TN-DC-002-NET-R02-PP-F5 | 14 | TN-DC-002-NET-R02-TRK-2 | TN-DC-002-MMR-R01-ODF-10 | 11
LNK-0137 | Z | TN-DC-002-STG-002 | TN-DC-002-STG-R01-PC-0274 | TN-DC-002-STG-R01-PP-F1 | 10 | TN-DC-002-STG-R01-TRK-1 | TN-DC-002-MMR-R01-ODF-10 | 12
LNK-0138 | A | TN-DC-002-OOB-01 | TN-DC-002-NET-R02-PC-0275 | TN-DC-002-NET-R02-PP-F5 | 15 | TN-DC-002-NET-R02-TRK-1 | TN-DC-002-MMR-R01-ODF-10 | 13
LNK-0138 | Z | TN-DC-002-CPU-0001 | TN-DC-002-STG-R01-PC-0276 | TN-DC-002-STG-R01-PP-F1 | 11 | TN-DC-002-STG-R01-TRK-1 | TN-DC-002-MMR-R01-ODF-10 | 14
LNK-0139 | A | TN-DC-002-OOB-01 | TN-DC-002-NET-R02-PC-0277 | TN-DC-002-NET-R02-PP-F5 | 16 | TN-DC-002-NET-R02-TRK-2 | TN-DC-002-MMR-R01-ODF-10 | 15
LNK-0139 | Z | TN-DC-002-CPU-0002 | TN-DC-002-STG-R01-PC-0278 | TN-DC-002-STG-R01-PP-F1 | 12 | TN-DC-002-STG-R01-TRK-1 | TN-DC-002-MMR-R01-ODF-10 | 16
LNK-0140 | A | TN-DC-002-OOB-01 | TN-DC-002-NET-R02-PC-0279 | TN-DC-002-NET-R02-PP-F5 | 17 | TN-DC-002-NET-R02-TRK-1 | TN-DC-002-MMR-R01-ODF-10 | 17
LNK-0140 | Z | TN-DC-002-GPU-001 | TN-DC-002-GPU-R01-PC-0280 | TN-DC-002-GPU-R01-PP-F1 | 21 | TN-DC-002-GPU-R01-TRK-1 | TN-DC-002-MMR-R01-ODF-10 | 18
LNK-0141 | A | TN-DC-002-OOB-01 | TN-DC-002-NET-R02-PC-0281 | TN-DC-002-NET-R02-PP-F5 | 18 | TN-DC-002-NET-R02-TRK-2 | TN-DC-002-MMR-R01-ODF-10 | 19
LNK-0141 | Z | TN-DC-002-GPU-002 | TN-DC-002-GPU-R01-PC-0282 | TN-DC-002-GPU-R01-PP-F1 | 22 | TN-DC-002-GPU-R01-TRK-1 | TN-DC-002-MMR-R01-ODF-10 | 20
LNK-0142 | A | TN-DC-002-OOB-01 | TN-DC-002-NET-R02-PC-0283 | TN-DC-002-NET-R02-PP-F5 | 19 | TN-DC-002-NET-R02-TRK-1 | TN-DC-002-MMR-R01-ODF-10 | 21
LNK-0142 | Z | TN-DC-002-GPU-003 | TN-DC-002-GPU-R02-PC-0284 | TN-DC-002-GPU-R02-PP-F1 | 21 | TN-DC-002-GPU-R02-TRK-1 | TN-DC-002-MMR-R01-ODF-10 | 22
LNK-0143 | A | TN-DC-002-OOB-01 | TN-DC-002-NET-R02-PC-0285 | TN-DC-002-NET-R02-PP-F5 | 20 | TN-DC-002-NET-R02-TRK-2 | TN-DC-002-MMR-R01-ODF-10 | 23
LNK-0143 | Z | TN-DC-002-GPU-004 | TN-DC-002-GPU-R02-PC-0286 | TN-DC-002-GPU-R02-PP-F1 | 22 | TN-DC-002-GPU-R02-TRK-1 | TN-DC-002-MMR-R01-ODF-10 | 24
LNK-0144 | A | TN-DC-002-OOB-01 | TN-DC-002-NET-R02-PC-0287 | TN-DC-002-NET-R02-PP-F5 | 21 | TN-DC-002-NET-R02-TRK-1 | TN-DC-002-MMR-R01-ODF-11 | 1
LNK-0144 | Z | TN-DC-002-GPU-005 | TN-DC-002-GPU-R03-PC-0288 | TN-DC-002-GPU-R03-PP-F1 | 21 | TN-DC-002-GPU-R03-TRK-1 | TN-DC-002-MMR-R01-ODF-11 | 2
LNK-0145 | A | TN-DC-002-OOB-01 | TN-DC-002-NET-R02-PC-0289 | TN-DC-002-NET-R02-PP-F5 | 22 | TN-DC-002-NET-R02-TRK-2 | TN-DC-002-MMR-R01-ODF-11 | 3
LNK-0145 | Z | TN-DC-002-GPU-006 | TN-DC-002-GPU-R03-PC-0290 | TN-DC-002-GPU-R03-PP-F1 | 22 | TN-DC-002-GPU-R03-TRK-1 | TN-DC-002-MMR-R01-ODF-11 | 4
LNK-0146 | A | TN-DC-002-OOB-01 | TN-DC-002-NET-R02-PC-0291 | TN-DC-002-NET-R02-PP-F5 | 23 | TN-DC-002-NET-R02-TRK-1 | TN-DC-002-MMR-R01-ODF-11 | 5
LNK-0146 | Z | TN-DC-002-GPU-007 | TN-DC-002-GPU-R04-PC-0292 | TN-DC-002-GPU-R04-PP-F1 | 21 | TN-DC-002-GPU-R04-TRK-1 | TN-DC-002-MMR-R01-ODF-11 | 6
LNK-0147 | A | TN-DC-002-OOB-01 | TN-DC-002-NET-R02-PC-0293 | TN-DC-002-NET-R02-PP-F5 | 24 | TN-DC-002-NET-R02-TRK-2 | TN-DC-002-MMR-R01-ODF-11 | 7
LNK-0147 | Z | TN-DC-002-GPU-008 | TN-DC-002-GPU-R04-PC-0294 | TN-DC-002-GPU-R04-PP-F1 | 22 | TN-DC-002-GPU-R04-TRK-1 | TN-DC-002-MMR-R01-ODF-11 | 8
LNK-0148 | A | MP-DC-001-BDR-01 | MP-DC-001-MMR-R01-PC-0295 |  |  |  | MP-DC-001-MMR-R01-ODF-1 | 21 | 1
LNK-0148 | Z | TN-DC-002-BDR-01 | TN-DC-002-MMR-R01-PC-0296 |  |  |  | TN-DC-002-MMR-R01-ODF-11 | 9 | 1
LNK-0149 | A | MP-DC-001-BDR-02 | MP-DC-001-MMR-R01-PC-0297 |  |  |  | MP-DC-001-MMR-R01-ODF-1 | 22 | 2
LNK-0149 | Z | TN-DC-002-BDR-02 | TN-DC-002-MMR-R01-PC-0298 |  |  |  | TN-DC-002-MMR-R01-ODF-11 | 10 | 2
Note on A1: Required: yes Type: ref (from Links) System field: CablePath.linkId
Note on B1: A = the a_device of the link, Z = the z_device. Required: yes Type: list (from link_end) System field: (A / Z end)
Note on C1: Required: yes Type: ref (from Devices) System field: CableHop (port)
Note on D1: Label on the patch cord or DAC / AOC cable. Required: no Type: text System field: CableHop (cord)
Note on E1: Required when the cable leaves the cabinet: the cabinet's patch panel. Required: in some cases Type: ref (from Patch_Panels) System field: CableHop (panel)
Note on F1: Required: in some cases Type: integer System field: CableHop (panel)
Note on G1: Trunk from that panel to the ODF. Required: in some cases Type: ref (from Trunk_Cables) System field: CableHop (trunk)
Note on H1: ODF panel where the trunk lands; the cross-connect jumper is patched here. Required: in some cases Type: ref (from Patch_Panels) System field: CableHop (panel)
Note on I1: Required: in some cases Type: integer System field: CableHop (panel)
Note on J1: Backhaul only: core of the outside-plant cable on the ODF. Required: in some cases Type: integer System field: CableHop (osp)

## Cooling_Coverage
rack_id * | primary_unit_id * | cdu_id
MP-DC-001-MMR-R01 | MP-DC-001-CRAH-01
MP-DC-001-MMR-R02 | MP-DC-001-CRAH-01
MP-DC-001-A01 | MP-DC-001-CRAH-12
MP-DC-001-A02 | MP-DC-001-CRAH-13
MP-DC-001-A03 | MP-DC-001-CRAH-11
MP-DC-001-A04 | MP-DC-001-CRAH-12
MP-DC-001-A05 | MP-DC-001-CRAH-13
MP-DC-001-A06 | MP-DC-001-CRAH-11
MP-DC-001-B01 | MP-DC-001-CRAH-21 | MP-DC-001-CDU-01
MP-DC-001-B02 | MP-DC-001-CRAH-21 | MP-DC-001-CDU-01
MP-DC-001-B03 | MP-DC-001-CRAH-21 | MP-DC-001-CDU-01
MP-DC-001-B04 | MP-DC-001-CRAH-21 | MP-DC-001-CDU-01
TN-DC-002-MMR-R01 | TN-DC-002-CRAH-01
TN-DC-002-NET-R01 | TN-DC-002-CRAH-12
TN-DC-002-NET-R02 | TN-DC-002-CRAH-11
TN-DC-002-STG-R01 | TN-DC-002-CRAH-12
TN-DC-002-GPU-R01 | TN-DC-002-CRAH-21 | TN-DC-002-CDU-01
TN-DC-002-GPU-R02 | TN-DC-002-CRAH-21 | TN-DC-002-CDU-01
TN-DC-002-GPU-R03 | TN-DC-002-CRAH-21 | TN-DC-002-CDU-02
TN-DC-002-GPU-R04 | TN-DC-002-CRAH-21 | TN-DC-002-CDU-02
Note on A1: Required: yes Type: ref (from Racks) System field: RackCooling.rackId
Note on B1: The CRAH / CRAC this rack depends on first. Required: yes Type: ref (from Cooling_Units) System field: RackCooling.primaryId
Note on C1: Liquid-cooled racks. Required: in some cases Type: ref (from CDUs) System field: RackCooling.cduId

## GPU_Clusters
cluster_id * | site_id * | room_id * | name * | scheduler * | fabric * | gpu_model * | cooling * | node_count (calc)
TN-DC-002-CL-01 | TN-DC-002 | TN-DC-002-GPU1 | Chennai H200 pod 1 | Slurm | InfiniBand NDR 400G, rail-optimised | H200 SXM 141 GB | liquid
Note on A1: Required: yes Type: text System field: GpuCluster.id
Note on B1: Required: yes Type: ref (from Sites) System field: GpuCluster.dcId
Note on C1: Required: yes Type: ref (from Rooms) System field: GpuCluster.room
Note on D1: Required: yes Type: text System field: GpuCluster.name
Note on E1: Required: yes Type: list (from scheduler) System field: GpuCluster.scheduler
Note on F1: For example "InfiniBand NDR 400G, rail-optimised". Required: yes Type: text System field: GpuCluster.fabric
Note on G1: One model per cluster. Required: yes Type: list (from gpu_model) System field: GpuCluster.model
Note on H1: Required: yes Type: list (from air_liquid) System field: GpuCluster.cooling
Note on I1: Calculated from GPU_Nodes. Required: calculated Type: formula System field: GpuCluster.nodes

## GPU_Nodes
device_id * | cluster_id * | gpu_model * | gpu_vendor * | gpu_count * | server_model * | cooling * | driver | firmware
TN-DC-002-GPU-001 | TN-DC-002-CL-01 | H200 SXM 141 GB | NVIDIA | 8 | Supermicro SYS-821GE-TNHR | liquid | 550.90.07 | BMC 01.03.12
TN-DC-002-GPU-002 | TN-DC-002-CL-01 | H200 SXM 141 GB | NVIDIA | 8 | Supermicro SYS-821GE-TNHR | liquid | 550.90.07 | BMC 01.03.12
TN-DC-002-GPU-003 | TN-DC-002-CL-01 | H200 SXM 141 GB | NVIDIA | 8 | Supermicro SYS-821GE-TNHR | liquid | 550.90.07 | BMC 01.03.12
TN-DC-002-GPU-004 | TN-DC-002-CL-01 | H200 SXM 141 GB | NVIDIA | 8 | Supermicro SYS-821GE-TNHR | liquid | 550.90.07 | BMC 01.03.12
TN-DC-002-GPU-005 | TN-DC-002-CL-01 | H200 SXM 141 GB | NVIDIA | 8 | Supermicro SYS-821GE-TNHR | liquid | 550.90.07 | BMC 01.03.12
TN-DC-002-GPU-006 | TN-DC-002-CL-01 | H200 SXM 141 GB | NVIDIA | 8 | Supermicro SYS-821GE-TNHR | liquid | 550.90.07 | BMC 01.03.12
TN-DC-002-GPU-007 | TN-DC-002-CL-01 | H200 SXM 141 GB | NVIDIA | 8 | Supermicro SYS-821GE-TNHR | liquid | 550.90.07 | BMC 01.03.12
TN-DC-002-GPU-008 | TN-DC-002-CL-01 | H200 SXM 141 GB | NVIDIA | 8 | Supermicro SYS-821GE-TNHR | liquid | 550.90.07 | BMC 01.03.12
Note on A1: Required: yes Type: ref (from Devices) System field: GpuNode.neId
Note on B1: Required: yes Type: ref (from GPU_Clusters) System field: GpuNode.clusterId
Note on C1: Must match the cluster. Required: yes Type: list (from gpu_model) System field: GpuNode.model
Note on D1: Required: yes Type: list (from gpu_vendor) System field: GpuNode.vendor
Note on E1: Usually 8. Required: yes Type: integer System field: GpuNode.gpus.length
Note on F1: Required: yes Type: text System field: GpuNode.server
Note on G1: Required: yes Type: list (from air_liquid) System field: GpuNode.cooling
Note on H1: Installed driver version. Required: no Type: text System field: GpuNode.driver
Note on I1: Required: no Type: text System field: GpuNode.firmware

## Customers
customer_id * | name * | segment * | city * | state * | plan * | premium * | account_manager | monthly_revenue (calc)
CUST-001 | Nimbus Analytics Pvt Ltd (sample) | Technology | Indore | Madhya Pradesh | Colo Standard 3 yr | N | Ritu Sharma
CUST-002 | Kaveri FinServ Ltd (sample) | BFSI | Mumbai | Maharashtra | Colo Premium 5 yr | Y | Ritu Sharma
CUST-003 | Shakti Games Studio (sample) | Gaming | Bengaluru | Karnataka | Colo Standard 2 yr | N | Arjun Mehta
CUST-004 | Indus AI Labs (sample) | AI / ML | Bengaluru | Karnataka | AI cage + reserved cluster | Y | Arjun Mehta
CUST-005 | Medisphere Health (sample) | Healthcare | Chennai | Tamil Nadu | On-demand GPU | N | Karthik Iyer
CUST-006 | BharatStream Media (sample) | Media | Chennai | Tamil Nadu | CPU + storage | N | Karthik Iyer
Note on A1: Required: yes Type: text System field: Customer.id
Note on B1: Required: yes Type: text System field: Customer.name
Note on C1: For example BFSI, Media, AI / ML, Healthcare. Required: yes Type: text System field: Customer.segment
Note on D1: Billing city. Required: yes Type: text System field: Customer.city
Note on E1: Required: yes Type: text System field: Customer.state
Note on F1: Contract or plan name. Required: yes Type: text System field: Customer.plan
Note on G1: Y = premium SLA (counted on the Command center). Required: yes Type: list (from yes_no) System field: Customer.premium
Note on H1: Required: no Type: text System field: Customer.accountManager
Note on I1: Calculated: the sum of this customer's Services. Don't type it. Required: calculated Type: formula System field: Customer.revenueMonthly

## Services
service_id * | customer_id * | type * | site_id * | device_id | if_name | rack_ids | gpu_node_ids | qty * | unit * | bandwidth_mbps | sla_target_pct * | monthly_revenue * | critical * | start_date
SVC-0001 | CUST-001 | Cabinet lease | MP-DC-001 |  |  | MP-DC-001-A02;MP-DC-001-A03 |  | 2 | cabinets |  | 99.95 | 170000 | N | 2025-04-01
SVC-0002 | CUST-001 | Power circuit | MP-DC-001 |  |  | MP-DC-001-A02;MP-DC-001-A03 |  | 12 | kW |  | 99.95 | 108000 | N | 2025-04-01
SVC-0003 | CUST-001 | Cross-connect | MP-DC-001 | MP-DC-001-MMR-SW-01 | Ethernet1 |  |  | 1 | Mbps | 10000 | 99.95 | 6000 | N | 2025-04-01
SVC-0004 | CUST-002 | Cabinet lease | MP-DC-001 |  |  | MP-DC-001-A04 |  | 1 | cabinets |  | 99.99 | 95000 | Y | 2025-04-01
SVC-0005 | CUST-002 | Power circuit | MP-DC-001 |  |  | MP-DC-001-A04 |  | 8 | kW |  | 99.99 | 72000 | Y | 2025-04-01
SVC-0006 | CUST-002 | Cross-connect | MP-DC-001 | MP-DC-001-MMR-SW-02 | Ethernet2 |  |  | 1 | Mbps | 10000 | 99.99 | 6000 | Y | 2025-04-01
SVC-0007 | CUST-002 | Remote hands | MP-DC-001 |  |  |  |  | 10 | hours |  | 99.9 | 25000 | N | 2025-04-01
SVC-0008 | CUST-003 | Cabinet lease | MP-DC-001 |  |  | MP-DC-001-A05;MP-DC-001-A06 |  | 2 | cabinets |  | 99.95 | 170000 | N | 2025-04-01
SVC-0009 | CUST-003 | Power circuit | MP-DC-001 |  |  | MP-DC-001-A05;MP-DC-001-A06 |  | 12 | kW |  | 99.95 | 108000 | N | 2025-04-01
SVC-0010 | CUST-004 | Cabinet lease | MP-DC-001 |  |  | MP-DC-001-B01;MP-DC-001-B02;MP-DC-001-B03;MP-DC-001-B04 |  | 4 | cabinets |  | 99.99 | 1800000 | Y | 2025-04-01
SVC-0011 | CUST-004 | Power circuit | MP-DC-001 |  |  | MP-DC-001-B01;MP-DC-001-B02;MP-DC-001-B03;MP-DC-001-B04 |  | 160 | kW |  | 99.99 | 1440000 | Y | 2025-04-01
SVC-0012 | CUST-004 | Reserved cluster | TN-DC-002 | TN-DC-002-GPU-001 |  |  | TN-DC-002-GPU-001;TN-DC-002-GPU-002;TN-DC-002-GPU-003;TN-DC-002-GPU-004 | 32 | GPU |  | 99.9 | 4800000 | Y | 2025-06-01
SVC-0013 | CUST-005 | On-demand GPUs | TN-DC-002 | TN-DC-002-GPU-005 |  |  | TN-DC-002-GPU-005;TN-DC-002-GPU-006 | 16 | GPU |  | 99.5 | 2400000 | N | 2025-09-01
SVC-0014 | CUST-006 | CPU instances | TN-DC-002 | TN-DC-002-CPU-0001 |  |  |  | 128 | vCPU |  | 99.9 | 320000 | N | 2025-03-01
SVC-0015 | CUST-006 | Storage volume | TN-DC-002 | TN-DC-002-STG-001 |  |  |  | 200 | TB |  | 99.9 | 400000 | N | 2025-03-01
Note on A1: Required: yes Type: text System field: Service.id
Note on B1: Required: yes Type: ref (from Customers) System field: Service.customerId
Note on C1: Required: yes Type: list (from service_type) System field: Service.type
Note on D1: Required: yes Type: ref (from Sites) System field: Service.dcId
Note on E1: The device the service is delivered on (port, GPU node, MMR switch…). Required: in some cases Type: ref (from Devices) System field: Service.neId
Note on F1: Hand-off port for circuits and cross-connects. Required: no Type: text System field: Service.ifName
Note on G1: Cabinet leases / power circuits: rack ids, separated by ";". Required: in some cases Type: text System field: Service path (racks)
Note on H1: GPU services: GPU node device ids, separated by ";". Required: in some cases Type: text System field: Service.path (job nodes)
Note on I1: Required: yes Type: decimal System field: Service.qty
Note on J1: Required: yes Type: list (from service_unit) System field: Service.unit
Note on K1: Circuits and cross-connects. Required: no Type: integer System field: Service.bandwidthMbps
Note on L1: For example 99.95. Required: yes Type: decimal System field: Service.slaTarget
Note on M1: Monthly charge in the site currency (₹). Required: yes Type: decimal System field: Service.revenueMonthly
Note on N1: Y = business-critical for the customer. Required: yes Type: list (from yes_no) System field: Service.critical
Note on O1: Required: no Type: date System field: (reference only)

## Collectors
collector_id * | site_id * | name * | protocol * | domain * | host_ip | covers
COL-MP-DC-001-NET | MP-DC-001 | Indore network poller | SNMP | Network | 10.10.0.10 | Routers, firewalls, switches (SNMP v3 + LLDP)
COL-MP-DC-001-BMS | MP-DC-001 | Indore BMS gateway | Modbus TCP | Facility | 10.10.0.20 | UPS, rectifier, DG, CRAH, CDU, sensors
COL-TN-DC-002-NET | TN-DC-002 | Chennai network poller | gNMI | Network | 10.20.0.10 | Border, firewalls, IB / Ethernet / OOB fabric
COL-TN-DC-002-BMS | TN-DC-002 | Chennai BMS gateway | BACnet | Facility | 10.20.0.20 | UPS, rectifier, DG, CRAH, CDU, sensors
COL-TN-DC-002-BMC | TN-DC-002 | Chennai BMC poller | Redfish | Compute | 10.20.0.30 | Server / GPU node BMCs (PSU, fans, temperatures)
COL-TN-DC-002-DCGM | TN-DC-002 | Chennai DCGM exporter | DCGM exporter | GPU | 10.20.0.40 | Per-GPU telemetry (util, temp, ECC, Xid, NVLink)
Note on A1: Required: yes Type: text System field: collectors[].id
Note on B1: Required: yes Type: ref (from Sites) System field: Datacenter.id
Note on C1: Required: yes Type: text System field: collectors[].name
Note on D1: Required: yes Type: list (from collector_protocol) System field: (integration)
Note on E1: Network, Facility (BMS / EPMS), Compute (BMC), GPU (DCGM). Required: yes Type: list (from collector_domain) System field: (integration)
Note on F1: Required: no Type: ip System field: (integration)
Note on G1: What it polls. Required: no Type: text System field: (integration)

## Fire_Systems
zone_id * | site_id * | room_id * | detection * | suppression * | release_mode * | last_inspection * | panel_point
MP-DC-001-MMR-FZ | MP-DC-001 | MP-DC-001-MMR | VESDA aspirating | Novec 1230 gas | Armed (auto) | 2026-08-20 | FIRE.1-MMR
MP-DC-001-PLANT-FZ | MP-DC-001 | MP-DC-001-PLANT | Point smoke + heat | Pre-action sprinkler | Armed (auto) | 2026-08-20 | FIRE.PLANT
MP-DC-001-HALLA-FZ | MP-DC-001 | MP-DC-001-HALLA | VESDA aspirating | Novec 1230 gas | Armed (auto) | 2026-08-20 | FIRE.HALLA
MP-DC-001-HALLB-FZ | MP-DC-001 | MP-DC-001-HALLB | VESDA aspirating | Novec 1230 gas | Armed (auto) | 2026-08-20 | FIRE.HALLB
TN-DC-002-MMR-FZ | TN-DC-002 | TN-DC-002-MMR | VESDA aspirating | Novec 1230 gas | Armed (auto) | 2026-08-20 | FIRE.2-MMR
TN-DC-002-PLANT-FZ | TN-DC-002 | TN-DC-002-PLANT | Point smoke + heat | Pre-action sprinkler | Armed (auto) | 2026-08-20 | FIRE.PLANT
TN-DC-002-NET-FZ | TN-DC-002 | TN-DC-002-NET | VESDA aspirating | Novec 1230 gas | Armed (auto) | 2026-08-20 | FIRE.2-NET
TN-DC-002-GPU1-FZ | TN-DC-002 | TN-DC-002-GPU1 | VESDA aspirating | Novec 1230 gas | Armed (auto) | 2026-08-20 | FIRE.-GPU1
Note on A1: Required: yes Type: text System field: FireZone.id
Note on B1: Required: yes Type: ref (from Sites) System field: FireZone.dcId
Note on C1: Required: yes Type: ref (from Rooms) System field: FireZone.zone
Note on D1: VESDA (aspirating) in data halls; point smoke + heat elsewhere. Required: yes Type: list (from detection) System field: FireZone.detection
Note on E1: Required: yes Type: list (from suppression) System field: FireZone.suppression
Note on F1: Armed (auto) in normal operation. Required: yes Type: list (from release_mode) System field: FireZone.release
Note on G1: Quarterly inspection; the tool flags it overdue after 91 days. Required: yes Type: date System field: FireZone.lastInspection
Note on H1: Fire-panel / BMS point for live detector state. Required: no Type: text System field: (collector mapping)

## Leak_Detection
zone_id * | site_id * | room_id * | guards * | length_m | last_test
MP-DC-001-MMR-LK | MP-DC-001 | MP-DC-001-MMR | Under CRAH-01 | 8 | 2026-07-15
MP-DC-001-HALLA-LK | MP-DC-001 | MP-DC-001-HALLA | Under CRAH-11, CRAH-12, CRAH-13 | 24 | 2026-07-15
MP-DC-001-HALLB-LK | MP-DC-001 | MP-DC-001-HALLB | Under CDU-01, CRAH-21 | 16 | 2026-07-15
TN-DC-002-MMR-LK | TN-DC-002 | TN-DC-002-MMR | Under CRAH-01 | 8 | 2026-07-15
TN-DC-002-NET-LK | TN-DC-002 | TN-DC-002-NET | Under CRAH-11, CRAH-12 | 16 | 2026-07-15
TN-DC-002-GPU1-LK | TN-DC-002 | TN-DC-002-GPU1 | Under CDU-01, CDU-02, CRAH-21 | 24 | 2026-07-15
Note on A1: Required: yes Type: text System field: LeakZone.id
Note on B1: Required: yes Type: ref (from Sites) System field: LeakZone.dcId
Note on C1: Required: yes Type: ref (from Rooms) System field: LeakZone.zone
Note on D1: What the rope runs under (CRAH-11, CDU-01 manifold…). Required: yes Type: text System field: LeakZone.covers
Note on E1: Required: no Type: decimal System field: LeakZone.lengthM
Note on F1: Last wet test. Required: no Type: date System field: LeakZone.lastTest

## Access_Points
door_id * | site_id * | name * | room_id | kind * | reader * | tenant_customer_id
TN-DC-002-DR-ENTRY | TN-DC-002 | Main entrance · mantrap |  | Building entry | Card + biometric
MP-DC-001-DR-ENTRY | MP-DC-001 | Main entrance · mantrap |  | Building entry | Card + biometric
MP-DC-001-MMR-DR | MP-DC-001 | Meet-me room door | MP-DC-001-MMR | Meet-me room door | Card + biometric
MP-DC-001-PLANT-DR | MP-DC-001 | Plant room door | MP-DC-001-PLANT | Plant room door | Card + PIN
MP-DC-001-HALLA-DR | MP-DC-001 | Hall A door | MP-DC-001-HALLA | Data hall door | Card + biometric
MP-DC-001-HALLB-DR | MP-DC-001 | Hall B (AI cages) door | MP-DC-001-HALLB | Data hall door | Card + biometric
TN-DC-002-MMR-DR | TN-DC-002 | Meet-me room door | TN-DC-002-MMR | Meet-me room door | Card + biometric
TN-DC-002-PLANT-DR | TN-DC-002 | Plant room door | TN-DC-002-PLANT | Plant room door | Card + PIN
TN-DC-002-NET-DR | TN-DC-002 | Network & storage room door | TN-DC-002-NET | Data hall door | Card + biometric
TN-DC-002-GPU1-DR | TN-DC-002 | GPU hall 1 door | TN-DC-002-GPU1 | Data hall door | Card + biometric
MP-DC-001-A02-CAGE | MP-DC-001 | Cage A02 | MP-DC-001-HALLA | Cage door | Card + PIN | CUST-001
MP-DC-001-A03-CAGE | MP-DC-001 | Cage A03 | MP-DC-001-HALLA | Cage door | Card + PIN | CUST-001
MP-DC-001-A04-CAGE | MP-DC-001 | Cage A04 | MP-DC-001-HALLA | Cage door | Card + PIN | CUST-002
MP-DC-001-A05-CAGE | MP-DC-001 | Cage A05 | MP-DC-001-HALLA | Cage door | Card + PIN | CUST-003
MP-DC-001-A06-CAGE | MP-DC-001 | Cage A06 | MP-DC-001-HALLA | Cage door | Card + PIN | CUST-003
MP-DC-001-B01-CAGE | MP-DC-001 | Cage B01 | MP-DC-001-HALLB | Cage door | Card + PIN | CUST-004
MP-DC-001-B02-CAGE | MP-DC-001 | Cage B02 | MP-DC-001-HALLB | Cage door | Card + PIN | CUST-004
MP-DC-001-B03-CAGE | MP-DC-001 | Cage B03 | MP-DC-001-HALLB | Cage door | Card + PIN | CUST-004
MP-DC-001-B04-CAGE | MP-DC-001 | Cage B04 | MP-DC-001-HALLB | Cage door | Card + PIN | CUST-004
Note on A1: Required: yes Type: text System field: AccessPoint.id
Note on B1: Required: yes Type: ref (from Sites) System field: AccessPoint.dcId
Note on C1: Required: yes Type: text System field: AccessPoint.name
Note on D1: Required: no Type: ref (from Rooms) System field: AccessPoint.zone
Note on E1: Required: yes Type: list (from door_kind) System field: AccessPoint.kind
Note on F1: Required: yes Type: list (from reader) System field: AccessPoint.reader
Note on G1: Cage doors: the tenant whose badges open it. Required: in some cases Type: ref (from Customers) System field: AccessPoint.tenantId

## Support_Contracts
contract_id * | site_id * | vendor * | level * | start | expires *
AMC-MP-001 | MP-DC-001 | Arista | NBD | 2025-04-01 | 2027-03-31
AMC-MP-002 | MP-DC-001 | Cisco | NBD | 2025-04-01 | 2027-03-31
AMC-MP-003 | MP-DC-001 | Fortinet | NBD | 2025-04-01 | 2027-03-31
AMC-MP-004 | MP-DC-001 | Juniper | 24×7×4 | 2025-04-01 | 2027-03-31
AMC-TN-005 | TN-DC-002 | Arista | NBD | 2025-04-01 | 2027-03-31
AMC-TN-006 | TN-DC-002 | Dell | NBD | 2025-04-01 | 2027-03-31
AMC-TN-007 | TN-DC-002 | Juniper | 24×7×4 | 2025-04-01 | 2027-03-31
AMC-TN-008 | TN-DC-002 | NVIDIA | 24×7×4 | 2025-04-01 | 2027-03-31
AMC-TN-009 | TN-DC-002 | Palo Alto Networks | NBD | 2025-04-01 | 2027-03-31
AMC-TN-010 | TN-DC-002 | Supermicro | 24×7×4 | 2025-04-01 | 2027-03-31
AMC-TN-011 | TN-DC-002 | VAST Data | 24×7×4 | 2025-04-01 | 2027-03-31
Note on A1: Required: yes Type: text System field: contract.id
Note on B1: Required: yes Type: ref (from Sites) System field: (scope)
Note on C1: Required: yes Type: text System field: (vendor)
Note on D1: 24×7×4 = 4-hour on-site response; NBD = next business day. Required: yes Type: list (from support_level) System field: contract.level
Note on E1: Required: no Type: date System field: (reference only)
Note on F1: The tool flags devices whose contract ends within 90 days. Required: yes Type: date System field: contract.expires

## Asset_Lifecycle
device_id * | installed * | warranty_end * | contract_id
MP-DC-001-BDR-01 | 2022-03-15 | 2025-03-15 | AMC-MP-004
MP-DC-001-BDR-02 | 2022-03-15 | 2025-03-15 | AMC-MP-004
MP-DC-001-FW-01 | 2022-03-15 | 2025-03-15 | AMC-MP-003
MP-DC-001-FW-02 | 2022-03-15 | 2025-03-15 | AMC-MP-003
MP-DC-001-MMR-SW-01 | 2022-03-15 | 2025-03-15 | AMC-MP-001
MP-DC-001-MMR-SW-02 | 2022-03-15 | 2025-03-15 | AMC-MP-001
MP-DC-001-AGG-01 | 2022-03-15 | 2025-03-15 | AMC-MP-001
MP-DC-001-AGG-02 | 2022-03-15 | 2025-03-15 | AMC-MP-001
MP-DC-001-OOB-01 | 2022-03-15 | 2025-03-15 | AMC-MP-002
TN-DC-002-BDR-01 | 2025-03-01 | 2028-03-01 | AMC-TN-007
TN-DC-002-BDR-02 | 2025-03-01 | 2028-03-01 | AMC-TN-007
TN-DC-002-FW-01 | 2025-03-01 | 2028-03-01 | AMC-TN-009
TN-DC-002-FW-02 | 2025-03-01 | 2028-03-01 | AMC-TN-009
TN-DC-002-IB-SPINE-01 | 2025-03-01 | 2028-03-01 | AMC-TN-008
TN-DC-002-IB-SPINE-02 | 2025-03-01 | 2028-03-01 | AMC-TN-008
TN-DC-002-ETH-SPINE-01 | 2025-03-01 | 2028-03-01 | AMC-TN-008
TN-DC-002-ETH-SPINE-02 | 2025-03-01 | 2028-03-01 | AMC-TN-008
TN-DC-002-IB-LEAF-01 | 2025-03-01 | 2028-03-01 | AMC-TN-008
TN-DC-002-IB-LEAF-02 | 2025-03-01 | 2028-03-01 | AMC-TN-008
TN-DC-002-ETH-LEAF-01 | 2025-03-01 | 2028-03-01 | AMC-TN-005
TN-DC-002-ETH-LEAF-02 | 2025-03-01 | 2028-03-01 | AMC-TN-005
TN-DC-002-OOB-01 | 2025-03-01 | 2028-03-01 | AMC-TN-008
TN-DC-002-STG-001 | 2025-03-01 | 2028-03-01 | AMC-TN-011
TN-DC-002-STG-002 | 2025-03-01 | 2028-03-01 | AMC-TN-011
TN-DC-002-CPU-0001 | 2025-03-01 | 2028-03-01 | AMC-TN-006
TN-DC-002-CPU-0002 | 2025-03-01 | 2028-03-01 | AMC-TN-006
TN-DC-002-GPU-001 | 2025-03-01 | 2028-03-01 | AMC-TN-010
TN-DC-002-GPU-002 | 2025-03-01 | 2028-03-01 | AMC-TN-010
TN-DC-002-GPU-003 | 2025-03-01 | 2028-03-01 | AMC-TN-010
TN-DC-002-GPU-004 | 2025-03-01 | 2028-03-01 | AMC-TN-010
TN-DC-002-GPU-005 | 2025-03-01 | 2028-03-01 | AMC-TN-010
TN-DC-002-GPU-006 | 2025-03-01 | 2028-03-01 | AMC-TN-010
TN-DC-002-GPU-007 | 2025-03-01 | 2028-03-01 | AMC-TN-010
TN-DC-002-GPU-008 | 2025-03-01 | 2028-03-01 | AMC-TN-010
Note on A1: Required: yes Type: ref (from Devices) System field: AssetLife.neId
Note on B1: Required: yes Type: date System field: AssetLife.installed
Note on C1: Required: yes Type: date System field: AssetLife.warrantyEnd
Note on D1: Blank = warranty only. Required: no Type: ref (from Support_Contracts) System field: AssetLife.contract

## Model_Lifecycle
vendor * | model * | end_of_sale * | end_of_support *
Arista | 7050SX3-48YC8 | 2029-06-30 | 2034-06-30
Arista | 7060DX5-64S | 2029-06-30 | 2034-06-30
Arista | 7280R3-48YC8 | 2029-06-30 | 2034-06-30
Cisco | Catalyst 9300-48T | 2029-06-30 | 2034-06-30
Dell | PowerEdge R760 | 2029-06-30 | 2034-06-30
Fortinet | FortiGate 3700F | 2029-06-30 | 2034-06-30
Juniper | MX304 | 2029-06-30 | 2034-06-30
NVIDIA | Quantum-2 QM9700 | 2029-06-30 | 2034-06-30
NVIDIA | SN2201 | 2029-06-30 | 2034-06-30
NVIDIA | Spectrum-4 SN5600 | 2029-06-30 | 2034-06-30
Palo Alto Networks | PA-5450 | 2029-06-30 | 2034-06-30
Supermicro | SYS-821GE-TNHR (H200, liquid) | 2029-06-30 | 2034-06-30
VAST Data | Ceres DF-3015 | 2029-06-30 | 2034-06-30
Note on A1: Required: yes Type: text System field: AssetLife.vendor
Note on B1: Exactly as in Devices.model. Required: yes Type: text System field: AssetLife.model
Note on C1: Required: yes Type: date System field: AssetLife.endOfSale
Note on D1: Past this date the device is flagged End of support. Required: yes Type: date System field: AssetLife.endOfSupport

## Spares
site_id * | part * | fits | on_hand * | min_level *
MP-DC-001 | Juniper power supply | Border routers | 2 | 1
MP-DC-001 | QSFP28-100G-LR4 | optics | 4 | 2
MP-DC-001 | SFP-10G-LR | optics | 6 | 2
TN-DC-002 | OSFP-400G-SR4 | optics | 8 | 4
TN-DC-002 | Supermicro power supply | GPU nodes | 4 | 2
TN-DC-002 | H200 SXM 141 GB board | GPU nodes | 1 | 1
TN-DC-002 | NVMe 7.68 TB | storage | 6 | 2
Note on A1: Required: yes Type: ref (from Sites) System field: SparePart.dcId
Note on B1: Part family, for example "DELL power supply", "SFP-10G-LR", "H200 SXM 141 GB board". Required: yes Type: text System field: SparePart.part
Note on C1: Required: no Type: text System field: SparePart.fits
Note on D1: Required: yes Type: integer System field: SparePart.onHand
Note on E1: The tool flags Low when the free count falls below it. Required: yes Type: integer System field: SparePart.min

## PM_Plan
task_id * | site_id * | asset_id * | kind * | task * | interval_days * | last_done * | owner
MP-DC-001-PM-001 | MP-DC-001 | MP-DC-001-UPS-1 | UPS | Quarterly inspection and thermal scan | 91 | 2026-08-12 | Facility team
MP-DC-001-PM-002 | MP-DC-001 | MP-DC-001-UPS-1 | Battery | Battery string impedance test | 182 | 2026-05-05 | Facility team
MP-DC-001-PM-003 | MP-DC-001 | MP-DC-001-UPS-2 | UPS | Quarterly inspection and thermal scan | 91 | 2026-08-12 | Facility team
MP-DC-001-PM-004 | MP-DC-001 | MP-DC-001-UPS-2 | Battery | Battery string impedance test | 182 | 2026-05-05 | Facility team
MP-DC-001-PM-005 | MP-DC-001 | MP-DC-001-UPS-3 | UPS | Quarterly inspection and thermal scan | 91 | 2026-08-12 | Facility team
MP-DC-001-PM-006 | MP-DC-001 | MP-DC-001-UPS-3 | Battery | Battery string impedance test | 182 | 2026-05-05 | Facility team
TN-DC-002-PM-007 | TN-DC-002 | TN-DC-002-UPS-1 | UPS | Quarterly inspection and thermal scan | 91 | 2026-08-12 | Facility team
TN-DC-002-PM-008 | TN-DC-002 | TN-DC-002-UPS-1 | Battery | Battery string impedance test | 182 | 2026-05-05 | Facility team
TN-DC-002-PM-009 | TN-DC-002 | TN-DC-002-UPS-2 | UPS | Quarterly inspection and thermal scan | 91 | 2026-08-12 | Facility team
TN-DC-002-PM-010 | TN-DC-002 | TN-DC-002-UPS-2 | Battery | Battery string impedance test | 182 | 2026-05-05 | Facility team
TN-DC-002-PM-011 | TN-DC-002 | TN-DC-002-UPS-3 | UPS | Quarterly inspection and thermal scan | 91 | 2026-08-12 | Facility team
TN-DC-002-PM-012 | TN-DC-002 | TN-DC-002-UPS-3 | Battery | Battery string impedance test | 182 | 2026-05-05 | Facility team
TN-DC-002-PM-013 | TN-DC-002 | TN-DC-002-UPS-4 | UPS | Quarterly inspection and thermal scan | 91 | 2026-08-12 | Facility team
TN-DC-002-PM-014 | TN-DC-002 | TN-DC-002-UPS-4 | Battery | Battery string impedance test | 182 | 2026-05-05 | Facility team
MP-DC-001-PM-015 | MP-DC-001 | MP-DC-001-DG-1 | Generator | Monthly on-load run | 30 | 2026-09-28 | Facility team
MP-DC-001-PM-016 | MP-DC-001 | MP-DC-001-DG-1 | Generator | Annual load-bank test | 365 | 2026-02-10 | Facility team
MP-DC-001-PM-017 | MP-DC-001 | MP-DC-001-DG-2 | Generator | Monthly on-load run | 30 | 2026-09-28 | Facility team
MP-DC-001-PM-018 | MP-DC-001 | MP-DC-001-DG-2 | Generator | Annual load-bank test | 365 | 2026-02-10 | Facility team
TN-DC-002-PM-019 | TN-DC-002 | TN-DC-002-DG-1 | Generator | Monthly on-load run | 30 | 2026-10-02 | Facility team
TN-DC-002-PM-020 | TN-DC-002 | TN-DC-002-DG-1 | Generator | Annual load-bank test | 365 | 2026-02-10 | Facility team
TN-DC-002-PM-021 | TN-DC-002 | TN-DC-002-DG-2 | Generator | Monthly on-load run | 30 | 2026-10-02 | Facility team
TN-DC-002-PM-022 | TN-DC-002 | TN-DC-002-DG-2 | Generator | Annual load-bank test | 365 | 2026-02-10 | Facility team
MP-DC-001-PM-023 | MP-DC-001 | MP-DC-001-CRAH-01 | Cooling | Filter change and coil clean | 91 | 2026-07-28 | Facility team
MP-DC-001-PM-024 | MP-DC-001 | MP-DC-001-CRAH-11 | Cooling | Filter change and coil clean | 91 | 2026-07-28 | Facility team
MP-DC-001-PM-025 | MP-DC-001 | MP-DC-001-CRAH-12 | Cooling | Filter change and coil clean | 91 | 2026-07-28 | Facility team
MP-DC-001-PM-026 | MP-DC-001 | MP-DC-001-CRAH-13 | Cooling | Filter change and coil clean | 91 | 2026-07-28 | Facility team
MP-DC-001-PM-027 | MP-DC-001 | MP-DC-001-CDU-01 | CDU | Coolant quality and filter change | 91 | 2026-07-28 | Facility team
MP-DC-001-PM-028 | MP-DC-001 | MP-DC-001-CRAH-21 | Cooling | Filter change and coil clean | 91 | 2026-07-28 | Facility team
TN-DC-002-PM-029 | TN-DC-002 | TN-DC-002-CRAH-01 | Cooling | Filter change and coil clean | 91 | 2026-07-28 | Facility team
TN-DC-002-PM-030 | TN-DC-002 | TN-DC-002-CRAH-11 | Cooling | Filter change and coil clean | 91 | 2026-07-28 | Facility team
TN-DC-002-PM-031 | TN-DC-002 | TN-DC-002-CRAH-12 | Cooling | Filter change and coil clean | 91 | 2026-07-28 | Facility team
TN-DC-002-PM-032 | TN-DC-002 | TN-DC-002-CDU-01 | CDU | Coolant quality and filter change | 91 | 2026-07-28 | Facility team
TN-DC-002-PM-033 | TN-DC-002 | TN-DC-002-CDU-02 | CDU | Coolant quality and filter change | 91 | 2026-07-28 | Facility team
TN-DC-002-PM-034 | TN-DC-002 | TN-DC-002-CRAH-21 | Cooling | Filter change and coil clean | 91 | 2026-07-28 | Facility team
MP-DC-001-PM-035 | MP-DC-001 | MP-DC-001-MMR-FZ | Fire | Quarterly fire-system inspection | 91 | 2026-08-20 | Facility team
MP-DC-001-PM-036 | MP-DC-001 | MP-DC-001-PLANT-FZ | Fire | Quarterly fire-system inspection | 91 | 2026-08-20 | Facility team
MP-DC-001-PM-037 | MP-DC-001 | MP-DC-001-HALLA-FZ | Fire | Quarterly fire-system inspection | 91 | 2026-08-20 | Facility team
MP-DC-001-PM-038 | MP-DC-001 | MP-DC-001-HALLB-FZ | Fire | Quarterly fire-system inspection | 91 | 2026-08-20 | Facility team
TN-DC-002-PM-039 | TN-DC-002 | TN-DC-002-MMR-FZ | Fire | Quarterly fire-system inspection | 91 | 2026-08-20 | Facility team
TN-DC-002-PM-040 | TN-DC-002 | TN-DC-002-PLANT-FZ | Fire | Quarterly fire-system inspection | 91 | 2026-08-20 | Facility team
TN-DC-002-PM-041 | TN-DC-002 | TN-DC-002-NET-FZ | Fire | Quarterly fire-system inspection | 91 | 2026-08-20 | Facility team
TN-DC-002-PM-042 | TN-DC-002 | TN-DC-002-GPU1-FZ | Fire | Quarterly fire-system inspection | 91 | 2026-08-20 | Facility team
Note on A1: Required: yes Type: text System field: PmTask.id
Note on B1: Required: yes Type: ref (from Sites) System field: PmTask.dcId
Note on C1: UPS, cooling unit, fire zone, DG… id from the sheets above. Required: yes Type: text System field: PmTask.assetId
Note on D1: Required: yes Type: list (from pm_kind) System field: PmTask.kind
Note on E1: Required: yes Type: text System field: PmTask.task
Note on F1: Required: yes Type: integer System field: PmTask.intervalDays
Note on G1: Next due = last done + interval. Required: yes Type: date System field: PmTask.lastDone
Note on H1: Required: no Type: text System field: PmTask.owner

## On_Call
region * | role * | name * | tier * | escalate_after_min * | phone
Central | NOC shift lead | Ritu Sharma | 1 | 15
Central | Network engineer | Arjun Mehta | 2 | 30
Central | Facility engineer | Neha Gupta | 2 | 30
Central | Field technician | Imran Khan | 2 | 60
Central | Duty manager | Suresh Rao | 3 | 60
South | NOC shift lead | Karthik Iyer | 1 | 15
South | Network engineer | Divya Menon | 2 | 30
South | Facility engineer | Prakash Nair | 2 | 30
South | Field technician | Lakshmi Raman | 2 | 60
South | Duty manager | Suresh Rao | 3 | 60
Note on A1: Region as in Sites.region. Required: yes Type: text System field: Region.name
Note on B1: Required: yes Type: list (from oncall_role) System field: OnCall.role
Note on C1: Required: yes Type: text System field: OnCall.name
Note on D1: 1, 2 or 3. Required: yes Type: integer System field: OnCall.tier
Note on E1: Minutes before an unacknowledged page escalates. Required: yes Type: integer System field: OnCall.escalateAfterMin
Note on F1: Required: no Type: text System field: (paging)

## Field_Dictionary
Sheet | Column | Required | Type | Allowed values | System field (types.ts) | Description | Example
Sites | site_id | Required | text |  | Datacenter.id / Location.id | Unique site code, format XX-DC-NNN (XX = state code). Every other sheet points to it. | MP-DC-001
Sites | site_name | Required | text |  | Datacenter.name | Display name. | RackBank Indore DC1
Sites | operator | Optional | text |  | (reference only) | Owning company. Not shown in the tool today. | RackBank Datacenters (sample)
Sites | business_model | Required | list | colocation, neocloud, cloud, enterprise, network | Persona | Sets vocabulary and rack contents: colocation, neocloud (GPU as a service), cloud, enterprise, network (telco). | colocation
Sites | status | Required | list | on-air, in-progress, planned, failed | Datacenter.status | on-air = live; in-progress = being built; planned; failed. | on-air
Sites | tier | Required | list | Tier II, Tier III, Tier IV | Datacenter.tier | Uptime tier. | Tier III
Sites | category | Required | list | Central, Regional, Edge | Datacenter.category | Central / Regional / Edge. | Central
Sites | region | Required | text |  | Region.name / Datacenter.regionId | For example West, South, North, East, Central. | Central
Sites | state | Required | text |  | Datacenter.state | State or province. | Madhya Pradesh
Sites | city | Required | text |  | Datacenter.city | City. | Indore
Sites | address | Required | text |  | Datacenter.address | Postal address. | Plot 12, Sample IT Park, Indore 452010 (illustrative)
Sites | latitude | Required | decimal |  | Datacenter.lat | Decimal degrees (WGS84). Places the pin on the estate map. | 22.7196
Sites | longitude | Required | decimal |  | Datacenter.lng | Decimal degrees (WGS84). | 75.8577
Sites | commissioned_on | Optional | date |  | Datacenter.commissionedOn | Date the site went live. | 2022-03-15
Sites | it_capacity_kw | Required | decimal |  | Datacenter.power.capacityKw | Design IT load (kW) the site is built for. | 1200
Sites | design_pue | Optional | decimal |  | Datacenter.power.pue | Design PUE. Live PUE comes from the BMS. | 1.45
Sites | cooling_capacity_kw | Required | decimal |  | Datacenter.cooling.capacityKw | Total installed cooling capacity (kW). | 1500
Sites | cooling_redundancy | Required | list | N, N+1, 2N | Datacenter.cooling.redundancy | N / N+1 / 2N. | N+1
Sites | timezone | Optional | text |  | (reference only) | IANA timezone, for example Asia/Kolkata. | Asia/Kolkata
Floors | site_id | Required | ref | an ID from Sites | Datacenter.id | Must exist in Sites. | MP-DC-001
Floors | floor_id | Required | text |  | (key) | Unique within the workbook, for example MP-DC-001-F0. | MP-DC-001-F0
Floors | floor_name | Required | text |  | Datacenter.floors[].name | As staff call it: Ground, 1st floor… | Ground
Floors | level | Required | integer |  | (order in the 3D twin) | 0 = ground, 1 = first floor…, −1 = basement. | 0
Rooms | site_id | Required | ref | an ID from Sites | Datacenter.id |  | MP-DC-001
Rooms | floor_id | Required | ref | an ID from Floors | (key) | Must exist in Floors. | MP-DC-001-F0
Rooms | room_id | Required | text |  | (key) | Unique within the workbook. | MP-DC-001-MMR
Rooms | room_name | Required | text |  | Datacenter.floors[].rooms[] / Rack.room | Shown in the twin, the racks list and alarm locations. | Meet-me room
Rooms | room_type | Required | list | Data hall, AI hall, Meet-me room, Network room, Plant room, UPS room, Battery room, NOC | (twin layout) | Plant / UPS / battery rooms hold the power plant; halls hold racks. | Meet-me room
Rooms | area_sqm | Optional | decimal |  | (reference only) | Floor area. | 60
Rooms | rack_rows | Optional | integer |  | (twin layout) | Number of rack rows; racks face each other in pairs. | 1
Rooms | containment | Optional | list | Cold aisle, Hot aisle, None | (twin layout) | Aisle containment. | None
Rooms | cooling_method | Optional | list | Air, Liquid, Hybrid | Rack.liquid | Air, Liquid or Hybrid. | Air
Racks | rack_id | Required | text |  | Rack.id | Unique, for example MP-DC-001-A01. | MP-DC-001-MMR-R01
Racks | site_id | Required | ref | an ID from Sites | Rack.dcId |  | MP-DC-001
Racks | room_id | Required | ref | an ID from Rooms | Rack.floor / Rack.room | Floor and room come from the Rooms row. | MP-DC-001-MMR
Racks | rack_name | Required | text |  | Rack.name | Label on the cabinet (shown on the 3D twin). | MMR-R01
Racks | row | Optional | text |  | (twin layout) | Row letter or number. | M
Racks | position | Optional | integer |  | (twin layout) | Position in the row, 1…n. | 1
Racks | role | Required | list | Core, Meet-me room, Network, Aggregation, Compute, Storage, GPU, Tenant, AI cage | Rack.role | What the cabinet is for. | Core
Racks | height_u | Required | integer |  | Rack.heightU | Usable rack units (42, 45, 48…). | 45
Racks | power_budget_kw | Required | decimal |  | Rack.budgetKw | Provisioned power (kW). Live draw comes from the PDUs. | 12
Racks | owner | Required | list | operator, tenant | Rack.owner | operator, or tenant (a leased cabinet: the operator sees power and environment only). | operator
Racks | tenant_customer_id | Conditional | ref | an ID from Customers | Rack.tenantId | Required when owner = tenant. | CUST-001
Racks | contracted_kw | Conditional | decimal |  | Rack.contractedKw | Required when owner = tenant: the power the tenant has bought. | 6
Racks | density | Optional | list | standard, ai | Rack.density | ai = high-density GPU rack or AI cage. | standard
Racks | liquid_cooled | Optional | list | Y, N | Rack.liquid | Y = direct liquid cooling. | N
Racks | cdu_id | Conditional | ref | an ID from CDUs | AiCage.cduId / Cdu.racks | Required when liquid_cooled = Y. | MP-DC-001-CDU-01
Racks | pdu_feed_a | Optional | ref | an ID from Power_Feeds | (power path) | Feed powering the A-side PDU. | MP-DC-001-AC-1
Racks | pdu_feed_b | Optional | ref | an ID from Power_Feeds | (power path) | Feed powering the B-side PDU. | MP-DC-001-AC-2
Racks | used_u (calc) | Calculated | formula |  | Rack.usedU | Calculated: the sum of u_size of the devices in this rack. Don't type it.
Power_Feeds | feed_id | Required | text |  | PowerFeed.id | Unique, for example MP-DC-001-AC-1. | MP-DC-001-AC-1
Power_Feeds | site_id | Required | ref | an ID from Sites | Datacenter.id |  | MP-DC-001
Power_Feeds | type | Required | list | AC, DC | PowerFeed.type | AC or DC. | AC
Power_Feeds | source | Required | text |  | PowerFeed.source | For example "Utility feed A", "Rectifier RECT-01". | Utility feed A (MPPKVVCL 33 kV)
Power_Feeds | rating | Required | text |  | PowerFeed.rating | For example "630 A · 415 V" or "48 V · 2400 A". | 1250 A · 415 V
Power_Feeds | capacity_kw | Required | decimal |  | PowerFeed.capacityKw |  | 800
Power_Feeds | normal_role | Optional | list | Active, Standby | (ATS story) | Active, or Standby (picked up by the ATS). | Active
Power_Feeds | utility_account | Optional | text |  | (reference only) | Utility connection / account number. | MPW-33KV-0001 (sample)
UPS | ups_id | Required | text |  | UpsUnit.id |  | MP-DC-001-UPS-1
UPS | site_id | Required | ref | an ID from Sites | Datacenter.id |  | MP-DC-001
UPS | room_id | Optional | ref | an ID from Rooms | (twin placement) | Room the UPS stands in (shown and clickable in the realistic twin). | MP-DC-001-PLANT
UPS | name | Required | text |  | UpsUnit.name | For example UPS-1. | UPS-1
UPS | vendor | Optional | text |  | (reference only) |  | Vertiv
UPS | model | Optional | text |  | (reference only) |  | Liebert EXL S1 500
UPS | serial | Optional | text |  | (reference only) |  | VTV-EXL-4101
UPS | capacity_kw | Required | decimal |  | UpsUnit.capacityKw |  | 500
UPS | redundancy | Required | list | N, N+1, 2N | UpsUnit.redundancy |  | N+1
UPS | battery_autonomy_min | Required | integer |  | UpsUnit.batteryMin | Design autonomy at full load (minutes). | 15
Generators | dg_id | Required | text |  | (key) |  | MP-DC-001-DG-1
Generators | site_id | Required | ref | an ID from Sites | Datacenter.id |  | MP-DC-001
Generators | name | Required | text |  | (label) |  | DG-1
Generators | kva | Required | decimal |  | power.dg.kva | Rating (kVA). | 1500
Generators | fuel_tank_litres | Optional | decimal |  | (fuel hours) |  | 5000
Generators | runtime_h_full_load | Required | decimal |  | power.dg.runtimeH | Hours on a full tank at full load. | 12
Generators | last_test_date | Optional | date |  | power.dg.lastTest |  | 2026-09-28
Generators | last_test_result | Optional | list | Pass, Fail | power.dg.result |  | Pass
DC_Plant | plant_id | Required | text |  | (key) |  | MP-DC-001-RECT-01
DC_Plant | site_id | Required | ref | an ID from Sites | Datacenter.id |  | MP-DC-001
DC_Plant | room_id | Optional | ref | an ID from Rooms | (twin placement) |  | MP-DC-001-PLANT
DC_Plant | kind | Required | list | Rectifier, Battery bank | (rectifier / battery) |  | Rectifier
DC_Plant | name | Required | text |  | (label) | For example RECT-01, BATT-01. | RECT-01
DC_Plant | volts | Conditional | decimal |  | power.battery.volts | Battery banks: nominal voltage. | 48
DC_Plant | ah | Conditional | decimal |  | power.battery.ah | Battery banks: capacity (Ah). | 2000
DC_Plant | rated_output | Conditional | text |  | PowerFeed.rating (DC) | Rectifiers: for example "48 V · 2400 A". | 48 V · 2400 A
DC_Plant | capacity_kw | Conditional | decimal |  | PowerFeed.capacityKw (DC) | Rectifiers: DC output (kW). | 115
DC_Plant | autonomy_h | Conditional | decimal |  | power.battery.runtimeH | Battery banks: design autonomy (hours). | 4
DC_Plant | last_test_date | Optional | date |  | power.battery.lastTest |  | 2026-08-14
Cooling_Units | unit_id | Required | text |  | CoolingUnit.id |  | MP-DC-001-CRAH-01
Cooling_Units | site_id | Required | ref | an ID from Sites | Datacenter.id |  | MP-DC-001
Cooling_Units | room_id | Required | ref | an ID from Rooms | CoolingUnit.zone | The zone is "<floor> · <room>". | MP-DC-001-MMR
Cooling_Units | name | Required | text |  | CoolingUnit.name | For example CRAH-11. | CRAH-01
Cooling_Units | type | Required | list | CRAH, CRAC, CDU | CoolingUnit.type |  | CRAH
Cooling_Units | vendor | Optional | text |  | (reference only) |  | Stulz
Cooling_Units | model | Optional | text |  | (reference only) |  | CyberAir 3PRO
Cooling_Units | capacity_kw | Required | decimal |  | CoolingUnit.capacityKw | Rated cooling capacity. | 60
Cooling_Units | design_supply_c | Optional | decimal |  | CoolingUnit.supplyC (setpoint) | Supply air / coolant setpoint. | 18
CDUs | cdu_id | Required | text |  | Cdu.id |  | MP-DC-001-CDU-01
CDUs | site_id | Required | ref | an ID from Sites | Cdu.dcId |  | MP-DC-001
CDUs | room_id | Required | ref | an ID from Rooms | Cdu.room |  | MP-DC-001-HALLB
CDUs | name | Required | text |  | Cdu.name |  | CDU-01
CDUs | capacity_kw | Required | decimal |  | Cdu.capacityKw |  | 750
CDUs | nominal_flow_lpm | Required | decimal |  | Cdu.flowNominal | Design coolant flow (litres per minute). | 1100
CDUs | design_supply_c | Optional | decimal |  | Cdu.supplyC (setpoint) |  | 32
CDUs | racks_served (calc) | Calculated | formula |  | Cdu.racks | Calculated from Racks.cdu_id.
Sensors | sensor_id | Required | text |  | EnvSensor.id |  | MP-DC-001-ENV-01
Sensors | site_id | Required | ref | an ID from Sites | Datacenter.id |  | MP-DC-001
Sensors | room_id | Required | ref | an ID from Rooms | EnvSensor.zone |  | MP-DC-001-MMR
Sensors | kind | Required | list | Temperature + humidity, Leak, Smoke | EnvSensor (temp / humidity / smoke / leak) |  | Temperature + humidity
Sensors | position | Optional | text |  | (reference only) | For example "Cold aisle 1, rack A03". | MMR centre
Sensors | bms_point | Optional | text |  | (collector mapping) | BMS / Modbus / BACnet point name, so live readings can be matched. | BMS.MMR.TH01
Devices | device_id | Required | text |  | NetworkElement.id | Unique, for example MP-DC-001-BDR-01. | MP-DC-001-BDR-01
Devices | site_id | Required | ref | an ID from Sites | NetworkElement.dcId |  | MP-DC-001
Devices | hostname | Required | text |  | NetworkElement.name | As configured on the device (used to match SNMP / LLDP). | BDR-01
Devices | role | Required | list | Router, Switch, DWDM, Firewall, Access, Server, Storage, GPU, Tenant gear | NetworkElement.role | Tenant gear = an opaque block of customer equipment (never polled). | Router
Devices | layer | Required | list | core, spine, leaf, access | NetworkElement.layer | core / spine / leaf / access. For hosts use access. | core
Devices | vendor | Required | text |  | NetworkElement.vendor | Tenant gear: "Tenant". | Juniper
Devices | model | Required | text |  | NetworkElement.model |  | MX304
Devices | os_version | Optional | text |  | NetworkElement.os |  | Junos 23.2R2
Devices | serial | Conditional | text |  | NetworkElement.serial | Required for operator devices; must be unique. | JUNMP001007
Devices | mgmt_ip | Conditional | ip |  | NetworkElement.ip | Required for monitored devices. | 10.10.1.1
Devices | mac | Optional | text |  | NetworkElement.mac |  | 3c:fd:fe:03:ef:00
Devices | rack_id | Required | ref | an ID from Racks | NetworkElement.rackId |  | MP-DC-001-MMR-R01
Devices | u_position | Required | integer |  | NetworkElement.u | Lowest U the device occupies (1 = bottom). | 1
Devices | u_size | Required | integer |  | NetworkElement.uSize | Height in U. | 2
Devices | lifecycle | Required | list | Ready, Planned, Maintenance, Decommissioning | NetworkElement.lifecycle | Planned = reserved rack space, not installed. | Ready
Devices | owner | Required | list | operator, tenant | OpsState tenant-owned |  | operator
Devices | tenant_customer_id | Conditional | ref | an ID from Customers | NetworkElement.tenantId | Required when owner = tenant. | CUST-001
Devices | monitored | Required | list | Y, N | OpsState in-service / unmonitored | N = in the rack but not polled. | Y
Devices | collector_id | Conditional | ref | an ID from Collectors | NetworkElement.collector | Required when monitored = Y. | COL-MP-DC-001-NET
Devices | wan_edge | Optional | list | Y, N | NetworkElement.isPe | Y = border / PE router carrying the site's backhaul. | Y
Modules | device_id | Required | ref | an ID from Devices | NetworkElement.id |  | MP-DC-001-BDR-01
Modules | slot | Required | text |  | modules[].slot | For example "FPC 0", "PSU 1". | FPC 0
Modules | name | Required | text |  | modules[].name | Part description. | MPC10E 10x400GE
Modules | serial | Optional | text |  | modules[].serial |  | JNMP000000
Interfaces | device_id | Required | ref | an ID from Devices | Interface.neId |  | MP-DC-001-BDR-01
Interfaces | if_name | Required | text |  | Interface.name | As the device names it (et-0/0/1, Ethernet1/1, swp1, ib0…). | et-0/0/0
Interfaces | type | Required | text |  | Interface.type | For example 100GE, 400G NDR, 1GE. | 100GE
Interfaces | speed_mbps | Required | integer |  | Interface.speedMbps |  | 100000
Interfaces | admin_state | Required | list | up, admin-down, reserved | Interface.state | up, admin-down or reserved. Operational up / down comes live. | up
Interfaces | description | Optional | text |  | Interface.description |  | to FW-01 port1
Interfaces | optic_model | Optional | text |  | Interface.optics.model | Transceiver part. | QSFP28-100G-LR4
Links | link_id | Required | text |  | Link.id |  | LNK-0001
Links | a_device_id | Required | ref | an ID from Devices | Link.aNe |  | MP-DC-001-BDR-01
Links | a_if_name | Required | text |  | Link.aIf | Must exist in Interfaces for a_device_id. | et-0/0/0
Links | z_device_id | Required | ref | an ID from Devices | Link.zNe | May be at another site (backhaul). | MP-DC-001-FW-01
Links | z_if_name | Required | text |  | Link.zIf |  | port1
Links | role | Required | list | Fabric, Uplink, Backhaul, Peering, Access | Link.role | Fabric (inside a fabric), Uplink, Backhaul (leaves the site), Peering, Access (to a host / customer). | Uplink
Links | protocol | Optional | list | LLDP, OSPF, BGP, ISIS, LSP | Link.protocol | Default LLDP (physical). Add BGP / OSPF rows for routing adjacencies if needed. | LLDP
Links | capacity_mbps | Required | integer |  | Link.capacityMbps |  | 100000
Links | cable_id | Optional | text |  | Link.physical.cable | Cross-connect jumper or cable label. The full patching of each end goes in Cable_Paths. | MP-DC-001-MMR-PC-01
Links | strand | Optional | text |  | Link.physical.strand | Fibre strand or pair. | 1-2
Links | a_patch_port | Optional | text |  | Link.physical.aPort | Older exports only: superseded by Cable_Paths. | MMR-ODF-01:1
Links | z_patch_port | Optional | text |  | Link.physical.zPort | Older exports only: superseded by Cable_Paths. | A01-ODF:1
Links | carrier_circuit_id | Conditional | text |  | (reference only) | Backhaul: the carrier's circuit ID. | AIRTEL-NLD-100G-55821 (sample)
Rack_PDUs | pdu_id | Required | text |  | RackPdu.id | Unique, for example MP-DC-001-A01-PDU-A. | MP-DC-001-MMR-R01-PDU-A
Rack_PDUs | site_id | Required | ref | an ID from Sites | RackPdu.dcId |  | MP-DC-001
Rack_PDUs | rack_id | Required | ref | an ID from Racks | RackPdu.rackId |  | MP-DC-001-MMR-R01
Rack_PDUs | side | Required | list | A, B | RackPdu.side | A or B. Each side should be rated for the whole cabinet, so the cabinet survives the loss of either side. | A
Rack_PDUs | kind | Required | list | AC, DC | RackPdu.kind | AC rack PDU, or DC fuse panel fed from the rectifier plant. | AC
Rack_PDUs | model | Optional | text |  | RackPdu.model | Vendor and model, for example "Raritan PX3-5902V". | Raritan PX3 3-ph 32 A
Rack_PDUs | volts | Required | decimal |  | RackPdu.volts | 230, 400 (3-phase) or 48 (DC). | 400
Rack_PDUs | phases | Required | integer |  | RackPdu.phases | 1 or 3. | 3
Rack_PDUs | rating_a | Required | decimal |  | RackPdu.ratingA | Input breaker rating per phase (A). | 32
Rack_PDUs | capacity_kw | Required | decimal |  | RackPdu.capacityKw | What one side can carry. The tool checks the cabinet's draw against it for failover. | 12
Rack_PDUs | outlets | Required | integer |  | RackPdu.outlets | Number of outlets (C13 / C19). | 36
Rack_PDUs | upstream_id | Required | ref | an ID from UPS / DC_Plant | RackPdu.upstreamId | The UPS module (AC) or rectifier (DC) feeding this PDU: this is how a UPS fault is traced to devices. | MP-DC-001-UPS-2
Rack_PDUs | feed_id | Required | ref | an ID from Power_Feeds | RackPdu.feedId | Utility feed behind that UPS. | MP-DC-001-AC-1
Power_Connections | device_id | Required | ref | an ID from Devices | PowerCord.neId |  | MP-DC-001-BDR-01
Power_Connections | psu_slot | Required | text |  | PowerCord.psu | As the device names it (PSU1, PEM0). Tenant gear: Feed A / Feed B. | PSU1
Power_Connections | pdu_id | Required | ref | an ID from Rack_PDUs | PowerCord.pduId | A PDU in the same rack as the device. | MP-DC-001-MMR-R01-PDU-A
Power_Connections | outlet | Required | integer |  | PowerCord.outlet | Outlet number on that PDU. | 1
Power_Connections | breaker_bank | Optional | text |  | PowerCord.bankId | Phase or bank (L1, L2, L3). Leave blank to derive it from the outlet.
Power_Connections | psu_rated_w | Optional | decimal |  | (reference only) | Nameplate rating of the supply. | 750
Patch_Panels | panel_id | Required | text |  | PatchPanel.id | Unique, for example MP-DC-001-A01-PP-F1. | MP-DC-001-A01-PP-F1
Patch_Panels | site_id | Required | ref | an ID from Sites | PatchPanel.dcId |  | MP-DC-001
Patch_Panels | rack_id | Required | ref | an ID from Racks | PatchPanel.rackId |  | MP-DC-001-A01
Patch_Panels | name | Required | text |  | PatchPanel.name | Label on the panel. | PP-F1
Patch_Panels | kind | Required | list | LC duplex, MPO, RJ45 | PatchPanel.kind | LC duplex (fibre), MPO (high-density fibre) or RJ45 (copper). | LC duplex
Patch_Panels | role | Required | list | rack, odf | PatchPanel.role | rack = top of a cabinet; odf = in the site's patching / main distribution rack. | rack
Patch_Panels | ports | Required | integer |  | PatchPanel.ports |  | 24
Trunk_Cables | trunk_id | Required | text |  | Trunk.id |  | MP-DC-001-A01-TRK-1
Trunk_Cables | site_id | Required | ref | an ID from Sites | Trunk.dcId |  | MP-DC-001
Trunk_Cables | a_panel_id | Required | ref | an ID from Patch_Panels | Trunk.aPanel |  | MP-DC-001-A01-PP-F1
Trunk_Cables | z_panel_id | Required | ref | an ID from Patch_Panels | Trunk.zPanel |  | MP-DC-001-MMR-R01-ODF-1
Trunk_Cables | kind | Required | text |  | Trunk.kind | For example "MPO-24 OM4 trunk" or "Cat6A 24-cable bundle". | MPO-24 OM4 trunk
Trunk_Cables | pairs | Required | integer |  | Trunk.pairs | Duplex pairs (fibre) or cables (copper). | 12
Trunk_Cables | route | Required | list | Tray route 1, Tray route 2 | Trunk.route | Tray route. Two diverse routes let dual-homed devices survive one cut tray. | Tray route 1
Trunk_Cables | length_m | Optional | decimal |  | Trunk.lengthM |  | 60
Cable_Paths | link_id | Required | ref | an ID from Links | CablePath.linkId |  | LNK-0001
Cable_Paths | end | Required | list | A, Z | (A / Z end) | A = the a_device of the link, Z = the z_device. | A
Cable_Paths | device_id | Required | ref | an ID from Devices | CableHop (port) |  | MP-DC-001-BDR-01
Cable_Paths | patch_cord_id | Optional | text |  | CableHop (cord) | Label on the patch cord or DAC / AOC cable. | MP-DC-001-MMR-R01-PC-0001
Cable_Paths | panel_id | Conditional | ref | an ID from Patch_Panels | CableHop (panel) | Required when the cable leaves the cabinet: the cabinet's patch panel. | MP-DC-001-A01-PP-F1
Cable_Paths | panel_port | Conditional | integer |  | CableHop (panel) |  | 1
Cable_Paths | trunk_id | Conditional | ref | an ID from Trunk_Cables | CableHop (trunk) | Trunk from that panel to the ODF. | MP-DC-001-A01-TRK-1
Cable_Paths | odf_panel_id | Conditional | ref | an ID from Patch_Panels | CableHop (panel) | ODF panel where the trunk lands; the cross-connect jumper is patched here. | MP-DC-001-MMR-R01-ODF-1
Cable_Paths | odf_port | Conditional | integer |  | CableHop (panel) |  | 1
Cable_Paths | osp_core | Conditional | integer |  | CableHop (osp) | Backhaul only: core of the outside-plant cable on the ODF. | 1
Cooling_Coverage | rack_id | Required | ref | an ID from Racks | RackCooling.rackId |  | MP-DC-001-MMR-R01
Cooling_Coverage | primary_unit_id | Required | ref | an ID from Cooling_Units | RackCooling.primaryId | The CRAH / CRAC this rack depends on first. | MP-DC-001-CRAH-01
Cooling_Coverage | cdu_id | Conditional | ref | an ID from CDUs | RackCooling.cduId | Liquid-cooled racks. | MP-DC-001-CDU-01
GPU_Clusters | cluster_id | Required | text |  | GpuCluster.id |  | TN-DC-002-CL-01
GPU_Clusters | site_id | Required | ref | an ID from Sites | GpuCluster.dcId |  | TN-DC-002
GPU_Clusters | room_id | Required | ref | an ID from Rooms | GpuCluster.room |  | TN-DC-002-GPU1
GPU_Clusters | name | Required | text |  | GpuCluster.name |  | Chennai H200 pod 1
GPU_Clusters | scheduler | Required | list | Kubernetes, Slurm | GpuCluster.scheduler |  | Slurm
GPU_Clusters | fabric | Required | text |  | GpuCluster.fabric | For example "InfiniBand NDR 400G, rail-optimised". | InfiniBand NDR 400G, rail-optimised
GPU_Clusters | gpu_model | Required | list | B200 SXM 192 GB, H200 SXM 141 GB, H100 SXM 80 GB, A100 SXM 80 GB, L40S PCIe 48 GB, T4 PCIe 16 GB, Gaudi 3 OAM 128 GB, Max 1550 OAM 128 GB | GpuCluster.model | One model per cluster. | H200 SXM 141 GB
GPU_Clusters | cooling | Required | list | air, liquid | GpuCluster.cooling |  | liquid
GPU_Clusters | node_count (calc) | Calculated | formula |  | GpuCluster.nodes | Calculated from GPU_Nodes.
GPU_Nodes | device_id | Required | ref | an ID from Devices | GpuNode.neId |  | TN-DC-002-GPU-001
GPU_Nodes | cluster_id | Required | ref | an ID from GPU_Clusters | GpuNode.clusterId |  | TN-DC-002-CL-01
GPU_Nodes | gpu_model | Required | list | B200 SXM 192 GB, H200 SXM 141 GB, H100 SXM 80 GB, A100 SXM 80 GB, L40S PCIe 48 GB, T4 PCIe 16 GB, Gaudi 3 OAM 128 GB, Max 1550 OAM 128 GB | GpuNode.model | Must match the cluster. | H200 SXM 141 GB
GPU_Nodes | gpu_vendor | Required | list | NVIDIA, Intel | GpuNode.vendor |  | NVIDIA
GPU_Nodes | gpu_count | Required | integer |  | GpuNode.gpus.length | Usually 8. | 8
GPU_Nodes | server_model | Required | text |  | GpuNode.server |  | Supermicro SYS-821GE-TNHR
GPU_Nodes | cooling | Required | list | air, liquid | GpuNode.cooling |  | liquid
GPU_Nodes | driver | Optional | text |  | GpuNode.driver | Installed driver version. | 550.90.07
GPU_Nodes | firmware | Optional | text |  | GpuNode.firmware |  | BMC 01.03.12
Customers | customer_id | Required | text |  | Customer.id |  | CUST-001
Customers | name | Required | text |  | Customer.name |  | Nimbus Analytics Pvt Ltd (sample)
Customers | segment | Required | text |  | Customer.segment | For example BFSI, Media, AI / ML, Healthcare. | Technology
Customers | city | Required | text |  | Customer.city | Billing city. | Indore
Customers | state | Required | text |  | Customer.state |  | Madhya Pradesh
Customers | plan | Required | text |  | Customer.plan | Contract or plan name. | Colo Standard 3 yr
Customers | premium | Required | list | Y, N | Customer.premium | Y = premium SLA (counted on the Command center). | N
Customers | account_manager | Optional | text |  | Customer.accountManager |  | Ritu Sharma
Customers | monthly_revenue (calc) | Calculated | formula |  | Customer.revenueMonthly | Calculated: the sum of this customer's Services. Don't type it.
Services | service_id | Required | text |  | Service.id |  | SVC-0001
Services | customer_id | Required | ref | an ID from Customers | Service.customerId |  | CUST-001
Services | type | Required | list | Cabinet lease, Power circuit, Cross-connect, Remote hands, Reserved cluster, On-demand GPUs, CPU instances, VM, Storage volume, Managed DB, GPU cluster, Kubernetes, IRV, Leased Line, L2VPN, L3VPN, Core application, Database, Collaboration, Analytics, Backup & DR, AI platform, Other | Service.type |  | Cabinet lease
Services | site_id | Required | ref | an ID from Sites | Service.dcId |  | MP-DC-001
Services | device_id | Conditional | ref | an ID from Devices | Service.neId | The device the service is delivered on (port, GPU node, MMR switch…). | MP-DC-001-MMR-SW-01
Services | if_name | Optional | text |  | Service.ifName | Hand-off port for circuits and cross-connects. | Ethernet1
Services | rack_ids | Conditional | text |  | Service path (racks) | Cabinet leases / power circuits: rack ids, separated by ";". | MP-DC-001-A02;MP-DC-001-A03
Services | gpu_node_ids | Conditional | text |  | Service.path (job nodes) | GPU services: GPU node device ids, separated by ";". | TN-DC-002-GPU-001;TN-DC-002-GPU-002;TN-DC-002-GPU-003;TN-DC-002-GPU-004
Services | qty | Required | decimal |  | Service.qty |  | 2
Services | unit | Required | list | cabinets, kW, Mbps, hours, GPU, vCPU, TB, users | Service.unit |  | cabinets
Services | bandwidth_mbps | Optional | integer |  | Service.bandwidthMbps | Circuits and cross-connects. | 10000
Services | sla_target_pct | Required | decimal |  | Service.slaTarget | For example 99.95. | 99.95
Services | monthly_revenue | Required | decimal |  | Service.revenueMonthly | Monthly charge in the site currency (₹). | 170000
Services | critical | Required | list | Y, N | Service.critical | Y = business-critical for the customer. | N
Services | start_date | Optional | date |  | (reference only) |  | 2025-04-01
Collectors | collector_id | Required | text |  | collectors[].id |  | COL-MP-DC-001-NET
Collectors | site_id | Required | ref | an ID from Sites | Datacenter.id |  | MP-DC-001
Collectors | name | Required | text |  | collectors[].name |  | Indore network poller
Collectors | protocol | Required | list | SNMP, gNMI, Redfish, DCGM exporter, Modbus TCP, BACnet, Syslog | (integration) |  | SNMP
Collectors | domain | Required | list | Network, Facility, Compute, GPU | (integration) | Network, Facility (BMS / EPMS), Compute (BMC), GPU (DCGM). | Network
Collectors | host_ip | Optional | ip |  | (integration) |  | 10.10.0.10
Collectors | covers | Optional | text |  | (integration) | What it polls. | Routers, firewalls, switches (SNMP v3 + LLDP)
Fire_Systems | zone_id | Required | text |  | FireZone.id |  | MP-DC-001-MMR-FZ
Fire_Systems | site_id | Required | ref | an ID from Sites | FireZone.dcId |  | MP-DC-001
Fire_Systems | room_id | Required | ref | an ID from Rooms | FireZone.zone |  | MP-DC-001-MMR
Fire_Systems | detection | Required | list | VESDA aspirating, Point smoke + heat | FireZone.detection | VESDA (aspirating) in data halls; point smoke + heat elsewhere. | VESDA aspirating
Fire_Systems | suppression | Required | list | Novec 1230 gas, Inert gas (IG-541), Pre-action sprinkler | FireZone.suppression |  | Novec 1230 gas
Fire_Systems | release_mode | Required | list | Armed (auto), Manual only, Isolated | FireZone.release | Armed (auto) in normal operation. | Armed (auto)
Fire_Systems | last_inspection | Required | date |  | FireZone.lastInspection | Quarterly inspection; the tool flags it overdue after 91 days. | 2026-08-20
Fire_Systems | panel_point | Optional | text |  | (collector mapping) | Fire-panel / BMS point for live detector state. | FIRE.1-MMR
Leak_Detection | zone_id | Required | text |  | LeakZone.id |  | MP-DC-001-MMR-LK
Leak_Detection | site_id | Required | ref | an ID from Sites | LeakZone.dcId |  | MP-DC-001
Leak_Detection | room_id | Required | ref | an ID from Rooms | LeakZone.zone |  | MP-DC-001-MMR
Leak_Detection | guards | Required | text |  | LeakZone.covers | What the rope runs under (CRAH-11, CDU-01 manifold…). | Under CRAH-01
Leak_Detection | length_m | Optional | decimal |  | LeakZone.lengthM |  | 8
Leak_Detection | last_test | Optional | date |  | LeakZone.lastTest | Last wet test. | 2026-07-15
Access_Points | door_id | Required | text |  | AccessPoint.id |  | TN-DC-002-DR-ENTRY
Access_Points | site_id | Required | ref | an ID from Sites | AccessPoint.dcId |  | TN-DC-002
Access_Points | name | Required | text |  | AccessPoint.name |  | Main entrance · mantrap
Access_Points | room_id | Optional | ref | an ID from Rooms | AccessPoint.zone |  | MP-DC-001-MMR
Access_Points | kind | Required | list | Building entry, Data hall door, Cage door, Plant room door, Meet-me room door | AccessPoint.kind |  | Building entry
Access_Points | reader | Required | list | Card + biometric, Card + PIN, Card | AccessPoint.reader |  | Card + biometric
Access_Points | tenant_customer_id | Conditional | ref | an ID from Customers | AccessPoint.tenantId | Cage doors: the tenant whose badges open it. | CUST-001
Support_Contracts | contract_id | Required | text |  | contract.id |  | AMC-MP-001
Support_Contracts | site_id | Required | ref | an ID from Sites | (scope) |  | MP-DC-001
Support_Contracts | vendor | Required | text |  | (vendor) |  | Arista
Support_Contracts | level | Required | list | 24×7×4, NBD, 8×5 NBD, None | contract.level | 24×7×4 = 4-hour on-site response; NBD = next business day. | NBD
Support_Contracts | start | Optional | date |  | (reference only) |  | 2025-04-01
Support_Contracts | expires | Required | date |  | contract.expires | The tool flags devices whose contract ends within 90 days. | 2027-03-31
Asset_Lifecycle | device_id | Required | ref | an ID from Devices | AssetLife.neId |  | MP-DC-001-BDR-01
Asset_Lifecycle | installed | Required | date |  | AssetLife.installed |  | 2022-03-15
Asset_Lifecycle | warranty_end | Required | date |  | AssetLife.warrantyEnd |  | 2025-03-15
Asset_Lifecycle | contract_id | Optional | ref | an ID from Support_Contracts | AssetLife.contract | Blank = warranty only. | AMC-MP-004
Model_Lifecycle | vendor | Required | text |  | AssetLife.vendor |  | Arista
Model_Lifecycle | model | Required | text |  | AssetLife.model | Exactly as in Devices.model. | 7050SX3-48YC8
Model_Lifecycle | end_of_sale | Required | date |  | AssetLife.endOfSale |  | 2029-06-30
Model_Lifecycle | end_of_support | Required | date |  | AssetLife.endOfSupport | Past this date the device is flagged End of support. | 2034-06-30
Spares | site_id | Required | ref | an ID from Sites | SparePart.dcId |  | MP-DC-001
Spares | part | Required | text |  | SparePart.part | Part family, for example "DELL power supply", "SFP-10G-LR", "H200 SXM 141 GB board". | Juniper power supply
Spares | fits | Optional | text |  | SparePart.fits |  | Border routers
Spares | on_hand | Required | integer |  | SparePart.onHand |  | 2
Spares | min_level | Required | integer |  | SparePart.min | The tool flags Low when the free count falls below it. | 1
PM_Plan | task_id | Required | text |  | PmTask.id |  | MP-DC-001-PM-001
PM_Plan | site_id | Required | ref | an ID from Sites | PmTask.dcId |  | MP-DC-001
PM_Plan | asset_id | Required | text |  | PmTask.assetId | UPS, cooling unit, fire zone, DG… id from the sheets above. | MP-DC-001-UPS-1
PM_Plan | kind | Required | list | UPS, Battery, Generator, Cooling, CDU, Fire, Electrical | PmTask.kind |  | UPS
PM_Plan | task | Required | text |  | PmTask.task |  | Quarterly inspection and thermal scan
PM_Plan | interval_days | Required | integer |  | PmTask.intervalDays |  | 91
PM_Plan | last_done | Required | date |  | PmTask.lastDone | Next due = last done + interval. | 2026-08-12
PM_Plan | owner | Optional | text |  | PmTask.owner |  | Facility team
On_Call | region | Required | text |  | Region.name | Region as in Sites.region. | Central
On_Call | role | Required | list | NOC shift lead, Network engineer, Facility engineer, Field technician, Duty manager, AI infrastructure engineer | OnCall.role |  | NOC shift lead
On_Call | name | Required | text |  | OnCall.name |  | Ritu Sharma
On_Call | tier | Required | integer |  | OnCall.tier | 1, 2 or 3. | 1
On_Call | escalate_after_min | Required | integer |  | OnCall.escalateAfterMin | Minutes before an unacknowledged page escalates. | 15
On_Call | phone | Optional | text |  | (paging)

## Lookups
business_model | site_status | tier | site_category | redundancy | room_type | containment | cooling_method | rack_role | owner | density | yes_no | feed_type | feed_role | plant_kind | test_result | cooling_type | sensor_kind | device_role | layer | lifecycle | if_admin | link_role | protocol | gpu_model | gpu_vendor | scheduler | air_liquid | service_type | service_unit | collector_protocol | collector_domain | pdu_side | pdu_kind | panel_kind | panel_role | link_end | tray_route | detection | suppression | release_mode | door_kind | reader | support_level | pm_kind | oncall_role
colocation | on-air | Tier II | Central | N | Data hall | Cold aisle | Air | Core | operator | standard | Y | AC | Active | Rectifier | Pass | CRAH | Temperature + humidity | Router | core | Ready | up | Fabric | LLDP | B200 SXM 192 GB | NVIDIA | Kubernetes | air | Cabinet lease | cabinets | SNMP | Network | A | AC | LC duplex | rack | A | Tray route 1 | VESDA aspirating | Novec 1230 gas | Armed (auto) | Building entry | Card + biometric | 24×7×4 | UPS | NOC shift lead
neocloud | in-progress | Tier III | Regional | N+1 | AI hall | Hot aisle | Liquid | Meet-me room | tenant | ai | N | DC | Standby | Battery bank | Fail | CRAC | Leak | Switch | spine | Planned | admin-down | Uplink | OSPF | H200 SXM 141 GB | Intel | Slurm | liquid | Power circuit | kW | gNMI | Facility | B | DC | MPO | odf | Z | Tray route 2 | Point smoke + heat | Inert gas (IG-541) | Manual only | Data hall door | Card + PIN | NBD | Battery | Network engineer
cloud | planned | Tier IV | Edge | 2N | Meet-me room | None | Hybrid | Network | [7 empty] | CDU | Smoke | DWDM | leaf | Maintenance | reserved | Backhaul | BGP | H100 SXM 80 GB |  |  |  | Cross-connect | Mbps | Redfish | Compute |  |  | RJ45 |  |  |  |  | Pre-action sprinkler | Isolated | Cage door | Card | 8×5 NBD | Generator | Facility engineer
enterprise | failed |  |  |  | Network room |  |  | Aggregation | [9 empty] | Firewall | access | Decommissioning |  | Peering | ISIS | A100 SXM 80 GB |  |  |  | Remote hands | hours | DCGM exporter | GPU | [9 empty] | Plant room door |  | None | Cooling | Field technician
network |  |  |  |  | Plant room |  |  | Compute | [9 empty] | Access |  |  |  | Access | LSP | L40S PCIe 48 GB |  |  |  | Reserved cluster | GPU | Modbus TCP | [10 empty] | Meet-me room door |  |  | CDU | Duty manager
[5 empty] | UPS room |  |  | Storage | [9 empty] | Server | [5 empty] | T4 PCIe 16 GB |  |  |  | On-demand GPUs | vCPU | BACnet | [13 empty] | Fire | AI infrastructure engineer
[5 empty] | Battery room |  |  | GPU | [9 empty] | Storage | [5 empty] | Gaudi 3 OAM 128 GB |  |  |  | CPU instances | TB | Syslog | [13 empty] | Electrical
[5 empty] | NOC |  |  | Tenant | [9 empty] | GPU | [5 empty] | Max 1550 OAM 128 GB |  |  |  | VM | users
[8 empty] | AI cage | [9 empty] | Tenant gear | [9 empty] | Storage volume
Managed DB
GPU cluster
Kubernetes
IRV
Leased Line
L2VPN
L3VPN
Core application
Database
Collaboration
Analytics
Backup & DR
AI platform
Other