## README
DCO · Datacenter data backup · Colocation · India
Backup of the complete mock estate as the tool holds it (data clock 2026-10-01 07:50 UTC). Same layout as the import template, so it can be re-imported as is. Snapshot_* sheets keep the alarms, incidents and changes of that moment for the record; they are not imported.
Version 1.0 · 12-Oct-2026 · matches the DCO data model (app/src/api/types.ts)
What this workbook is for
Use it to collect everything the DCO platform needs to know about a customer's datacenters BEFORE monitoring is switched on: sites, floors, rooms, racks, power and cooling plant, sensors, every racked device, its ports and cables, GPU clusters, customers and the services they buy, and the monitoring sources.
How to fill it
1. Fill the sheets in tab order. A sheet can only point at IDs that exist in the sheets before it (Sites → Floors → Rooms → Racks → … → Services).
2. Row 1 holds the import keys. Don't rename, reorder or delete columns. Hover over a header for its meaning; the Field_Dictionary sheet lists every field.
3. Header colours: dark blue = required · amber = required in some cases (see the note) · grey = optional · green = calculated by a formula (don't type it).
4. Columns with a fixed set of values have a dropdown (from the Lookups sheet). Dates use YYYY-MM-DD. Numbers are plain, with no units in the cell. Lists inside a cell use ";".
5. IDs must be unique and stable: the system keys every alarm, incident and revenue figure on them. Recommended: site XX-DC-NNN, then <site>-<object> (MP-DC-001-A01).
6. Check the Summary sheet when you finish. Every count must match what the customer expects, and the checks column must say OK.
What to ask the customer for (and where it usually lives)
Sites, floors, rooms: facility master list, floor plans (DCIM or CAD). · Racks: DCIM rack elevations or the space-and-power schedule. · Power and cooling plant: single-line diagram, BMS / EPMS asset register, maintenance contracts.
Devices, modules: CMDB or DCIM asset export (hostname, serial, rack, U). · Interfaces, links: cabling schedule or patch-panel / ODF records, plus LLDP exports for verification. · GPU clusters: scheduler config (Slurm partitions / Kubernetes node pools).
Customers, services: CRM or billing (contract, monthly charge, SLA, premium flag). · Collectors: the NOC's monitoring design (SNMP / gNMI pollers, BMS gateway, Redfish, DCGM exporter).
What NOT to put here (it arrives live from the collectors)
Current power draw, UPS load %, battery state, temperatures, humidity, CDU flow, interface up / down, utilisation, errors, optics levels, CPU / memory, GPU telemetry (DCGM), alarms, incidents and job state. The template carries only the static master data those readings attach to.
Sheet order and the system object each one fills
Sheet | System object | What goes in it | Example rows
Sites | Datacenter + Location | One row per datacenter. | 24
Floors | Datacenter.floors[] | One row per floor. | 52
Rooms | Datacenter.floors[].rooms[] | One row per room / hall. | 82
Racks | Rack | One row per cabinet, including tenant cabinets and AI cages. | 283
Power_Feeds | Datacenter.power.feeds[] (PowerFeed) | Utility, DG and DC-plant feeds. | 63
UPS | Datacenter.power.ups[] (UpsUnit) | One row per UPS module or system. | 72
Generators | Datacenter.power.dg | Diesel generator sets. | 24
DC_Plant | Datacenter.power.battery + rectifier | 48 V DC plant: rectifiers and battery banks. | 48
Cooling_Units | Datacenter.cooling.units[] (CoolingUnit) | CRAH, CRAC and CDU units. | 168
CDUs | Cdu | Liquid-cooling loops (only for liquid-cooled racks). | 4
Sensors | Datacenter.cooling.sensors[] (EnvSensor) | Environment sensors. | 82
Devices | NetworkElement | Every racked device: network, servers, storage, GPU nodes, and opaque tenant gear blocks. | 1535
Modules | NetworkElement.modules[] | Optional: line cards, PSUs, fans, supervisors. | 1548
Interfaces | Interface | Physical ports in use or reserved (including host NICs). Spare ports can be left out. | 13998
Links | Link | One row per cable or circuit between two interfaces. | 2112
GPU_Clusters | GpuCluster | Only for GPU estates. | 0
GPU_Nodes | GpuNode | One row per GPU server; it must also be in Devices with role = GPU. | 0
Customers | Customer | Customers or tenants served from these sites. | 24
Services | Service | What each customer buys and where it is delivered. This drives impact and revenue at risk. | 553
Collectors | Datacenter.collectors[] | Monitoring sources the system will receive live data from. | 46
Snapshot_Alerts | Alert (snapshot, not imported) | Alarms at the time of the backup. Live data: kept for the record, not for import. | 107
Snapshot_Incidents | Incident (snapshot, not imported) | Incidents at the time of the backup. | 48
Snapshot_Changes | Change (snapshot, not imported) | Changes and maintenance windows at the time of the backup. | 12
Summary | — | Counts per site and the reconciliation checks (formulas).
Field_Dictionary | — | Every column: required, type, allowed values, the system field it maps to.
Lookups | — | Allowed values behind the dropdowns.

## Summary
Summary and reconciliation checks
Every figure is a formula over the data sheets. Check it with the customer: these are the numbers the platform will show.
Measure |  |  | Total
Floors
Rooms
Racks
of which tenant cabinets
of which AI / high-density
Rack power budget (kW)
Site IT capacity (kW)
Devices (all)
operator devices
tenant gear blocks
GPU nodes
network (routers, firewalls, switches)
UPS units
UPS capacity (kW)
Generators
Cooling units
Cooling unit capacity (kW)
Sensors
Collectors
Services
Services monthly revenue (₹)
Checks
Check | Result | Why it matters
Every device sits in a rack that exists |  | The twin and rack views place devices by rack_id.
No rack is over-filled (used U ≤ height U) |  | used_u is calculated from Devices.
Device IDs are unique |  | Alarms and incidents key on the device ID.
Operator serial numbers are unique |  | Discovery matches the polled serial against this one.
Tenant racks name a tenant and contracted kW |  | Colocation power-over-contract is measured against it.
Liquid racks name a CDU |  | A CDU fault is traced to the racks it feeds.
Rack budget fits site IT capacity |  | Power and space views compare the two.
GPU nodes = Devices with role GPU |  | Each GPU node needs a rack position and a telemetry record.
Customer revenue = sum of services |  | Revenue impact adds up only if every service has a customer.

## Sites
site_id * | site_name * | operator | business_model * | status * | tier * | category * | region * | state * | city * | address * | latitude * | longitude * | commissioned_on | it_capacity_kw * | design_pue | cooling_capacity_kw * | cooling_redundancy * | timezone
MH-DC-001 | MH-DC-001 |  | colocation | in-progress | Tier III | Central | West | Maharashtra | Pune | Pune Data Park | 18.593 | 73.789 |  | 380 | 1.52 | 230 | N+1 | Asia/Kolkata
MH-DC-002 | MH-DC-002 |  | colocation | on-air | Tier III | Central | West | Maharashtra | Pune | Pune Data Park | 18.601 | 73.762 | 2023-03-15 | 320 | 1.59 | 180 | N+1 | Asia/Kolkata
MH-DC-003 | MH-DC-003 |  | colocation | on-air | Tier III | Central | West | Maharashtra | Nagpur | Nagpur Data Park | 21.146 | 79.088 | 2026-01-22 | 330 | 1.41 | 230 | N+1 | Asia/Kolkata
MH-DC-004 | MH-DC-004 |  | colocation | on-air | Tier II | Central | West | Maharashtra | Pune | Pune Data Park | 18.552 | 73.931 | 2023-12-15 | 170 | 1.67 | 110 | N+1 | Asia/Kolkata
UP-DC-005 | UP-DC-005 |  | colocation | on-air | Tier III | Central | North | Uttar Pradesh | Gorakhpur | Gorakhpur Data Park | 26.76 | 83.373 | 2024-10-17 | 420 | 1.45 | 240 | N+1 | Asia/Kolkata
UP-DC-006 | UP-DC-006 |  | colocation | on-air | Tier III | Central | North | Uttar Pradesh | Prayagraj | Prayagraj Data Park | 25.435 | 81.846 | 2024-11-12 | 300 | 1.38 | 180 | N+1 | Asia/Kolkata
UP-DC-007 | UP-DC-007 |  | colocation | on-air | Tier II | Central | North | Uttar Pradesh | Prayagraj | Prayagraj Data Park | 25.452 | 81.81 | 2024-01-28 | 230 | 1.5 | 150 | N+1 | Asia/Kolkata
KA-DC-008 | KA-DC-008 |  | colocation | on-air | Tier III | Central | South | Karnataka | Mangaluru | Mangaluru Data Park | 12.914 | 74.856 | 2025-11-01 | 470 | 1.55 | 290 | N+1 | Asia/Kolkata
DL-DC-009 | DL-DC-009 |  | colocation | on-air | Tier IV | Central | North | Delhi NCR | New Delhi | Okhla Phase III | 28.546 | 77.272 | 2024-07-11 | 450 | 1.53 | 330 | N+1 | Asia/Kolkata
AP-DC-010 | AP-DC-010 |  | colocation | on-air | Tier II | Regional | South | Andhra Pradesh | Visakhapatnam | Vizag IT Park | 17.735 | 83.316 | 2025-07-16 | 190 | 1.64 | 120 | N+1 | Asia/Kolkata
HR-DC-011 | HR-DC-011 |  | colocation | on-air | Tier III | Central | North | Haryana | Gurugram | Udyog Vihar Ph IV | 28.501 | 77.084 | 2024-06-09 | 400 | 1.39 | 270 | N+1 | Asia/Kolkata
PB-DC-012 | PB-DC-012 |  | colocation | on-air | Tier II | Regional | North | Punjab | Mohali | Mohali IT City | 30.704 | 76.717 | 2022-12-18 | 200 | 1.52 | 120 | N+1 | Asia/Kolkata
GJ-DC-013 | GJ-DC-013 |  | colocation | planned | Tier III | Central | West | Gujarat | Ahmedabad | GIFT City Block 12 | 23.163 | 72.68 |  | 10 | 1.52 | 10 | N+1 | Asia/Kolkata
MP-DC-014 | MP-DC-014 |  | colocation | on-air | Tier III | Regional | West | Madhya Pradesh | Indore | Super Corridor | 22.785 | 75.877 | 2024-11-19 | 310 | 1.67 | 180 | N+1 | Asia/Kolkata
RJ-DC-015 | RJ-DC-015 |  | colocation | on-air | Tier II | Regional | North | Rajasthan | Jaipur | Sitapura Industrial Area | 26.78 | 75.832 | 2024-06-01 | 200 | 1.65 | 130 | N+1 | Asia/Kolkata
WB-DC-016 | WB-DC-016 |  | colocation | on-air | Tier III | Central | East | West Bengal | Kolkata | Salt Lake Sector V | 22.573 | 88.433 | 2024-10-24 | 380 | 1.59 | 260 | N+1 | Asia/Kolkata
WB-DC-017 | WB-DC-017 |  | colocation | on-air | Tier II | Regional | East | West Bengal | Kolkata | New Town Action Area II | 22.59 | 88.48 | 2025-12-31 | 210 | 1.54 | 180 | N+1 | Asia/Kolkata
OD-DC-018 | OD-DC-018 |  | colocation | on-air | Tier II | Regional | East | Odisha | Bhubaneswar | Infocity Patia | 20.346 | 85.816 | 2025-03-17 | 130 | 1.44 | 90 | N+1 | Asia/Kolkata
BR-DC-019 | BR-DC-019 |  | colocation | on-air | Tier II | Edge | East | Bihar | Patna | Patliputra Industrial Area | 25.629 | 85.104 | 2024-03-10 | 190 | 1.68 | 110 | N+1 | Asia/Kolkata
KA-DC-020 | KA-DC-020 |  | colocation | on-air | Tier IV | Central | South | Karnataka | Bengaluru | Whitefield EPIP Zone | 12.981 | 77.728 | 2024-05-16 | 590 | 1.55 | 320 | N+1 | Asia/Kolkata
KA-DC-021 | KA-DC-021 |  | colocation | on-air | Tier III | Central | South | Karnataka | Bengaluru | Electronic City Ph II | 12.84 | 77.676 | 2025-03-25 | 250 | 1.38 | 190 | N+1 | Asia/Kolkata
TN-DC-022 | TN-DC-022 |  | colocation | on-air | Tier III | Central | South | Tamil Nadu | Chennai | Ambattur Industrial Estate | 13.098 | 80.162 | 2024-02-18 | 520 | 1.65 | 330 | N+1 | Asia/Kolkata
TS-DC-023 | TS-DC-023 |  | colocation | on-air | Tier III | Central | South | Telangana | Hyderabad | HITEC City Phase 2 | 17.447 | 78.376 | 2023-02-24 | 570 | 1.68 | 260 | N+1 | Asia/Kolkata
KL-DC-024 | KL-DC-024 |  | colocation | in-progress | Tier II | Regional | South | Kerala | Kochi | Infopark Kakkanad | 10.012 | 76.36 |  | 120 | 1.62 | 80 | N+1 | Asia/Kolkata
Note on A1: Unique site code, format XX-DC-NNN (XX = state code). Every other sheet points to it. Required: yes Type: text System field: Datacenter.id / Location.id
Note on B1: Display name. Required: yes Type: text System field: Datacenter.name
Note on C1: Owning company. Not shown in the tool today. Required: no Type: text System field: (reference only)
Note on D1: Sets vocabulary and rack contents: colocation, neocloud (GPU as a service), cloud, enterprise, network (telco). Required: yes Type: list (from business_model) System field: Persona
Note on E1: on-air = live; in-progress = being built; planned; failed. Required: yes Type: list (from site_status) System field: Datacenter.status
Note on F1: Uptime tier. Required: yes Type: list (from tier) System field: Datacenter.tier
Note on G1: Central / Regional / Edge. Required: yes Type: list (from site_category) System field: Datacenter.category
Note on H1: For example West, South, North, East, Central. Required: yes Type: text System field: Region.name / Datacenter.regionId
Note on I1: State or province. Required: yes Type: text System field: Datacenter.state
Note on J1: City. Required: yes Type: text System field: Datacenter.city
Note on K1: Postal address. Required: yes Type: text System field: Datacenter.address
Note on L1: Decimal degrees (WGS84). Places the pin on the estate map. Required: yes Type: decimal System field: Datacenter.lat
Note on M1: Decimal degrees (WGS84). Required: yes Type: decimal System field: Datacenter.lng
Note on N1: Date the site went live. Required: no Type: date System field: Datacenter.commissionedOn
Note on O1: Design IT load (kW) the site is built for. Required: yes Type: decimal System field: Datacenter.power.capacityKw
Note on P1: Design PUE. Live PUE comes from the BMS. Required: no Type: decimal System field: Datacenter.power.pue
Note on Q1: Total installed cooling capacity (kW). Required: yes Type: decimal System field: Datacenter.cooling.capacityKw
Note on R1: N / N+1 / 2N. Required: yes Type: list (from redundancy) System field: Datacenter.cooling.redundancy
Note on S1: IANA timezone, for example Asia/Kolkata. Required: no Type: text System field: (reference only)

## Floors
site_id * | floor_id * | floor_name * | level *
MH-DC-001 | MH-DC-001-F0 | Ground | 0
MH-DC-001 | MH-DC-001-F1 | 1st floor | 1
MH-DC-002 | MH-DC-002-F0 | Ground | 0
MH-DC-002 | MH-DC-002-F1 | 1st floor | 1
MH-DC-003 | MH-DC-003-F0 | Ground | 0
MH-DC-003 | MH-DC-003-F1 | 1st floor | 1
MH-DC-004 | MH-DC-004-F0 | Ground | 0
MH-DC-004 | MH-DC-004-F1 | 1st floor | 1
UP-DC-005 | UP-DC-005-F0 | Ground | 0
UP-DC-005 | UP-DC-005-F1 | 1st floor | 1
UP-DC-006 | UP-DC-006-F0 | Ground | 0
UP-DC-006 | UP-DC-006-F1 | 1st floor | 1
UP-DC-007 | UP-DC-007-F0 | Ground | 0
UP-DC-007 | UP-DC-007-F1 | 1st floor | 1
KA-DC-008 | KA-DC-008-F0 | Ground | 0
KA-DC-008 | KA-DC-008-F1 | 1st floor | 1
DL-DC-009 | DL-DC-009-F0 | Ground | 0
DL-DC-009 | DL-DC-009-F1 | 1st floor | 1
AP-DC-010 | AP-DC-010-F0 | Ground | 0
AP-DC-010 | AP-DC-010-F1 | 1st floor | 1
HR-DC-011 | HR-DC-011-F0 | Ground | 0
HR-DC-011 | HR-DC-011-F1 | 1st floor | 1
PB-DC-012 | PB-DC-012-F0 | Ground | 0
PB-DC-012 | PB-DC-012-F1 | 1st floor | 1
GJ-DC-013 | GJ-DC-013-F0 | Ground | 0
GJ-DC-013 | GJ-DC-013-F1 | 1st floor | 1
MP-DC-014 | MP-DC-014-F0 | Ground | 0
MP-DC-014 | MP-DC-014-F1 | 1st floor | 1
RJ-DC-015 | RJ-DC-015-F0 | Ground | 0
RJ-DC-015 | RJ-DC-015-F1 | 1st floor | 1
WB-DC-016 | WB-DC-016-F0 | Ground | 0
WB-DC-016 | WB-DC-016-F1 | 1st floor | 1
WB-DC-017 | WB-DC-017-F0 | Ground | 0
WB-DC-017 | WB-DC-017-F1 | 1st floor | 1
OD-DC-018 | OD-DC-018-F0 | Ground | 0
OD-DC-018 | OD-DC-018-F1 | 1st floor | 1
BR-DC-019 | BR-DC-019-F0 | Ground | 0
BR-DC-019 | BR-DC-019-F1 | 1st floor | 1
KA-DC-020 | KA-DC-020-F0 | Ground | 0
KA-DC-020 | KA-DC-020-F1 | 1st floor | 1
KA-DC-020 | KA-DC-020-F2 | 2nd floor | 2
KA-DC-020 | KA-DC-020-F3 | 3rd floor | 3
KA-DC-020 | KA-DC-020-F4 | 4th floor | 4
KA-DC-020 | KA-DC-020-F5 | 5th floor | 5
KA-DC-021 | KA-DC-021-F0 | Ground | 0
KA-DC-021 | KA-DC-021-F1 | 1st floor | 1
TN-DC-022 | TN-DC-022-F0 | Ground | 0
TN-DC-022 | TN-DC-022-F1 | 1st floor | 1
TS-DC-023 | TS-DC-023-F0 | Ground | 0
TS-DC-023 | TS-DC-023-F1 | 1st floor | 1
KL-DC-024 | KL-DC-024-F0 | Ground | 0
KL-DC-024 | KL-DC-024-F1 | 1st floor | 1
Note on A1: Must exist in Sites. Required: yes Type: ref (from Sites) System field: Datacenter.id
Note on B1: Unique within the workbook, for example MP-DC-001-F0. Required: yes Type: text System field: (key)
Note on C1: As staff call it: Ground, 1st floor… Required: yes Type: text System field: Datacenter.floors[].name
Note on D1: 0 = ground, 1 = first floor…, −1 = basement. Required: yes Type: integer System field: (order in the 3D twin)

## Rooms
site_id * | floor_id * | room_id * | room_name * | room_type * | area_sqm | rack_rows | containment | cooling_method
MH-DC-001 | MH-DC-001-F0 | MH-DC-001-F0-R1 | Meet-me room | Meet-me room |  | 1 |  | Air
MH-DC-001 | MH-DC-001-F0 | MH-DC-001-F0-R2 | Hall A | Data hall |  | 1 |  | Air
MH-DC-001 | MH-DC-001-F1 | MH-DC-001-F1-R1 | Hall B | Data hall |  | 1 |  | Air
MH-DC-001 | MH-DC-001-F1 | MH-DC-001-F1-R2 | Hall C | Data hall |  | 1 |  | Air
MH-DC-002 | MH-DC-002-F0 | MH-DC-002-F0-R1 | Meet-me room | Meet-me room |  | 1 |  | Hybrid
MH-DC-002 | MH-DC-002-F0 | MH-DC-002-F0-R2 | Hall A | Data hall |  | 1 |  | Air
MH-DC-002 | MH-DC-002-F1 | MH-DC-002-F1-R1 | Hall B | Data hall |  | 1 |  | Hybrid
MH-DC-002 | MH-DC-002-F1 | MH-DC-002-F1-R2 | Hall C | Data hall |  | 1 |  | Air
MH-DC-003 | MH-DC-003-F0 | MH-DC-003-F0-R1 | Meet-me room | Meet-me room |  | 1 |  | Air
MH-DC-003 | MH-DC-003-F0 | MH-DC-003-F0-R2 | Hall A | Data hall |  | 1 |  | Air
MH-DC-003 | MH-DC-003-F1 | MH-DC-003-F1-R1 | Hall B | Data hall |  | 1 |  | Air
MH-DC-003 | MH-DC-003-F1 | MH-DC-003-F1-R2 | Hall C | Data hall |  | 1 |  | Air
MH-DC-004 | MH-DC-004-F0 | MH-DC-004-F0-R1 | Meet-me room | Meet-me room |  | 1 |  | Air
MH-DC-004 | MH-DC-004-F1 | MH-DC-004-F1-R1 | Hall A | Data hall |  | 1 |  | Air
UP-DC-005 | UP-DC-005-F0 | UP-DC-005-F0-R1 | Meet-me room | Meet-me room |  | 1 |  | Air
UP-DC-005 | UP-DC-005-F0 | UP-DC-005-F0-R2 | Hall A | Data hall |  | 1 |  | Air
UP-DC-005 | UP-DC-005-F1 | UP-DC-005-F1-R1 | Hall B | Data hall |  | 1 |  | Air
UP-DC-005 | UP-DC-005-F1 | UP-DC-005-F1-R2 | Hall C | Data hall |  | 1 |  | Air
UP-DC-006 | UP-DC-006-F0 | UP-DC-006-F0-R1 | Meet-me room | Meet-me room |  | 1 |  | Air
UP-DC-006 | UP-DC-006-F0 | UP-DC-006-F0-R2 | Hall A | Data hall |  | 1 |  | Air
UP-DC-006 | UP-DC-006-F1 | UP-DC-006-F1-R1 | Hall B | Data hall |  | 1 |  | Air
UP-DC-006 | UP-DC-006-F1 | UP-DC-006-F1-R2 | Hall C | Data hall |  | 1 |  | Air
UP-DC-007 | UP-DC-007-F0 | UP-DC-007-F0-R1 | Meet-me room | Meet-me room |  | 1 |  | Air
UP-DC-007 | UP-DC-007-F0 | UP-DC-007-F0-R2 | Hall A | Data hall |  | 1 |  | Air
UP-DC-007 | UP-DC-007-F1 | UP-DC-007-F1-R1 | Hall B | Data hall |  | 1 |  | Air
UP-DC-007 | UP-DC-007-F1 | UP-DC-007-F1-R2 | Hall C | Data hall |  | 1 |  | Air
KA-DC-008 | KA-DC-008-F0 | KA-DC-008-F0-R1 | Meet-me room | Meet-me room |  | 1 |  | Air
KA-DC-008 | KA-DC-008-F0 | KA-DC-008-F0-R2 | Hall A | Data hall |  | 1 |  | Air
KA-DC-008 | KA-DC-008-F1 | KA-DC-008-F1-R1 | Hall B | Data hall |  | 1 |  | Air
KA-DC-008 | KA-DC-008-F1 | KA-DC-008-F1-R2 | Hall C | Data hall |  | 1 |  | Air
DL-DC-009 | DL-DC-009-F0 | DL-DC-009-F0-R1 | Meet-me room | Meet-me room |  | 1 |  | Air
DL-DC-009 | DL-DC-009-F0 | DL-DC-009-F0-R2 | Hall A | Data hall |  | 1 |  | Air
DL-DC-009 | DL-DC-009-F1 | DL-DC-009-F1-R1 | Hall B | Data hall |  | 1 |  | Air
DL-DC-009 | DL-DC-009-F1 | DL-DC-009-F1-R2 | Hall C | Data hall |  | 1 |  | Air
AP-DC-010 | AP-DC-010-F0 | AP-DC-010-F0-R1 | Meet-me room | Meet-me room |  | 1 |  | Air
AP-DC-010 | AP-DC-010-F1 | AP-DC-010-F1-R1 | Hall A | Data hall |  | 1 |  | Air
HR-DC-011 | HR-DC-011-F0 | HR-DC-011-F0-R1 | Meet-me room | Meet-me room |  | 1 |  | Air
HR-DC-011 | HR-DC-011-F0 | HR-DC-011-F0-R2 | Hall A | Data hall |  | 1 |  | Air
HR-DC-011 | HR-DC-011-F1 | HR-DC-011-F1-R1 | Hall B | Data hall |  | 1 |  | Air
HR-DC-011 | HR-DC-011-F1 | HR-DC-011-F1-R2 | Hall C | Data hall |  | 1 |  | Air
PB-DC-012 | PB-DC-012-F0 | PB-DC-012-F0-R1 | Meet-me room | Meet-me room |  | 1 |  | Air
PB-DC-012 | PB-DC-012-F1 | PB-DC-012-F1-R1 | Hall A | Data hall |  | 1 |  | Air
GJ-DC-013 | GJ-DC-013-F0 | GJ-DC-013-F0-R1 | Meet-me room | Meet-me room |  | 1 |  | Air
GJ-DC-013 | GJ-DC-013-F1 | GJ-DC-013-F1-R1 | Hall A | Data hall |  | 1 |  | Air
MP-DC-014 | MP-DC-014-F0 | MP-DC-014-F0-R1 | Meet-me room | Meet-me room |  | 1 |  | Air
MP-DC-014 | MP-DC-014-F0 | MP-DC-014-F0-R2 | Hall A | Data hall |  | 1 |  | Air
MP-DC-014 | MP-DC-014-F1 | MP-DC-014-F1-R1 | Hall B | Data hall |  | 1 |  | Air
MP-DC-014 | MP-DC-014-F1 | MP-DC-014-F1-R2 | Hall C | Data hall |  | 1 |  | Air
RJ-DC-015 | RJ-DC-015-F0 | RJ-DC-015-F0-R1 | Meet-me room | Meet-me room |  | 1 |  | Air
RJ-DC-015 | RJ-DC-015-F1 | RJ-DC-015-F1-R1 | Hall A | Data hall |  | 1 |  | Air
WB-DC-016 | WB-DC-016-F0 | WB-DC-016-F0-R1 | Meet-me room | Meet-me room |  | 1 |  | Air
WB-DC-016 | WB-DC-016-F0 | WB-DC-016-F0-R2 | Hall A | Data hall |  | 1 |  | Air
WB-DC-016 | WB-DC-016-F1 | WB-DC-016-F1-R1 | Hall B | Data hall |  | 1 |  | Air
WB-DC-016 | WB-DC-016-F1 | WB-DC-016-F1-R2 | Hall C | Data hall |  | 1 |  | Air
WB-DC-017 | WB-DC-017-F0 | WB-DC-017-F0-R1 | Meet-me room | Meet-me room |  | 1 |  | Air
WB-DC-017 | WB-DC-017-F0 | WB-DC-017-F0-R2 | Hall A | Data hall |  | 1 |  | Air
WB-DC-017 | WB-DC-017-F1 | WB-DC-017-F1-R1 | Hall B | Data hall |  | 1 |  | Air
WB-DC-017 | WB-DC-017-F1 | WB-DC-017-F1-R2 | Hall C | Data hall |  | 1 |  | Air
OD-DC-018 | OD-DC-018-F0 | OD-DC-018-F0-R1 | Meet-me room | Meet-me room |  | 1 |  | Air
OD-DC-018 | OD-DC-018-F1 | OD-DC-018-F1-R1 | Hall A | Data hall |  | 1 |  | Air
BR-DC-019 | BR-DC-019-F0 | BR-DC-019-F0-R1 | Meet-me room | Meet-me room |  | 1 |  | Air
BR-DC-019 | BR-DC-019-F1 | BR-DC-019-F1-R1 | Hall A | Data hall |  | 1 |  | Air
KA-DC-020 | KA-DC-020-F0 | KA-DC-020-F0-R1 | Meet-me room | Meet-me room |  | 1 |  | Air
KA-DC-020 | KA-DC-020-F1 | KA-DC-020-F1-R1 | Hall A | Data hall |  | 1 |  | Liquid
KA-DC-020 | KA-DC-020-F2 | KA-DC-020-F2-R1 | Hall B | Data hall |  | 1 |  | Air
KA-DC-020 | KA-DC-020-F3 | KA-DC-020-F3-R1 | Hall C | Data hall |  | 1 |  | Air
KA-DC-020 | KA-DC-020-F4 | KA-DC-020-F4-R1 | Hall D | Data hall |  | 1 |  | Air
KA-DC-020 | KA-DC-020-F5 | KA-DC-020-F5-R1 | Hall E | Data hall |  | 1 |  | Air
KA-DC-021 | KA-DC-021-F0 | KA-DC-021-F0-R1 | Meet-me room | Meet-me room |  | 1 |  | Air
KA-DC-021 | KA-DC-021-F0 | KA-DC-021-F0-R2 | Hall A | Data hall |  | 1 |  | Air
KA-DC-021 | KA-DC-021-F1 | KA-DC-021-F1-R1 | Hall B | Data hall |  | 1 |  | Air
KA-DC-021 | KA-DC-021-F1 | KA-DC-021-F1-R2 | Hall C | Data hall |  | 1 |  | Air
TN-DC-022 | TN-DC-022-F0 | TN-DC-022-F0-R1 | Meet-me room | Meet-me room |  | 1 |  | Air
TN-DC-022 | TN-DC-022-F0 | TN-DC-022-F0-R2 | Hall A | Data hall |  | 1 |  | Hybrid
TN-DC-022 | TN-DC-022-F1 | TN-DC-022-F1-R1 | Hall B | Data hall |  | 1 |  | Hybrid
TN-DC-022 | TN-DC-022-F1 | TN-DC-022-F1-R2 | Hall C | Data hall |  | 1 |  | Air
TS-DC-023 | TS-DC-023-F0 | TS-DC-023-F0-R1 | Meet-me room | Meet-me room |  | 1 |  | Air
TS-DC-023 | TS-DC-023-F0 | TS-DC-023-F0-R2 | Hall A | Data hall |  | 1 |  | Hybrid
TS-DC-023 | TS-DC-023-F1 | TS-DC-023-F1-R1 | Hall B | Data hall |  | 1 |  | Air
TS-DC-023 | TS-DC-023-F1 | TS-DC-023-F1-R2 | Hall C | Data hall |  | 1 |  | Hybrid
KL-DC-024 | KL-DC-024-F0 | KL-DC-024-F0-R1 | Meet-me room | Meet-me room |  | 1 |  | Air
KL-DC-024 | KL-DC-024-F1 | KL-DC-024-F1-R1 | Hall A | Data hall |  | 1 |  | Air
Note on A1: Required: yes Type: ref (from Sites) System field: Datacenter.id
Note on B1: Must exist in Floors. Required: yes Type: ref (from Floors) System field: (key)
Note on C1: Unique within the workbook. Required: yes Type: text System field: (key)
Note on D1: Shown in the twin, the racks list and alarm locations. Required: yes Type: text System field: Datacenter.floors[].rooms[] / Rack.room
Note on E1: Plant / UPS / battery rooms hold the power plant; halls hold racks. Required: yes Type: list (from room_type) System field: (twin layout)
Note on F1: Floor area. Required: no Type: decimal System field: (reference only)
Note on G1: Number of rack rows; racks face each other in pairs. Required: no Type: integer System field: (twin layout)
Note on H1: Aisle containment. Required: no Type: list (from containment) System field: (twin layout)
Note on I1: Air, Liquid or Hybrid. Required: no Type: list (from cooling_method) System field: Rack.liquid

## Racks
rack_id * | site_id * | room_id * | rack_name * | row | position | role * | height_u * | power_budget_kw * | owner * | tenant_customer_id | contracted_kw | density | liquid_cooled | cdu_id | pdu_feed_a | pdu_feed_b | used_u (calc)
MH-DC-001-RACK-A | MH-DC-001 | MH-DC-001-F0-R1 | RACK-A |  |  | Core | 45 | 15 | operator |  |  | standard | N |  | MH-DC-001-AC-1 | MH-DC-001-AC-2
MH-DC-001-RACK-B | MH-DC-001 | MH-DC-001-F0-R1 | RACK-B |  |  | Meet-me room | 42 | 16 | operator |  |  | standard | N |  | MH-DC-001-AC-1 | MH-DC-001-AC-2
MH-DC-001-RACK-C | MH-DC-001 | MH-DC-001-F0-R1 | RACK-C |  |  | Tenant cabinet | 45 | 19 | tenant | CUST-7349 | 19 | standard | N |  | MH-DC-001-AC-1 | MH-DC-001-AC-2
MH-DC-001-RACK-D | MH-DC-001 | MH-DC-001-F0-R1 | RACK-D |  |  | Tenant cabinet | 45 | 15 | tenant | CUST-2954 | 15 | standard | N |  | MH-DC-001-AC-1 | MH-DC-001-AC-2
MH-DC-001-RACK-E | MH-DC-001 | MH-DC-001-F0-R1 | RACK-E |  |  | Tenant cabinet | 42 | 19 | tenant | CUST-2954 | 19 | standard | N |  | MH-DC-001-AC-1 | MH-DC-001-AC-2
MH-DC-001-RACK-F | MH-DC-001 | MH-DC-001-F0-R2 | RACK-F |  |  | Tenant cabinet | 45 | 20 | tenant | CUST-9111 | 20 | standard | N |  | MH-DC-001-AC-1 | MH-DC-001-AC-2
MH-DC-001-RACK-G | MH-DC-001 | MH-DC-001-F0-R2 | RACK-G |  |  | Tenant cabinet | 45 | 18 | tenant | CUST-9111 | 18 | standard | N |  | MH-DC-001-AC-1 | MH-DC-001-AC-2
MH-DC-001-RACK-H | MH-DC-001 | MH-DC-001-F0-R2 | RACK-H |  |  | Tenant cabinet | 42 | 11 | tenant | CUST-6478 | 11 | standard | N |  | MH-DC-001-AC-1 | MH-DC-001-AC-2
MH-DC-001-RACK-I | MH-DC-001 | MH-DC-001-F0-R2 | RACK-I |  |  | Tenant cabinet | 45 | 12 | tenant | CUST-2063 | 12 | standard | N |  | MH-DC-001-AC-1 | MH-DC-001-AC-2
MH-DC-001-RACK-J | MH-DC-001 | MH-DC-001-F0-R2 | RACK-J |  |  | Tenant cabinet | 45 | 8 | tenant | CUST-8230 | 8 | standard | N |  | MH-DC-001-AC-1 | MH-DC-001-AC-2
MH-DC-001-RACK-K | MH-DC-001 | MH-DC-001-F1-R1 | RACK-K |  |  | Tenant cabinet | 42 | 11 | tenant | CUST-8230 | 11 | standard | N |  | MH-DC-001-AC-1 | MH-DC-001-AC-2
MH-DC-001-RACK-L | MH-DC-001 | MH-DC-001-F1-R1 | RACK-L |  |  | Tenant cabinet | 45 | 8 | tenant | CUST-8230 | 8 | standard | N |  | MH-DC-001-AC-1 | MH-DC-001-AC-2
MH-DC-001-RACK-M | MH-DC-001 | MH-DC-001-F1-R1 | RACK-M |  |  | Tenant cabinet | 45 | 8 | tenant | CUST-6468 | 8 | standard | N |  | MH-DC-001-AC-1 | MH-DC-001-AC-2
MH-DC-001-RACK-N | MH-DC-001 | MH-DC-001-F1-R1 | RACK-N |  |  | Tenant cabinet | 42 | 8 | tenant | CUST-6468 | 8 | standard | N |  | MH-DC-001-AC-1 | MH-DC-001-AC-2
MH-DC-001-RACK-O | MH-DC-001 | MH-DC-001-F1-R1 | RACK-O |  |  | Tenant cabinet | 45 | 10 | tenant | CUST-9982 | 10 | standard | N |  | MH-DC-001-AC-1 | MH-DC-001-AC-2
MH-DC-001-RACK-P | MH-DC-001 | MH-DC-001-F1-R2 | RACK-P |  |  | Tenant cabinet | 45 | 8 | tenant | CUST-1202 | 8 | standard | N |  | MH-DC-001-AC-1 | MH-DC-001-AC-2
MH-DC-001-RACK-Q | MH-DC-001 | MH-DC-001-F1-R2 | RACK-Q |  |  | Access | 42 | 8 | operator |  |  | standard | N |  | MH-DC-001-AC-1 | MH-DC-001-AC-2
MH-DC-001-RACK-R | MH-DC-001 | MH-DC-001-F1-R2 | RACK-R |  |  | Access | 45 | 8 | operator |  |  | standard | N |  | MH-DC-001-AC-1 | MH-DC-001-AC-2
MH-DC-001-RACK-S | MH-DC-001 | MH-DC-001-F1-R2 | RACK-S |  |  | Access | 45 | 8 | operator |  |  | standard | N |  | MH-DC-001-AC-1 | MH-DC-001-AC-2
MH-DC-001-RACK-T | MH-DC-001 | MH-DC-001-F1-R2 | RACK-T |  |  | ODF / patching | 42 | 8 | operator |  |  | standard | N |  | MH-DC-001-AC-1 | MH-DC-001-AC-2
MH-DC-002-RACK-A | MH-DC-002 | MH-DC-002-F0-R1 | RACK-A |  |  | Core | 45 | 15 | operator |  |  | standard | N |  | MH-DC-002-AC-1 | MH-DC-002-AC-2
MH-DC-002-RACK-B | MH-DC-002 | MH-DC-002-F0-R1 | RACK-B |  |  | AI cage | 42 | 40 | tenant | CUST-7349 | 40 | ai | Y | MH-DC-002-CDU-1 | MH-DC-002-AC-1 | MH-DC-002-AC-2
MH-DC-002-RACK-C | MH-DC-002 | MH-DC-002-F0-R1 | RACK-C |  |  | AI cage | 45 | 40 | tenant | CUST-7349 | 40 | ai | Y | MH-DC-002-CDU-1 | MH-DC-002-AC-1 | MH-DC-002-AC-2
MH-DC-002-RACK-D | MH-DC-002 | MH-DC-002-F0-R2 | RACK-D |  |  | Tenant cabinet | 45 | 17 | tenant | CUST-8220 | 17 | standard | N |  | MH-DC-002-AC-1 | MH-DC-002-AC-2
MH-DC-002-RACK-E | MH-DC-002 | MH-DC-002-F0-R2 | RACK-E |  |  | Tenant cabinet | 42 | 20 | tenant | CUST-4716 | 20 | standard | N |  | MH-DC-002-AC-1 | MH-DC-002-AC-2
MH-DC-002-RACK-F | MH-DC-002 | MH-DC-002-F1-R1 | RACK-F |  |  | Tenant cabinet | 45 | 17 | tenant | CUST-2954 | 17 | standard | N |  | MH-DC-002-AC-1 | MH-DC-002-AC-2
MH-DC-002-RACK-G | MH-DC-002 | MH-DC-002-F1-R1 | RACK-G |  |  | Tenant cabinet | 45 | 17 | tenant | CUST-2954 | 17 | standard | N |  | MH-DC-002-AC-1 | MH-DC-002-AC-2
MH-DC-002-RACK-H | MH-DC-002 | MH-DC-002-F1-R1 | RACK-H |  |  | AI cage | 42 | 40 | tenant | CUST-1202 | 40 | ai | Y | MH-DC-002-CDU-1 | MH-DC-002-AC-1 | MH-DC-002-AC-2
MH-DC-002-RACK-I | MH-DC-002 | MH-DC-002-F1-R2 | RACK-I |  |  | Tenant cabinet | 45 | 8 | tenant | CUST-1202 | 8 | standard | N |  | MH-DC-002-AC-1 | MH-DC-002-AC-2
MH-DC-002-RACK-J | MH-DC-002 | MH-DC-002-F1-R2 | RACK-J |  |  | ODF / patching | 45 | 8 | operator |  |  | standard | N |  | MH-DC-002-AC-1 | MH-DC-002-AC-2
MH-DC-003-RACK-A | MH-DC-003 | MH-DC-003-F0-R1 | RACK-A |  |  | Core | 45 | 18 | operator |  |  | standard | N |  | MH-DC-003-AC-1 | MH-DC-003-AC-2
MH-DC-003-RACK-B | MH-DC-003 | MH-DC-003-F0-R1 | RACK-B |  |  | Meet-me room | 42 | 14 | operator |  |  | standard | N |  | MH-DC-003-AC-1 | MH-DC-003-AC-2
MH-DC-003-RACK-C | MH-DC-003 | MH-DC-003-F0-R1 | RACK-C |  |  | Tenant cabinet | 45 | 17 | tenant | CUST-6468 | 17 | standard | N |  | MH-DC-003-AC-1 | MH-DC-003-AC-2
MH-DC-003-RACK-D | MH-DC-003 | MH-DC-003-F0-R1 | RACK-D |  |  | Tenant cabinet | 45 | 19 | tenant | CUST-1202 | 19 | standard | N |  | MH-DC-003-AC-1 | MH-DC-003-AC-2
MH-DC-003-RACK-E | MH-DC-003 | MH-DC-003-F0-R2 | RACK-E |  |  | Tenant cabinet | 42 | 16 | tenant | CUST-1202 | 16 | standard | N |  | MH-DC-003-AC-1 | MH-DC-003-AC-2
MH-DC-003-RACK-F | MH-DC-003 | MH-DC-003-F0-R2 | RACK-F |  |  | Tenant cabinet | 45 | 21 | tenant | CUST-1202 | 21 | standard | N |  | MH-DC-003-AC-1 | MH-DC-003-AC-2
MH-DC-003-RACK-G | MH-DC-003 | MH-DC-003-F0-R2 | RACK-G |  |  | Tenant cabinet | 45 | 22 | tenant | CUST-1202 | 22 | standard | N |  | MH-DC-003-AC-1 | MH-DC-003-AC-2
MH-DC-003-RACK-H | MH-DC-003 | MH-DC-003-F1-R1 | RACK-H |  |  | Tenant cabinet | 42 | 14 | tenant | CUST-1202 | 14 | standard | N |  | MH-DC-003-AC-1 | MH-DC-003-AC-2
MH-DC-003-RACK-I | MH-DC-003 | MH-DC-003-F1-R1 | RACK-I |  |  | Tenant cabinet | 45 | 12 | tenant | CUST-1202 | 12 | standard | N |  | MH-DC-003-AC-1 | MH-DC-003-AC-2
MH-DC-003-RACK-J | MH-DC-003 | MH-DC-003-F1-R1 | RACK-J |  |  | Tenant cabinet | 45 | 23 | tenant | CUST-2073 | 23 | standard | N |  | MH-DC-003-AC-1 | MH-DC-003-AC-2
MH-DC-003-RACK-K | MH-DC-003 | MH-DC-003-F1-R2 | RACK-K |  |  | Tenant cabinet | 42 | 10 | tenant | CUST-2073 | 10 | standard | N |  | MH-DC-003-AC-1 | MH-DC-003-AC-2
MH-DC-003-RACK-L | MH-DC-003 | MH-DC-003-F1-R2 | RACK-L |  |  | Access | 45 | 8 | operator |  |  | standard | N |  | MH-DC-003-AC-1 | MH-DC-003-AC-2
MH-DC-003-RACK-M | MH-DC-003 | MH-DC-003-F1-R2 | RACK-M |  |  | ODF / patching | 45 | 8 | operator |  |  | standard | N |  | MH-DC-003-AC-1 | MH-DC-003-AC-2
MH-DC-004-RACK-A | MH-DC-004 | MH-DC-004-F0-R1 | RACK-A |  |  | Core | 45 | 15 | operator |  |  | standard | N |  | MH-DC-004-AC-1
MH-DC-004-RACK-B | MH-DC-004 | MH-DC-004-F0-R1 | RACK-B |  |  | Tenant cabinet | 42 | 16 | tenant | CUST-2954 | 16 | standard | N |  | MH-DC-004-AC-1
MH-DC-004-RACK-C | MH-DC-004 | MH-DC-004-F0-R1 | RACK-C |  |  | Tenant cabinet | 45 | 20 | tenant | CUST-2954 | 20 | standard | N |  | MH-DC-004-AC-1
MH-DC-004-RACK-D | MH-DC-004 | MH-DC-004-F1-R1 | RACK-D |  |  | Tenant cabinet | 45 | 14 | tenant | CUST-1202 | 14 | standard | N |  | MH-DC-004-AC-1
MH-DC-004-RACK-E | MH-DC-004 | MH-DC-004-F1-R1 | RACK-E |  |  | Tenant cabinet | 42 | 12 | tenant | CUST-1202 | 12 | standard | N |  | MH-DC-004-AC-1
MH-DC-004-RACK-F | MH-DC-004 | MH-DC-004-F1-R1 | RACK-F |  |  | ODF / patching | 45 | 8 | operator |  |  | standard | N |  | MH-DC-004-AC-1
UP-DC-005-RACK-A | UP-DC-005 | UP-DC-005-F0-R1 | RACK-A |  |  | Core | 45 | 20 | operator |  |  | standard | N |  | UP-DC-005-AC-1 | UP-DC-005-AC-2
UP-DC-005-RACK-B | UP-DC-005 | UP-DC-005-F0-R1 | RACK-B |  |  | Meet-me room | 42 | 13 | operator |  |  | standard | N |  | UP-DC-005-AC-1 | UP-DC-005-AC-2
UP-DC-005-RACK-C | UP-DC-005 | UP-DC-005-F0-R1 | RACK-C |  |  | Tenant cabinet | 45 | 16 | tenant | CUST-7359 | 16 | standard | N |  | UP-DC-005-AC-1 | UP-DC-005-AC-2
UP-DC-005-RACK-D | UP-DC-005 | UP-DC-005-F0-R1 | RACK-D |  |  | Tenant cabinet | 45 | 19 | tenant | CUST-7359 | 19 | standard | N |  | UP-DC-005-AC-1 | UP-DC-005-AC-2
UP-DC-005-RACK-E | UP-DC-005 | UP-DC-005-F0-R2 | RACK-E |  |  | Tenant cabinet | 42 | 16 | tenant | CUST-7359 | 16 | standard | N |  | UP-DC-005-AC-1 | UP-DC-005-AC-2
UP-DC-005-RACK-F | UP-DC-005 | UP-DC-005-F0-R2 | RACK-F |  |  | Tenant cabinet | 45 | 16 | tenant | CUST-1202 | 16 | standard | N |  | UP-DC-005-AC-1 | UP-DC-005-AC-2
UP-DC-005-RACK-G | UP-DC-005 | UP-DC-005-F0-R2 | RACK-G |  |  | Tenant cabinet | 45 | 17 | tenant | CUST-1202 | 17 | standard | N |  | UP-DC-005-AC-1 | UP-DC-005-AC-2
UP-DC-005-RACK-H | UP-DC-005 | UP-DC-005-F0-R2 | RACK-H |  |  | Tenant cabinet | 42 | 18 | tenant | CUST-1202 | 18 | standard | N |  | UP-DC-005-AC-1 | UP-DC-005-AC-2
UP-DC-005-RACK-I | UP-DC-005 | UP-DC-005-F1-R1 | RACK-I |  |  | Tenant cabinet | 45 | 12 | tenant | CUST-1202 | 12 | standard | N |  | UP-DC-005-AC-1 | UP-DC-005-AC-2
UP-DC-005-RACK-J | UP-DC-005 | UP-DC-005-F1-R1 | RACK-J |  |  | Tenant cabinet | 45 | 22 | tenant | CUST-1202 | 22 | standard | N |  | UP-DC-005-AC-1 | UP-DC-005-AC-2
UP-DC-005-RACK-K | UP-DC-005 | UP-DC-005-F1-R1 | RACK-K |  |  | Tenant cabinet | 42 | 19 | tenant | CUST-4716 | 19 | standard | N |  | UP-DC-005-AC-1 | UP-DC-005-AC-2
UP-DC-005-RACK-L | UP-DC-005 | UP-DC-005-F1-R1 | RACK-L |  |  | Tenant cabinet | 45 | 16 | tenant | CUST-9111 | 16 | standard | N |  | UP-DC-005-AC-1 | UP-DC-005-AC-2
UP-DC-005-RACK-M | UP-DC-005 | UP-DC-005-F1-R2 | RACK-M |  |  | Access | 45 | 8 | operator |  |  | standard | N |  | UP-DC-005-AC-1 | UP-DC-005-AC-2
UP-DC-005-RACK-N | UP-DC-005 | UP-DC-005-F1-R2 | RACK-N |  |  | Access | 42 | 8 | operator |  |  | standard | N |  | UP-DC-005-AC-1 | UP-DC-005-AC-2
UP-DC-005-RACK-O | UP-DC-005 | UP-DC-005-F1-R2 | RACK-O |  |  | ODF / patching | 45 | 8 | operator |  |  | standard | N |  | UP-DC-005-AC-1 | UP-DC-005-AC-2
UP-DC-006-RACK-A | UP-DC-006 | UP-DC-006-F0-R1 | RACK-A |  |  | Core | 45 | 18 | operator |  |  | standard | N |  | UP-DC-006-AC-1 | UP-DC-006-AC-2
UP-DC-006-RACK-B | UP-DC-006 | UP-DC-006-F0-R1 | RACK-B |  |  | Meet-me room | 42 | 12 | operator |  |  | standard | N |  | UP-DC-006-AC-1 | UP-DC-006-AC-2
UP-DC-006-RACK-C | UP-DC-006 | UP-DC-006-F0-R1 | RACK-C |  |  | Tenant cabinet | 45 | 14 | tenant | CUST-7339 | 14 | standard | N |  | UP-DC-006-AC-1 | UP-DC-006-AC-2
UP-DC-006-RACK-D | UP-DC-006 | UP-DC-006-F0-R2 | RACK-D |  |  | Tenant cabinet | 45 | 18 | tenant | CUST-4706 | 18 | standard | N |  | UP-DC-006-AC-1 | UP-DC-006-AC-2
UP-DC-006-RACK-E | UP-DC-006 | UP-DC-006-F0-R2 | RACK-E |  |  | Tenant cabinet | 42 | 15 | tenant | CUST-2954 | 15 | standard | N |  | UP-DC-006-AC-1 | UP-DC-006-AC-2
UP-DC-006-RACK-F | UP-DC-006 | UP-DC-006-F0-R2 | RACK-F |  |  | Tenant cabinet | 45 | 15 | tenant | CUST-2954 | 15 | standard | N |  | UP-DC-006-AC-1 | UP-DC-006-AC-2
UP-DC-006-RACK-G | UP-DC-006 | UP-DC-006-F1-R1 | RACK-G |  |  | Tenant cabinet | 45 | 20 | tenant | CUST-8220 | 20 | standard | N |  | UP-DC-006-AC-1 | UP-DC-006-AC-2
UP-DC-006-RACK-H | UP-DC-006 | UP-DC-006-F1-R1 | RACK-H |  |  | Tenant cabinet | 42 | 20 | tenant | CUST-8220 | 20 | standard | N |  | UP-DC-006-AC-1 | UP-DC-006-AC-2
UP-DC-006-RACK-I | UP-DC-006 | UP-DC-006-F1-R1 | RACK-I |  |  | Tenant cabinet | 45 | 20 | tenant | CUST-2063 | 20 | standard | N |  | UP-DC-006-AC-1 | UP-DC-006-AC-2
UP-DC-006-RACK-J | UP-DC-006 | UP-DC-006-F1-R2 | RACK-J |  |  | Tenant cabinet | 45 | 8 | tenant | CUST-2063 | 8 | standard | N |  | UP-DC-006-AC-1 | UP-DC-006-AC-2
UP-DC-006-RACK-K | UP-DC-006 | UP-DC-006-F1-R2 | RACK-K |  |  | ODF / patching | 42 | 8 | operator |  |  | standard | N |  | UP-DC-006-AC-1 | UP-DC-006-AC-2
UP-DC-007-RACK-A | UP-DC-007 | UP-DC-007-F0-R1 | RACK-A |  |  | Core | 45 | 16 | operator |  |  | standard | N |  | UP-DC-007-AC-1
UP-DC-007-RACK-B | UP-DC-007 | UP-DC-007-F0-R1 | RACK-B |  |  | Tenant cabinet | 42 | 13 | tenant | CUST-2073 | 13 | standard | N |  | UP-DC-007-AC-1
UP-DC-007-RACK-C | UP-DC-007 | UP-DC-007-F0-R1 | RACK-C |  |  | Tenant cabinet | 45 | 19 | tenant | CUST-7359 | 19 | standard | N |  | UP-DC-007-AC-1
UP-DC-007-RACK-D | UP-DC-007 | UP-DC-007-F0-R2 | RACK-D |  |  | Tenant cabinet | 45 | 22 | tenant | CUST-7359 | 22 | standard | N |  | UP-DC-007-AC-1
UP-DC-007-RACK-E | UP-DC-007 | UP-DC-007-F0-R2 | RACK-E |  |  | Tenant cabinet | 42 | 13 | tenant | CUST-7359 | 13 | standard | N |  | UP-DC-007-AC-1
UP-DC-007-RACK-F | UP-DC-007 | UP-DC-007-F1-R1 | RACK-F |  |  | Tenant cabinet | 45 | 15 | tenant | CUST-3825 | 15 | standard | N |  | UP-DC-007-AC-1
UP-DC-007-RACK-G | UP-DC-007 | UP-DC-007-F1-R1 | RACK-G |  |  | Tenant cabinet | 45 | 17 | tenant | CUST-3825 | 17 | standard | N |  | UP-DC-007-AC-1
UP-DC-007-RACK-H | UP-DC-007 | UP-DC-007-F1-R2 | RACK-H |  |  | Access | 42 | 8 | operator |  |  | standard | N |  | UP-DC-007-AC-1
UP-DC-007-RACK-I | UP-DC-007 | UP-DC-007-F1-R2 | RACK-I |  |  | ODF / patching | 45 | 8 | operator |  |  | standard | N |  | UP-DC-007-AC-1
KA-DC-008-RACK-A | KA-DC-008 | KA-DC-008-F0-R1 | RACK-A |  |  | Core | 45 | 17 | operator |  |  | standard | N |  | KA-DC-008-AC-1 | KA-DC-008-AC-2
KA-DC-008-RACK-B | KA-DC-008 | KA-DC-008-F0-R1 | RACK-B |  |  | Meet-me room | 42 | 16 | operator |  |  | standard | N |  | KA-DC-008-AC-1 | KA-DC-008-AC-2
KA-DC-008-RACK-C | KA-DC-008 | KA-DC-008-F0-R1 | RACK-C |  |  | Tenant cabinet | 45 | 18 | tenant | CUST-8240 | 18 | standard | N |  | KA-DC-008-AC-1 | KA-DC-008-AC-2
KA-DC-008-RACK-D | KA-DC-008 | KA-DC-008-F0-R1 | RACK-D |  |  | Tenant cabinet | 45 | 12 | tenant | CUST-8240 | 12 | standard | N |  | KA-DC-008-AC-1 | KA-DC-008-AC-2
KA-DC-008-RACK-E | KA-DC-008 | KA-DC-008-F0-R1 | RACK-E |  |  | Tenant cabinet | 42 | 11 | tenant | CUST-8240 | 11 | standard | N |  | KA-DC-008-AC-1 | KA-DC-008-AC-2
KA-DC-008-RACK-F | KA-DC-008 | KA-DC-008-F0-R2 | RACK-F |  |  | Tenant cabinet | 45 | 21 | tenant | CUST-7339 | 21 | standard | N |  | KA-DC-008-AC-1 | KA-DC-008-AC-2
KA-DC-008-RACK-G | KA-DC-008 | KA-DC-008-F0-R2 | RACK-G |  |  | Tenant cabinet | 45 | 15 | tenant | CUST-6468 | 15 | standard | N |  | KA-DC-008-AC-1 | KA-DC-008-AC-2
KA-DC-008-RACK-H | KA-DC-008 | KA-DC-008-F0-R2 | RACK-H |  |  | Tenant cabinet | 42 | 19 | tenant | CUST-6468 | 19 | standard | N |  | KA-DC-008-AC-1 | KA-DC-008-AC-2
KA-DC-008-RACK-I | KA-DC-008 | KA-DC-008-F0-R2 | RACK-I |  |  | Tenant cabinet | 45 | 15 | tenant | CUST-2073 | 15 | standard | N |  | KA-DC-008-AC-1 | KA-DC-008-AC-2
KA-DC-008-RACK-J | KA-DC-008 | KA-DC-008-F1-R1 | RACK-J |  |  | Tenant cabinet | 45 | 19 | tenant | CUST-2073 | 19 | standard | N |  | KA-DC-008-AC-1 | KA-DC-008-AC-2
KA-DC-008-RACK-K | KA-DC-008 | KA-DC-008-F1-R1 | RACK-K |  |  | Tenant cabinet | 42 | 16 | tenant | CUST-9101 | 16 | standard | N |  | KA-DC-008-AC-1 | KA-DC-008-AC-2
KA-DC-008-RACK-L | KA-DC-008 | KA-DC-008-F1-R1 | RACK-L |  |  | Tenant cabinet | 45 | 19 | tenant | CUST-8220 | 19 | standard | N |  | KA-DC-008-AC-1 | KA-DC-008-AC-2
KA-DC-008-RACK-M | KA-DC-008 | KA-DC-008-F1-R1 | RACK-M |  |  | Tenant cabinet | 45 | 20 | tenant | CUST-5597 | 20 | standard | N |  | KA-DC-008-AC-1 | KA-DC-008-AC-2
KA-DC-008-RACK-N | KA-DC-008 | KA-DC-008-F1-R2 | RACK-N |  |  | Tenant cabinet | 42 | 8 | tenant | CUST-3835 | 8 | standard | N |  | KA-DC-008-AC-1 | KA-DC-008-AC-2
KA-DC-008-RACK-O | KA-DC-008 | KA-DC-008-F1-R2 | RACK-O |  |  | Access | 45 | 8 | operator |  |  | standard | N |  | KA-DC-008-AC-1 | KA-DC-008-AC-2
KA-DC-008-RACK-P | KA-DC-008 | KA-DC-008-F1-R2 | RACK-P |  |  | Access | 45 | 8 | operator |  |  | standard | N |  | KA-DC-008-AC-1 | KA-DC-008-AC-2
KA-DC-008-RACK-Q | KA-DC-008 | KA-DC-008-F1-R2 | RACK-Q |  |  | ODF / patching | 42 | 8 | operator |  |  | standard | N |  | KA-DC-008-AC-1 | KA-DC-008-AC-2
DL-DC-009-RACK-A | DL-DC-009 | DL-DC-009-F0-R1 | RACK-A |  |  | Core | 45 | 15 | operator |  |  | standard | N |  | DL-DC-009-AC-1 | DL-DC-009-AC-2
DL-DC-009-RACK-B | DL-DC-009 | DL-DC-009-F0-R1 | RACK-B |  |  | Meet-me room | 42 | 12 | operator |  |  | standard | N |  | DL-DC-009-AC-1 | DL-DC-009-AC-2
DL-DC-009-RACK-C | DL-DC-009 | DL-DC-009-F0-R1 | RACK-C |  |  | Tenant cabinet | 45 | 13 | tenant | CUST-6468 | 13 | standard | N |  | DL-DC-009-AC-1 | DL-DC-009-AC-2
DL-DC-009-RACK-D | DL-DC-009 | DL-DC-009-F0-R1 | RACK-D |  |  | Tenant cabinet | 45 | 22 | tenant | CUST-6468 | 22 | standard | N |  | DL-DC-009-AC-1 | DL-DC-009-AC-2
DL-DC-009-RACK-E | DL-DC-009 | DL-DC-009-F0-R1 | RACK-E |  |  | Tenant cabinet | 42 | 15 | tenant | CUST-9982 | 15 | standard | N |  | DL-DC-009-AC-1 | DL-DC-009-AC-2
DL-DC-009-RACK-F | DL-DC-009 | DL-DC-009-F0-R2 | RACK-F |  |  | Tenant cabinet | 45 | 15 | tenant | CUST-9982 | 15 | standard | N |  | DL-DC-009-AC-1 | DL-DC-009-AC-2
DL-DC-009-RACK-G | DL-DC-009 | DL-DC-009-F0-R2 | RACK-G |  |  | Tenant cabinet | 45 | 16 | tenant | CUST-2073 | 16 | standard | N |  | DL-DC-009-AC-1 | DL-DC-009-AC-2
DL-DC-009-RACK-H | DL-DC-009 | DL-DC-009-F0-R2 | RACK-H |  |  | Tenant cabinet | 42 | 16 | tenant | CUST-2073 | 16 | standard | N |  | DL-DC-009-AC-1 | DL-DC-009-AC-2
DL-DC-009-RACK-I | DL-DC-009 | DL-DC-009-F0-R2 | RACK-I |  |  | Tenant cabinet | 45 | 15 | tenant | CUST-5597 | 15 | standard | N |  | DL-DC-009-AC-1 | DL-DC-009-AC-2
DL-DC-009-RACK-J | DL-DC-009 | DL-DC-009-F0-R2 | RACK-J |  |  | Tenant cabinet | 45 | 15 | tenant | CUST-9111 | 15 | standard | N |  | DL-DC-009-AC-1 | DL-DC-009-AC-2
DL-DC-009-RACK-K | DL-DC-009 | DL-DC-009-F1-R1 | RACK-K |  |  | Tenant cabinet | 42 | 16 | tenant | CUST-2063 | 16 | standard | N |  | DL-DC-009-AC-1 | DL-DC-009-AC-2
DL-DC-009-RACK-L | DL-DC-009 | DL-DC-009-F1-R1 | RACK-L |  |  | Tenant cabinet | 45 | 19 | tenant | CUST-2063 | 19 | standard | N |  | DL-DC-009-AC-1 | DL-DC-009-AC-2
DL-DC-009-RACK-M | DL-DC-009 | DL-DC-009-F1-R1 | RACK-M |  |  | Tenant cabinet | 45 | 13 | tenant | CUST-7349 | 13 | standard | N |  | DL-DC-009-AC-1 | DL-DC-009-AC-2
DL-DC-009-RACK-N | DL-DC-009 | DL-DC-009-F1-R1 | RACK-N |  |  | Tenant cabinet | 42 | 12 | tenant | CUST-7349 | 12 | standard | N |  | DL-DC-009-AC-1 | DL-DC-009-AC-2
DL-DC-009-RACK-O | DL-DC-009 | DL-DC-009-F1-R1 | RACK-O |  |  | Tenant cabinet | 45 | 17 | tenant | CUST-7359 | 17 | standard | N |  | DL-DC-009-AC-1 | DL-DC-009-AC-2
DL-DC-009-RACK-P | DL-DC-009 | DL-DC-009-F1-R2 | RACK-P |  |  | Tenant cabinet | 45 | 22 | tenant | CUST-7359 | 22 | standard | N |  | DL-DC-009-AC-1 | DL-DC-009-AC-2
DL-DC-009-RACK-Q | DL-DC-009 | DL-DC-009-F1-R2 | RACK-Q |  |  | Tenant cabinet | 42 | 15 | tenant | CUST-7359 | 15 | standard | N |  | DL-DC-009-AC-1 | DL-DC-009-AC-2
DL-DC-009-RACK-R | DL-DC-009 | DL-DC-009-F1-R2 | RACK-R |  |  | Access | 45 | 8 | operator |  |  | standard | N |  | DL-DC-009-AC-1 | DL-DC-009-AC-2
DL-DC-009-RACK-S | DL-DC-009 | DL-DC-009-F1-R2 | RACK-S |  |  | Access | 45 | 8 | operator |  |  | standard | N |  | DL-DC-009-AC-1 | DL-DC-009-AC-2
DL-DC-009-RACK-T | DL-DC-009 | DL-DC-009-F1-R2 | RACK-T |  |  | ODF / patching | 42 | 8 | operator |  |  | standard | N |  | DL-DC-009-AC-1 | DL-DC-009-AC-2
AP-DC-010-RACK-A | AP-DC-010 | AP-DC-010-F0-R1 | RACK-A |  |  | Core | 45 | 15 | operator |  |  | standard | N |  | AP-DC-010-AC-1
AP-DC-010-RACK-B | AP-DC-010 | AP-DC-010-F0-R1 | RACK-B |  |  | Tenant cabinet | 42 | 22 | tenant | CUST-8240 | 22 | standard | N |  | AP-DC-010-AC-1
AP-DC-010-RACK-C | AP-DC-010 | AP-DC-010-F0-R1 | RACK-C |  |  | Tenant cabinet | 45 | 16 | tenant | CUST-8240 | 16 | standard | N |  | AP-DC-010-AC-1
AP-DC-010-RACK-D | AP-DC-010 | AP-DC-010-F0-R1 | RACK-D |  |  | Tenant cabinet | 45 | 19 | tenant | CUST-8240 | 19 | standard | N |  | AP-DC-010-AC-1
AP-DC-010-RACK-E | AP-DC-010 | AP-DC-010-F1-R1 | RACK-E |  |  | Tenant cabinet | 42 | 17 | tenant | CUST-5597 | 17 | standard | N |  | AP-DC-010-AC-1
AP-DC-010-RACK-F | AP-DC-010 | AP-DC-010-F1-R1 | RACK-F |  |  | Tenant cabinet | 45 | 12 | tenant | CUST-9111 | 12 | standard | N |  | AP-DC-010-AC-1
AP-DC-010-RACK-G | AP-DC-010 | AP-DC-010-F1-R1 | RACK-G |  |  | ODF / patching | 45 | 8 | operator |  |  | standard | N |  | AP-DC-010-AC-1
HR-DC-011-RACK-A | HR-DC-011 | HR-DC-011-F0-R1 | RACK-A |  |  | Core | 45 | 14 | operator |  |  | standard | N |  | HR-DC-011-AC-1 | HR-DC-011-AC-2
HR-DC-011-RACK-B | HR-DC-011 | HR-DC-011-F0-R1 | RACK-B |  |  | Meet-me room | 42 | 18 | operator |  |  | standard | N |  | HR-DC-011-AC-1 | HR-DC-011-AC-2
HR-DC-011-RACK-C | HR-DC-011 | HR-DC-011-F0-R1 | RACK-C |  |  | Tenant cabinet | 45 | 20 | tenant | CUST-5587 | 20 | standard | N |  | HR-DC-011-AC-1 | HR-DC-011-AC-2
HR-DC-011-RACK-D | HR-DC-011 | HR-DC-011-F0-R1 | RACK-D |  |  | Tenant cabinet | 45 | 14 | tenant | CUST-5587 | 14 | standard | N |  | HR-DC-011-AC-1 | HR-DC-011-AC-2
HR-DC-011-RACK-E | HR-DC-011 | HR-DC-011-F0-R2 | RACK-E |  |  | Tenant cabinet | 42 | 16 | tenant | CUST-8220 | 16 | standard | N |  | HR-DC-011-AC-1 | HR-DC-011-AC-2
HR-DC-011-RACK-F | HR-DC-011 | HR-DC-011-F0-R2 | RACK-F |  |  | Tenant cabinet | 45 | 18 | tenant | CUST-8220 | 18 | standard | N |  | HR-DC-011-AC-1 | HR-DC-011-AC-2
HR-DC-011-RACK-G | HR-DC-011 | HR-DC-011-F0-R2 | RACK-G |  |  | Tenant cabinet | 45 | 14 | tenant | CUST-2944 | 14 | standard | N |  | HR-DC-011-AC-1 | HR-DC-011-AC-2
HR-DC-011-RACK-H | HR-DC-011 | HR-DC-011-F1-R1 | RACK-H |  |  | Tenant cabinet | 42 | 17 | tenant | CUST-2944 | 17 | standard | N |  | HR-DC-011-AC-1 | HR-DC-011-AC-2
HR-DC-011-RACK-I | HR-DC-011 | HR-DC-011-F1-R1 | RACK-I |  |  | Tenant cabinet | 45 | 20 | tenant | CUST-4716 | 20 | standard | N |  | HR-DC-011-AC-1 | HR-DC-011-AC-2
HR-DC-011-RACK-J | HR-DC-011 | HR-DC-011-F1-R1 | RACK-J |  |  | Tenant cabinet | 45 | 16 | tenant | CUST-3825 | 16 | standard | N |  | HR-DC-011-AC-1 | HR-DC-011-AC-2
HR-DC-011-RACK-K | HR-DC-011 | HR-DC-011-F1-R1 | RACK-K |  |  | Tenant cabinet | 42 | 18 | tenant | CUST-5597 | 18 | standard | N |  | HR-DC-011-AC-1 | HR-DC-011-AC-2
HR-DC-011-RACK-L | HR-DC-011 | HR-DC-011-F1-R2 | RACK-L |  |  | Tenant cabinet | 45 | 9 | tenant | CUST-5597 | 9 | standard | N |  | HR-DC-011-AC-1 | HR-DC-011-AC-2
HR-DC-011-RACK-M | HR-DC-011 | HR-DC-011-F1-R2 | RACK-M |  |  | Access | 45 | 8 | operator |  |  | standard | N |  | HR-DC-011-AC-1 | HR-DC-011-AC-2
HR-DC-011-RACK-N | HR-DC-011 | HR-DC-011-F1-R2 | RACK-N |  |  | ODF / patching | 42 | 8 | operator |  |  | standard | N |  | HR-DC-011-AC-1 | HR-DC-011-AC-2
PB-DC-012-RACK-A | PB-DC-012 | PB-DC-012-F0-R1 | RACK-A |  |  | Core | 45 | 18 | operator |  |  | standard | N |  | PB-DC-012-AC-1
PB-DC-012-RACK-B | PB-DC-012 | PB-DC-012-F0-R1 | RACK-B |  |  | Tenant cabinet | 42 | 16 | tenant | CUST-8240 | 16 | standard | N |  | PB-DC-012-AC-1
PB-DC-012-RACK-C | PB-DC-012 | PB-DC-012-F0-R1 | RACK-C |  |  | Tenant cabinet | 45 | 21 | tenant | CUST-8240 | 21 | standard | N |  | PB-DC-012-AC-1
PB-DC-012-RACK-D | PB-DC-012 | PB-DC-012-F0-R1 | RACK-D |  |  | Tenant cabinet | 45 | 17 | tenant | CUST-8230 | 17 | standard | N |  | PB-DC-012-AC-1
PB-DC-012-RACK-E | PB-DC-012 | PB-DC-012-F1-R1 | RACK-E |  |  | Tenant cabinet | 42 | 15 | tenant | CUST-8230 | 15 | standard | N |  | PB-DC-012-AC-1
PB-DC-012-RACK-F | PB-DC-012 | PB-DC-012-F1-R1 | RACK-F |  |  | Access | 45 | 8 | operator |  |  | standard | N |  | PB-DC-012-AC-1
PB-DC-012-RACK-G | PB-DC-012 | PB-DC-012-F1-R1 | RACK-G |  |  | ODF / patching | 45 | 8 | operator |  |  | standard | N |  | PB-DC-012-AC-1
GJ-DC-013-RACK-A | GJ-DC-013 | GJ-DC-013-F0-R1 | RACK-A |  |  | Core | 45 | 12 | operator |  |  | standard | N |  | GJ-DC-013-AC-1 | GJ-DC-013-AC-2
GJ-DC-013-RACK-B | GJ-DC-013 | GJ-DC-013-F0-R1 | RACK-B |  |  | Tenant cabinet | 42 | 12 | tenant | CUST-6468 | 12 | standard | N |  | GJ-DC-013-AC-1 | GJ-DC-013-AC-2
GJ-DC-013-RACK-C | GJ-DC-013 | GJ-DC-013-F1-R1 | RACK-C |  |  | Tenant cabinet | 45 | 8 | tenant | CUST-6468 | 8 | standard | N |  | GJ-DC-013-AC-1 | GJ-DC-013-AC-2
GJ-DC-013-RACK-D | GJ-DC-013 | GJ-DC-013-F1-R1 | RACK-D |  |  | ODF / patching | 45 | 8 | operator |  |  | standard | N |  | GJ-DC-013-AC-1 | GJ-DC-013-AC-2
MP-DC-014-RACK-A | MP-DC-014 | MP-DC-014-F0-R1 | RACK-A |  |  | Core | 45 | 13 | operator |  |  | standard | N |  | MP-DC-014-AC-1 | MP-DC-014-AC-2
MP-DC-014-RACK-B | MP-DC-014 | MP-DC-014-F0-R1 | RACK-B |  |  | Tenant cabinet | 42 | 13 | tenant | CUST-9982 | 13 | standard | N |  | MP-DC-014-AC-1 | MP-DC-014-AC-2
MP-DC-014-RACK-C | MP-DC-014 | MP-DC-014-F0-R1 | RACK-C |  |  | Tenant cabinet | 45 | 18 | tenant | CUST-9982 | 18 | standard | N |  | MP-DC-014-AC-1 | MP-DC-014-AC-2
MP-DC-014-RACK-D | MP-DC-014 | MP-DC-014-F0-R2 | RACK-D |  |  | Tenant cabinet | 45 | 17 | tenant | CUST-7349 | 17 | standard | N |  | MP-DC-014-AC-1 | MP-DC-014-AC-2
MP-DC-014-RACK-E | MP-DC-014 | MP-DC-014-F0-R2 | RACK-E |  |  | Tenant cabinet | 42 | 15 | tenant | CUST-9121 | 15 | standard | N |  | MP-DC-014-AC-1 | MP-DC-014-AC-2
MP-DC-014-RACK-F | MP-DC-014 | MP-DC-014-F0-R2 | RACK-F |  |  | Tenant cabinet | 45 | 15 | tenant | CUST-9121 | 15 | standard | N |  | MP-DC-014-AC-1 | MP-DC-014-AC-2
MP-DC-014-RACK-G | MP-DC-014 | MP-DC-014-F1-R1 | RACK-G |  |  | Tenant cabinet | 45 | 20 | tenant | CUST-9121 | 20 | standard | N |  | MP-DC-014-AC-1 | MP-DC-014-AC-2
MP-DC-014-RACK-H | MP-DC-014 | MP-DC-014-F1-R1 | RACK-H |  |  | Tenant cabinet | 42 | 14 | tenant | CUST-9121 | 14 | standard | N |  | MP-DC-014-AC-1 | MP-DC-014-AC-2
MP-DC-014-RACK-I | MP-DC-014 | MP-DC-014-F1-R1 | RACK-I |  |  | Tenant cabinet | 45 | 21 | tenant | CUST-9121 | 21 | standard | N |  | MP-DC-014-AC-1 | MP-DC-014-AC-2
MP-DC-014-RACK-J | MP-DC-014 | MP-DC-014-F1-R2 | RACK-J |  |  | Tenant cabinet | 45 | 8 | tenant | CUST-9121 | 8 | standard | N |  | MP-DC-014-AC-1 | MP-DC-014-AC-2
MP-DC-014-RACK-K | MP-DC-014 | MP-DC-014-F1-R2 | RACK-K |  |  | ODF / patching | 42 | 8 | operator |  |  | standard | N |  | MP-DC-014-AC-1 | MP-DC-014-AC-2
RJ-DC-015-RACK-A | RJ-DC-015 | RJ-DC-015-F0-R1 | RACK-A |  |  | Core | 45 | 15 | operator |  |  | standard | N |  | RJ-DC-015-AC-1
RJ-DC-015-RACK-B | RJ-DC-015 | RJ-DC-015-F0-R1 | RACK-B |  |  | Tenant cabinet | 42 | 19 | tenant | CUST-8240 | 19 | standard | N |  | RJ-DC-015-AC-1
RJ-DC-015-RACK-C | RJ-DC-015 | RJ-DC-015-F0-R1 | RACK-C |  |  | Tenant cabinet | 45 | 18 | tenant | CUST-8240 | 18 | standard | N |  | RJ-DC-015-AC-1
RJ-DC-015-RACK-D | RJ-DC-015 | RJ-DC-015-F0-R1 | RACK-D |  |  | Tenant cabinet | 45 | 15 | tenant | CUST-8240 | 15 | standard | N |  | RJ-DC-015-AC-1
RJ-DC-015-RACK-E | RJ-DC-015 | RJ-DC-015-F1-R1 | RACK-E |  |  | Tenant cabinet | 42 | 17 | tenant | CUST-1202 | 17 | standard | N |  | RJ-DC-015-AC-1
RJ-DC-015-RACK-F | RJ-DC-015 | RJ-DC-015-F1-R1 | RACK-F |  |  | Tenant cabinet | 45 | 15 | tenant | CUST-1202 | 15 | standard | N |  | RJ-DC-015-AC-1
RJ-DC-015-RACK-G | RJ-DC-015 | RJ-DC-015-F1-R1 | RACK-G |  |  | Access | 45 | 8 | operator |  |  | standard | N |  | RJ-DC-015-AC-1
RJ-DC-015-RACK-H | RJ-DC-015 | RJ-DC-015-F1-R1 | RACK-H |  |  | ODF / patching | 42 | 8 | operator |  |  | standard | N |  | RJ-DC-015-AC-1
WB-DC-016-RACK-A | WB-DC-016 | WB-DC-016-F0-R1 | RACK-A |  |  | Core | 45 | 14 | operator |  |  | standard | N |  | WB-DC-016-AC-1 | WB-DC-016-AC-2
WB-DC-016-RACK-B | WB-DC-016 | WB-DC-016-F0-R1 | RACK-B |  |  | Meet-me room | 42 | 16 | operator |  |  | standard | N |  | WB-DC-016-AC-1 | WB-DC-016-AC-2
WB-DC-016-RACK-C | WB-DC-016 | WB-DC-016-F0-R1 | RACK-C |  |  | Tenant cabinet | 45 | 15 | tenant | CUST-9992 | 15 | standard | N |  | WB-DC-016-AC-1 | WB-DC-016-AC-2
WB-DC-016-RACK-D | WB-DC-016 | WB-DC-016-F0-R1 | RACK-D |  |  | Tenant cabinet | 45 | 20 | tenant | CUST-9992 | 20 | standard | N |  | WB-DC-016-AC-1 | WB-DC-016-AC-2
WB-DC-016-RACK-E | WB-DC-016 | WB-DC-016-F0-R2 | RACK-E |  |  | Tenant cabinet | 42 | 15 | tenant | CUST-7349 | 15 | standard | N |  | WB-DC-016-AC-1 | WB-DC-016-AC-2
WB-DC-016-RACK-F | WB-DC-016 | WB-DC-016-F0-R2 | RACK-F |  |  | Tenant cabinet | 45 | 14 | tenant | CUST-7349 | 14 | standard | N |  | WB-DC-016-AC-1 | WB-DC-016-AC-2
WB-DC-016-RACK-G | WB-DC-016 | WB-DC-016-F0-R2 | RACK-G |  |  | Tenant cabinet | 45 | 16 | tenant | CUST-2954 | 16 | standard | N |  | WB-DC-016-AC-1 | WB-DC-016-AC-2
WB-DC-016-RACK-H | WB-DC-016 | WB-DC-016-F0-R2 | RACK-H |  |  | Tenant cabinet | 42 | 14 | tenant | CUST-2063 | 14 | standard | N |  | WB-DC-016-AC-1 | WB-DC-016-AC-2
WB-DC-016-RACK-I | WB-DC-016 | WB-DC-016-F1-R1 | RACK-I |  |  | Tenant cabinet | 45 | 16 | tenant | CUST-2063 | 16 | standard | N |  | WB-DC-016-AC-1 | WB-DC-016-AC-2
WB-DC-016-RACK-J | WB-DC-016 | WB-DC-016-F1-R1 | RACK-J |  |  | Tenant cabinet | 45 | 14 | tenant | CUST-9121 | 14 | standard | N |  | WB-DC-016-AC-1 | WB-DC-016-AC-2
WB-DC-016-RACK-K | WB-DC-016 | WB-DC-016-F1-R1 | RACK-K |  |  | Tenant cabinet | 42 | 16 | tenant | CUST-9121 | 16 | standard | N |  | WB-DC-016-AC-1 | WB-DC-016-AC-2
WB-DC-016-RACK-L | WB-DC-016 | WB-DC-016-F1-R1 | RACK-L |  |  | Tenant cabinet | 45 | 17 | tenant | CUST-9121 | 17 | standard | N |  | WB-DC-016-AC-1 | WB-DC-016-AC-2
WB-DC-016-RACK-M | WB-DC-016 | WB-DC-016-F1-R2 | RACK-M |  |  | Tenant cabinet | 45 | 8 | tenant | CUST-9121 | 8 | standard | N |  | WB-DC-016-AC-1 | WB-DC-016-AC-2
WB-DC-016-RACK-N | WB-DC-016 | WB-DC-016-F1-R2 | RACK-N |  |  | Access | 42 | 8 | operator |  |  | standard | N |  | WB-DC-016-AC-1 | WB-DC-016-AC-2
WB-DC-016-RACK-O | WB-DC-016 | WB-DC-016-F1-R2 | RACK-O |  |  | ODF / patching | 45 | 8 | operator |  |  | standard | N |  | WB-DC-016-AC-1 | WB-DC-016-AC-2
WB-DC-017-RACK-A | WB-DC-017 | WB-DC-017-F0-R1 | RACK-A |  |  | Core | 45 | 15 | operator |  |  | standard | N |  | WB-DC-017-AC-1
WB-DC-017-RACK-B | WB-DC-017 | WB-DC-017-F0-R1 | RACK-B |  |  | Tenant cabinet | 42 | 18 | tenant | CUST-4706 | 18 | standard | N |  | WB-DC-017-AC-1
WB-DC-017-RACK-C | WB-DC-017 | WB-DC-017-F0-R1 | RACK-C |  |  | Tenant cabinet | 45 | 18 | tenant | CUST-4706 | 18 | standard | N |  | WB-DC-017-AC-1
WB-DC-017-RACK-D | WB-DC-017 | WB-DC-017-F0-R2 | RACK-D |  |  | Tenant cabinet | 45 | 14 | tenant | CUST-9101 | 14 | standard | N |  | WB-DC-017-AC-1
WB-DC-017-RACK-E | WB-DC-017 | WB-DC-017-F0-R2 | RACK-E |  |  | Tenant cabinet | 42 | 24 | tenant | CUST-3825 | 24 | standard | N |  | WB-DC-017-AC-1
WB-DC-017-RACK-F | WB-DC-017 | WB-DC-017-F1-R1 | RACK-F |  |  | Tenant cabinet | 45 | 16 | tenant | CUST-3825 | 16 | standard | N |  | WB-DC-017-AC-1
WB-DC-017-RACK-G | WB-DC-017 | WB-DC-017-F1-R1 | RACK-G |  |  | Tenant cabinet | 45 | 16 | tenant | CUST-7349 | 16 | standard | N |  | WB-DC-017-AC-1
WB-DC-017-RACK-H | WB-DC-017 | WB-DC-017-F1-R1 | RACK-H |  |  | Tenant cabinet | 42 | 14 | tenant | CUST-4716 | 14 | standard | N |  | WB-DC-017-AC-1
WB-DC-017-RACK-I | WB-DC-017 | WB-DC-017-F1-R2 | RACK-I |  |  | Access | 45 | 8 | operator |  |  | standard | N |  | WB-DC-017-AC-1
WB-DC-017-RACK-J | WB-DC-017 | WB-DC-017-F1-R2 | RACK-J |  |  | ODF / patching | 45 | 8 | operator |  |  | standard | N |  | WB-DC-017-AC-1
OD-DC-018-RACK-A | OD-DC-018 | OD-DC-018-F0-R1 | RACK-A |  |  | Core | 45 | 15 | operator |  |  | standard | N |  | OD-DC-018-AC-1
OD-DC-018-RACK-B | OD-DC-018 | OD-DC-018-F0-R1 | RACK-B |  |  | Tenant cabinet | 42 | 18 | tenant | CUST-9982 | 18 | standard | N |  | OD-DC-018-AC-1
OD-DC-018-RACK-C | OD-DC-018 | OD-DC-018-F0-R1 | RACK-C |  |  | Tenant cabinet | 45 | 20 | tenant | CUST-4716 | 20 | standard | N |  | OD-DC-018-AC-1
OD-DC-018-RACK-D | OD-DC-018 | OD-DC-018-F1-R1 | RACK-D |  |  | Tenant cabinet | 45 | 14 | tenant | CUST-4706 | 14 | standard | N |  | OD-DC-018-AC-1
OD-DC-018-RACK-E | OD-DC-018 | OD-DC-018-F1-R1 | RACK-E |  |  | Tenant cabinet | 42 | 12 | tenant | CUST-4706 | 12 | standard | N |  | OD-DC-018-AC-1
OD-DC-018-RACK-F | OD-DC-018 | OD-DC-018-F1-R1 | RACK-F |  |  | ODF / patching | 45 | 8 | operator |  |  | standard | N |  | OD-DC-018-AC-1
BR-DC-019-RACK-A | BR-DC-019 | BR-DC-019-F0-R1 | RACK-A |  |  | Core | 45 | 16 | operator |  |  | standard | N |  | BR-DC-019-AC-1
BR-DC-019-RACK-B | BR-DC-019 | BR-DC-019-F0-R1 | RACK-B |  |  | Tenant cabinet | 42 | 16 | tenant | CUST-8230 | 16 | standard | N |  | BR-DC-019-AC-1
BR-DC-019-RACK-C | BR-DC-019 | BR-DC-019-F0-R1 | RACK-C |  |  | Tenant cabinet | 45 | 21 | tenant | CUST-8230 | 21 | standard | N |  | BR-DC-019-AC-1
BR-DC-019-RACK-D | BR-DC-019 | BR-DC-019-F1-R1 | RACK-D |  |  | Tenant cabinet | 45 | 18 | tenant | CUST-8230 | 18 | standard | N |  | BR-DC-019-AC-1
BR-DC-019-RACK-E | BR-DC-019 | BR-DC-019-F1-R1 | RACK-E |  |  | Tenant cabinet | 42 | 8 | tenant | CUST-6478 | 8 | standard | N |  | BR-DC-019-AC-1
BR-DC-019-RACK-F | BR-DC-019 | BR-DC-019-F1-R1 | RACK-F |  |  | ODF / patching | 45 | 8 | operator |  |  | standard | N |  | BR-DC-019-AC-1
KA-DC-020-RACK-A | KA-DC-020 | KA-DC-020-F0-R1 | RACK-A |  |  | Core | 45 | 14 | operator |  |  | standard | N |  | KA-DC-020-AC-1 | KA-DC-020-AC-2
KA-DC-020-RACK-B | KA-DC-020 | KA-DC-020-F0-R1 | RACK-B |  |  | Meet-me room | 42 | 16 | operator |  |  | standard | N |  | KA-DC-020-AC-1 | KA-DC-020-AC-2
KA-DC-020-RACK-C | KA-DC-020 | KA-DC-020-F0-R1 | RACK-C |  |  | Tenant cabinet | 45 | 19 | tenant | CUST-5597 | 19 | standard | N |  | KA-DC-020-AC-1 | KA-DC-020-AC-2
KA-DC-020-RACK-D | KA-DC-020 | KA-DC-020-F0-R1 | RACK-D |  |  | Tenant cabinet | 45 | 12 | tenant | CUST-5597 | 12 | standard | N |  | KA-DC-020-AC-1 | KA-DC-020-AC-2
KA-DC-020-RACK-E | KA-DC-020 | KA-DC-020-F1-R1 | RACK-E |  |  | AI cage | 42 | 60 | tenant | CUST-1202 | 60 | ai | Y | KA-DC-020-CDU-1 | KA-DC-020-AC-1 | KA-DC-020-AC-2
KA-DC-020-RACK-F | KA-DC-020 | KA-DC-020-F1-R1 | RACK-F |  |  | AI cage | 45 | 40 | tenant | CUST-1202 | 40 | ai | Y | KA-DC-020-CDU-1 | KA-DC-020-AC-1 | KA-DC-020-AC-2
KA-DC-020-RACK-G | KA-DC-020 | KA-DC-020-F1-R1 | RACK-G |  |  | AI cage | 45 | 48 | tenant | CUST-1202 | 48 | ai | Y | KA-DC-020-CDU-1 | KA-DC-020-AC-1 | KA-DC-020-AC-2
KA-DC-020-RACK-H | KA-DC-020 | KA-DC-020-F2-R1 | RACK-H |  |  | Tenant cabinet | 42 | 15 | tenant | CUST-1202 | 15 | standard | N |  | KA-DC-020-AC-1 | KA-DC-020-AC-2
KA-DC-020-RACK-I | KA-DC-020 | KA-DC-020-F2-R1 | RACK-I |  |  | Tenant cabinet | 45 | 12 | tenant | CUST-3825 | 12 | standard | N |  | KA-DC-020-AC-1 | KA-DC-020-AC-2
KA-DC-020-RACK-J | KA-DC-020 | KA-DC-020-F2-R1 | RACK-J |  |  | Tenant cabinet | 45 | 18 | tenant | CUST-2073 | 18 | standard | N |  | KA-DC-020-AC-1 | KA-DC-020-AC-2
KA-DC-020-RACK-K | KA-DC-020 | KA-DC-020-F3-R1 | RACK-K |  |  | Tenant cabinet | 42 | 13 | tenant | CUST-2073 | 13 | standard | N |  | KA-DC-020-AC-1 | KA-DC-020-AC-2
KA-DC-020-RACK-L | KA-DC-020 | KA-DC-020-F3-R1 | RACK-L |  |  | Tenant cabinet | 45 | 12 | tenant | CUST-8230 | 12 | standard | N |  | KA-DC-020-AC-1 | KA-DC-020-AC-2
KA-DC-020-RACK-M | KA-DC-020 | KA-DC-020-F3-R1 | RACK-M |  |  | Tenant cabinet | 45 | 18 | tenant | CUST-8230 | 18 | standard | N |  | KA-DC-020-AC-1 | KA-DC-020-AC-2
KA-DC-020-RACK-N | KA-DC-020 | KA-DC-020-F3-R1 | RACK-N |  |  | Tenant cabinet | 42 | 15 | tenant | CUST-2954 | 15 | standard | N |  | KA-DC-020-AC-1 | KA-DC-020-AC-2
KA-DC-020-RACK-O | KA-DC-020 | KA-DC-020-F4-R1 | RACK-O |  |  | Tenant cabinet | 45 | 14 | tenant | CUST-2954 | 14 | standard | N |  | KA-DC-020-AC-1 | KA-DC-020-AC-2
KA-DC-020-RACK-P | KA-DC-020 | KA-DC-020-F4-R1 | RACK-P |  |  | Tenant cabinet | 45 | 9 | tenant | CUST-7339 | 9 | standard | N |  | KA-DC-020-AC-1 | KA-DC-020-AC-2
KA-DC-020-RACK-Q | KA-DC-020 | KA-DC-020-F4-R1 | RACK-Q |  |  | Tenant cabinet | 42 | 14 | tenant | CUST-7339 | 14 | standard | N |  | KA-DC-020-AC-1 | KA-DC-020-AC-2
KA-DC-020-RACK-R | KA-DC-020 | KA-DC-020-F5-R1 | RACK-R |  |  | Tenant cabinet | 45 | 16 | tenant | CUST-7359 | 16 | standard | N |  | KA-DC-020-AC-1 | KA-DC-020-AC-2
KA-DC-020-RACK-S | KA-DC-020 | KA-DC-020-F5-R1 | RACK-S |  |  | Tenant cabinet | 45 | 11 | tenant | CUST-7359 | 11 | standard | N |  | KA-DC-020-AC-1 | KA-DC-020-AC-2
KA-DC-020-RACK-T | KA-DC-020 | KA-DC-020-F5-R1 | RACK-T |  |  | ODF / patching | 42 | 8 | operator |  |  | standard | N |  | KA-DC-020-AC-1 | KA-DC-020-AC-2
KA-DC-021-RACK-A | KA-DC-021 | KA-DC-021-F0-R1 | RACK-A |  |  | Core | 45 | 16 | operator |  |  | standard | N |  | KA-DC-021-AC-1 | KA-DC-021-AC-2
KA-DC-021-RACK-B | KA-DC-021 | KA-DC-021-F0-R1 | RACK-B |  |  | Meet-me room | 42 | 14 | operator |  |  | standard | N |  | KA-DC-021-AC-1 | KA-DC-021-AC-2
KA-DC-021-RACK-C | KA-DC-021 | KA-DC-021-F0-R1 | RACK-C |  |  | Tenant cabinet | 45 | 13 | tenant | CUST-2073 | 13 | standard | N |  | KA-DC-021-AC-1 | KA-DC-021-AC-2
KA-DC-021-RACK-D | KA-DC-021 | KA-DC-021-F0-R2 | RACK-D |  |  | Tenant cabinet | 45 | 13 | tenant | CUST-2073 | 13 | standard | N |  | KA-DC-021-AC-1 | KA-DC-021-AC-2
KA-DC-021-RACK-E | KA-DC-021 | KA-DC-021-F0-R2 | RACK-E |  |  | Tenant cabinet | 42 | 17 | tenant | CUST-2954 | 17 | standard | N |  | KA-DC-021-AC-1 | KA-DC-021-AC-2
KA-DC-021-RACK-F | KA-DC-021 | KA-DC-021-F0-R2 | RACK-F |  |  | Tenant cabinet | 45 | 15 | tenant | CUST-9992 | 15 | standard | N |  | KA-DC-021-AC-1 | KA-DC-021-AC-2
KA-DC-021-RACK-G | KA-DC-021 | KA-DC-021-F1-R1 | RACK-G |  |  | Tenant cabinet | 45 | 17 | tenant | CUST-9992 | 17 | standard | N |  | KA-DC-021-AC-1 | KA-DC-021-AC-2
KA-DC-021-RACK-H | KA-DC-021 | KA-DC-021-F1-R1 | RACK-H |  |  | Tenant cabinet | 42 | 14 | tenant | CUST-3825 | 14 | standard | N |  | KA-DC-021-AC-1 | KA-DC-021-AC-2
KA-DC-021-RACK-I | KA-DC-021 | KA-DC-021-F1-R1 | RACK-I |  |  | Tenant cabinet | 45 | 15 | tenant | CUST-7359 | 15 | standard | N |  | KA-DC-021-AC-1 | KA-DC-021-AC-2
KA-DC-021-RACK-J | KA-DC-021 | KA-DC-021-F1-R2 | RACK-J |  |  | Tenant cabinet | 45 | 13 | tenant | CUST-7359 | 13 | standard | N |  | KA-DC-021-AC-1 | KA-DC-021-AC-2
KA-DC-021-RACK-K | KA-DC-021 | KA-DC-021-F1-R2 | RACK-K |  |  | Access | 42 | 8 | operator |  |  | standard | N |  | KA-DC-021-AC-1 | KA-DC-021-AC-2
KA-DC-021-RACK-L | KA-DC-021 | KA-DC-021-F1-R2 | RACK-L |  |  | ODF / patching | 45 | 8 | operator |  |  | standard | N |  | KA-DC-021-AC-1 | KA-DC-021-AC-2
TN-DC-022-RACK-A | TN-DC-022 | TN-DC-022-F0-R1 | RACK-A |  |  | Core | 45 | 15 | operator |  |  | standard | N |  | TN-DC-022-AC-1 | TN-DC-022-AC-2
TN-DC-022-RACK-B | TN-DC-022 | TN-DC-022-F0-R1 | RACK-B |  |  | Meet-me room | 42 | 14 | operator |  |  | standard | N |  | TN-DC-022-AC-1 | TN-DC-022-AC-2
TN-DC-022-RACK-C | TN-DC-022 | TN-DC-022-F0-R1 | RACK-C |  |  | Tenant cabinet | 45 | 20 | tenant | CUST-7339 | 20 | standard | N |  | TN-DC-022-AC-1 | TN-DC-022-AC-2
TN-DC-022-RACK-D | TN-DC-022 | TN-DC-022-F0-R1 | RACK-D |  |  | Tenant cabinet | 45 | 18 | tenant | CUST-7339 | 18 | standard | N |  | TN-DC-022-AC-1 | TN-DC-022-AC-2
TN-DC-022-RACK-E | TN-DC-022 | TN-DC-022-F0-R1 | RACK-E |  |  | Tenant cabinet | 42 | 16 | tenant | CUST-5597 | 16 | standard | N |  | TN-DC-022-AC-1 | TN-DC-022-AC-2
TN-DC-022-RACK-F | TN-DC-022 | TN-DC-022-F0-R2 | RACK-F |  |  | AI cage | 45 | 40 | tenant | CUST-8230 | 40 | ai | Y | TN-DC-022-CDU-1 | TN-DC-022-AC-1 | TN-DC-022-AC-2
TN-DC-022-RACK-G | TN-DC-022 | TN-DC-022-F0-R2 | RACK-G |  |  | AI cage | 45 | 60 | tenant | CUST-8230 | 60 | ai | Y | TN-DC-022-CDU-1 | TN-DC-022-AC-1 | TN-DC-022-AC-2
TN-DC-022-RACK-H | TN-DC-022 | TN-DC-022-F0-R2 | RACK-H |  |  | Tenant cabinet | 42 | 20 | tenant | CUST-9982 | 20 | standard | N |  | TN-DC-022-AC-1 | TN-DC-022-AC-2
TN-DC-022-RACK-I | TN-DC-022 | TN-DC-022-F0-R2 | RACK-I |  |  | Tenant cabinet | 45 | 15 | tenant | CUST-4716 | 15 | standard | N |  | TN-DC-022-AC-1 | TN-DC-022-AC-2
TN-DC-022-RACK-J | TN-DC-022 | TN-DC-022-F1-R1 | RACK-J |  |  | Tenant cabinet | 45 | 19 | tenant | CUST-4716 | 19 | standard | N |  | TN-DC-022-AC-1 | TN-DC-022-AC-2
TN-DC-022-RACK-K | TN-DC-022 | TN-DC-022-F1-R1 | RACK-K |  |  | AI cage | 42 | 48 | tenant | CUST-9992 | 48 | ai | Y | TN-DC-022-CDU-1 | TN-DC-022-AC-1 | TN-DC-022-AC-2
TN-DC-022-RACK-L | TN-DC-022 | TN-DC-022-F1-R1 | RACK-L |  |  | Tenant cabinet | 45 | 16 | tenant | CUST-2063 | 16 | standard | N |  | TN-DC-022-AC-1 | TN-DC-022-AC-2
TN-DC-022-RACK-M | TN-DC-022 | TN-DC-022-F1-R1 | RACK-M |  |  | Tenant cabinet | 45 | 18 | tenant | CUST-2063 | 18 | standard | N |  | TN-DC-022-AC-1 | TN-DC-022-AC-2
TN-DC-022-RACK-N | TN-DC-022 | TN-DC-022-F1-R2 | RACK-N |  |  | Tenant cabinet | 42 | 12 | tenant | CUST-3825 | 12 | standard | N |  | TN-DC-022-AC-1 | TN-DC-022-AC-2
TN-DC-022-RACK-O | TN-DC-022 | TN-DC-022-F1-R2 | RACK-O |  |  | Access | 45 | 8 | operator |  |  | standard | N |  | TN-DC-022-AC-1 | TN-DC-022-AC-2
TN-DC-022-RACK-P | TN-DC-022 | TN-DC-022-F1-R2 | RACK-P |  |  | Access | 45 | 8 | operator |  |  | standard | N |  | TN-DC-022-AC-1 | TN-DC-022-AC-2
TN-DC-022-RACK-Q | TN-DC-022 | TN-DC-022-F1-R2 | RACK-Q |  |  | ODF / patching | 42 | 8 | operator |  |  | standard | N |  | TN-DC-022-AC-1 | TN-DC-022-AC-2
TS-DC-023-RACK-A | TS-DC-023 | TS-DC-023-F0-R1 | RACK-A |  |  | Core | 45 | 20 | operator |  |  | standard | N |  | TS-DC-023-AC-1 | TS-DC-023-AC-2
TS-DC-023-RACK-B | TS-DC-023 | TS-DC-023-F0-R1 | RACK-B |  |  | Meet-me room | 42 | 13 | operator |  |  | standard | N |  | TS-DC-023-AC-1 | TS-DC-023-AC-2
TS-DC-023-RACK-C | TS-DC-023 | TS-DC-023-F0-R1 | RACK-C |  |  | Tenant cabinet | 45 | 17 | tenant | CUST-5597 | 17 | standard | N |  | TS-DC-023-AC-1 | TS-DC-023-AC-2
TS-DC-023-RACK-D | TS-DC-023 | TS-DC-023-F0-R1 | RACK-D |  |  | Tenant cabinet | 45 | 21 | tenant | CUST-5597 | 21 | standard | N |  | TS-DC-023-AC-1 | TS-DC-023-AC-2
TS-DC-023-RACK-E | TS-DC-023 | TS-DC-023-F0-R1 | RACK-E |  |  | Tenant cabinet | 42 | 15 | tenant | CUST-3835 | 15 | standard | N |  | TS-DC-023-AC-1 | TS-DC-023-AC-2
TS-DC-023-RACK-F | TS-DC-023 | TS-DC-023-F0-R2 | RACK-F |  |  | Tenant cabinet | 45 | 21 | tenant | CUST-3835 | 21 | standard | N |  | TS-DC-023-AC-1 | TS-DC-023-AC-2
TS-DC-023-RACK-G | TS-DC-023 | TS-DC-023-F0-R2 | RACK-G |  |  | AI cage | 45 | 40 | tenant | CUST-9992 | 40 | ai | Y | TS-DC-023-CDU-1 | TS-DC-023-AC-1 | TS-DC-023-AC-2
TS-DC-023-RACK-H | TS-DC-023 | TS-DC-023-F0-R2 | RACK-H |  |  | AI cage | 42 | 40 | tenant | CUST-9992 | 40 | ai | Y | TS-DC-023-CDU-1 | TS-DC-023-AC-1 | TS-DC-023-AC-2
TS-DC-023-RACK-I | TS-DC-023 | TS-DC-023-F0-R2 | RACK-I |  |  | Tenant cabinet | 45 | 16 | tenant | CUST-8220 | 16 | standard | N |  | TS-DC-023-AC-1 | TS-DC-023-AC-2
TS-DC-023-RACK-J | TS-DC-023 | TS-DC-023-F1-R1 | RACK-J |  |  | Tenant cabinet | 45 | 18 | tenant | CUST-8220 | 18 | standard | N |  | TS-DC-023-AC-1 | TS-DC-023-AC-2
TS-DC-023-RACK-K | TS-DC-023 | TS-DC-023-F1-R1 | RACK-K |  |  | Tenant cabinet | 42 | 18 | tenant | CUST-7339 | 18 | standard | N |  | TS-DC-023-AC-1 | TS-DC-023-AC-2
TS-DC-023-RACK-L | TS-DC-023 | TS-DC-023-F1-R1 | RACK-L |  |  | Tenant cabinet | 45 | 16 | tenant | CUST-7339 | 16 | standard | N |  | TS-DC-023-AC-1 | TS-DC-023-AC-2
TS-DC-023-RACK-M | TS-DC-023 | TS-DC-023-F1-R1 | RACK-M |  |  | Tenant cabinet | 45 | 21 | tenant | CUST-6478 | 21 | standard | N |  | TS-DC-023-AC-1 | TS-DC-023-AC-2
TS-DC-023-RACK-N | TS-DC-023 | TS-DC-023-F1-R2 | RACK-N |  |  | AI cage | 42 | 40 | tenant | CUST-7349 | 40 | ai | Y | TS-DC-023-CDU-1 | TS-DC-023-AC-1 | TS-DC-023-AC-2
TS-DC-023-RACK-O | TS-DC-023 | TS-DC-023-F1-R2 | RACK-O |  |  | Access | 45 | 8 | operator |  |  | standard | N |  | TS-DC-023-AC-1 | TS-DC-023-AC-2
TS-DC-023-RACK-P | TS-DC-023 | TS-DC-023-F1-R2 | RACK-P |  |  | Access | 45 | 8 | operator |  |  | standard | N |  | TS-DC-023-AC-1 | TS-DC-023-AC-2
TS-DC-023-RACK-Q | TS-DC-023 | TS-DC-023-F1-R2 | RACK-Q |  |  | ODF / patching | 42 | 8 | operator |  |  | standard | N |  | TS-DC-023-AC-1 | TS-DC-023-AC-2
KL-DC-024-RACK-A | KL-DC-024 | KL-DC-024-F0-R1 | RACK-A |  |  | Core | 45 | 16 | operator |  |  | standard | N |  | KL-DC-024-AC-1
KL-DC-024-RACK-B | KL-DC-024 | KL-DC-024-F0-R1 | RACK-B |  |  | Tenant cabinet | 42 | 13 | tenant | CUST-3825 | 13 | standard | N |  | KL-DC-024-AC-1
KL-DC-024-RACK-C | KL-DC-024 | KL-DC-024-F0-R1 | RACK-C |  |  | Tenant cabinet | 45 | 20 | tenant | CUST-3825 | 20 | standard | N |  | KL-DC-024-AC-1
KL-DC-024-RACK-D | KL-DC-024 | KL-DC-024-F0-R1 | RACK-D |  |  | Tenant cabinet | 45 | 8 | tenant | CUST-2944 | 8 | standard | N |  | KL-DC-024-AC-1
KL-DC-024-RACK-E | KL-DC-024 | KL-DC-024-F1-R1 | RACK-E |  |  | Tenant cabinet | 42 | 8 | tenant | CUST-2944 | 8 | standard | N |  | KL-DC-024-AC-1
KL-DC-024-RACK-F | KL-DC-024 | KL-DC-024-F1-R1 | RACK-F |  |  | Tenant cabinet | 45 | 8 | tenant | CUST-9121 | 8 | standard | N |  | KL-DC-024-AC-1
KL-DC-024-RACK-G | KL-DC-024 | KL-DC-024-F1-R1 | RACK-G |  |  | Tenant cabinet | 45 | 13 | tenant | CUST-9121 | 13 | standard | N |  | KL-DC-024-AC-1
KL-DC-024-RACK-H | KL-DC-024 | KL-DC-024-F1-R1 | RACK-H |  |  | ODF / patching | 42 | 8 | operator |  |  | standard | N |  | KL-DC-024-AC-1
Note on A1: Unique, for example MP-DC-001-A01. Required: yes Type: text System field: Rack.id
Note on B1: Required: yes Type: ref (from Sites) System field: Rack.dcId
Note on C1: Floor and room come from the Rooms row. Required: yes Type: ref (from Rooms) System field: Rack.floor / Rack.room
Note on D1: Label on the cabinet (shown on the 3D twin). Required: yes Type: text System field: Rack.name
Note on E1: Row letter or number. Required: no Type: text System field: (twin layout)
Note on F1: Position in the row, 1…n. Required: no Type: integer System field: (twin layout)
Note on G1: What the cabinet is for. Required: yes Type: list (from rack_role) System field: Rack.role
Note on H1: Usable rack units (42, 45, 48…). Required: yes Type: integer System field: Rack.heightU
Note on I1: Provisioned power (kW). Live draw comes from the PDUs. Required: yes Type: decimal System field: Rack.budgetKw
Note on J1: operator, or tenant (a leased cabinet: the operator sees power and environment only). Required: yes Type: list (from owner) System field: Rack.owner
Note on K1: Required when owner = tenant. Required: in some cases Type: ref (from Customers) System field: Rack.tenantId
Note on L1: Required when owner = tenant: the power the tenant has bought. Required: in some cases Type: decimal System field: Rack.contractedKw
Note on M1: ai = high-density GPU rack or AI cage. Required: no Type: list (from density) System field: Rack.density
Note on N1: Y = direct liquid cooling. Required: no Type: list (from yes_no) System field: Rack.liquid
Note on O1: Required when liquid_cooled = Y. Required: in some cases Type: ref (from CDUs) System field: AiCage.cduId / Cdu.racks
Note on P1: Feed powering the A-side PDU. Required: no Type: ref (from Power_Feeds) System field: (power path)
Note on Q1: Feed powering the B-side PDU. Required: no Type: ref (from Power_Feeds) System field: (power path)
Note on R1: Calculated: the sum of u_size of the devices in this rack. Don't type it. Required: calculated Type: formula System field: Rack.usedU

## Power_Feeds
feed_id * | site_id * | type * | source * | rating * | capacity_kw * | normal_role | utility_account
MH-DC-001-AC-1 | MH-DC-001 | AC | Utility feed A | 370 A · 415 V | 266 | Active
MH-DC-001-AC-2 | MH-DC-001 | AC | Utility feed B | 370 A · 415 V | 266 | Standby
MH-DC-001-DC-1 | MH-DC-001 | DC | Rectifier RECT-01 | 48 V · 2380 A | 114 | Active
MH-DC-002-AC-1 | MH-DC-002 | AC | Utility feed A | 312 A · 415 V | 224 | Active
MH-DC-002-AC-2 | MH-DC-002 | AC | Utility feed B | 312 A · 415 V | 224 | Standby
MH-DC-002-DC-1 | MH-DC-002 | DC | Rectifier RECT-01 | 48 V · 2000 A | 96 | Active
MH-DC-003-AC-1 | MH-DC-003 | AC | Utility feed A | 321 A · 415 V | 231 | Active
MH-DC-003-AC-2 | MH-DC-003 | AC | Utility feed B | 321 A · 415 V | 231 | Standby
MH-DC-003-DC-1 | MH-DC-003 | DC | Rectifier RECT-01 | 48 V · 2060 A | 99 | Active
MH-DC-004-AC-1 | MH-DC-004 | AC | Utility feed A | 166 A · 415 V | 119 | Active
MH-DC-004-DC-1 | MH-DC-004 | DC | Rectifier RECT-01 | 48 V · 1060 A | 51 | Active
UP-DC-005-AC-1 | UP-DC-005 | AC | Utility feed A | 409 A · 415 V | 294 | Active
UP-DC-005-AC-2 | UP-DC-005 | AC | Utility feed B | 409 A · 415 V | 294 | Standby
UP-DC-005-DC-1 | UP-DC-005 | DC | Rectifier RECT-01 | 48 V · 2630 A | 126 | Active
UP-DC-006-AC-1 | UP-DC-006 | AC | Utility feed A | 292 A · 415 V | 210 | Active
UP-DC-006-AC-2 | UP-DC-006 | AC | Utility feed B | 292 A · 415 V | 210 | Standby
UP-DC-006-DC-1 | UP-DC-006 | DC | Rectifier RECT-01 | 48 V · 1880 A | 90 | Active
UP-DC-007-AC-1 | UP-DC-007 | AC | Utility feed A | 224 A · 415 V | 161 | Active
UP-DC-007-DC-1 | UP-DC-007 | DC | Rectifier RECT-01 | 48 V · 1440 A | 69 | Active
KA-DC-008-AC-1 | KA-DC-008 | AC | Utility feed A | 458 A · 415 V | 329 | Active
KA-DC-008-AC-2 | KA-DC-008 | AC | Utility feed B | 458 A · 415 V | 329 | Standby
KA-DC-008-DC-1 | KA-DC-008 | DC | Rectifier RECT-01 | 48 V · 2940 A | 141 | Active
DL-DC-009-AC-1 | DL-DC-009 | AC | Utility feed A | 438 A · 415 V | 315 | Active
DL-DC-009-AC-2 | DL-DC-009 | AC | Utility feed B | 438 A · 415 V | 315 | Standby
DL-DC-009-DC-1 | DL-DC-009 | DC | Rectifier RECT-01 | 48 V · 2810 A | 135 | Active
AP-DC-010-AC-1 | AP-DC-010 | AC | Utility feed A | 185 A · 415 V | 133 | Active
AP-DC-010-DC-1 | AP-DC-010 | DC | Rectifier RECT-01 | 48 V · 1190 A | 57 | Active
HR-DC-011-AC-1 | HR-DC-011 | AC | Utility feed A | 390 A · 415 V | 280 | Active
HR-DC-011-AC-2 | HR-DC-011 | AC | Utility feed B | 390 A · 415 V | 280 | Standby
HR-DC-011-DC-1 | HR-DC-011 | DC | Rectifier RECT-01 | 48 V · 2500 A | 120 | Active
PB-DC-012-AC-1 | PB-DC-012 | AC | Utility feed A | 195 A · 415 V | 140 | Active
PB-DC-012-DC-1 | PB-DC-012 | DC | Rectifier RECT-01 | 48 V · 1250 A | 60 | Active
GJ-DC-013-AC-1 | GJ-DC-013 | AC | Utility feed A | 10 A · 415 V | 7 | Active
GJ-DC-013-AC-2 | GJ-DC-013 | AC | Utility feed B | 10 A · 415 V | 7 | Standby
GJ-DC-013-DC-1 | GJ-DC-013 | DC | Rectifier RECT-01 | 48 V · 60 A | 3 | Active
MP-DC-014-AC-1 | MP-DC-014 | AC | Utility feed A | 302 A · 415 V | 217 | Active
MP-DC-014-AC-2 | MP-DC-014 | AC | Utility feed B | 302 A · 415 V | 217 | Standby
MP-DC-014-DC-1 | MP-DC-014 | DC | Rectifier RECT-01 | 48 V · 1940 A | 93 | Active
RJ-DC-015-AC-1 | RJ-DC-015 | AC | Utility feed A | 195 A · 415 V | 140 | Active
RJ-DC-015-DC-1 | RJ-DC-015 | DC | Rectifier RECT-01 | 48 V · 1250 A | 60 | Active
WB-DC-016-AC-1 | WB-DC-016 | AC | Utility feed A | 370 A · 415 V | 266 | Active
WB-DC-016-AC-2 | WB-DC-016 | AC | Utility feed B | 370 A · 415 V | 266 | Standby
WB-DC-016-DC-1 | WB-DC-016 | DC | Rectifier RECT-01 | 48 V · 2380 A | 114 | Active
WB-DC-017-AC-1 | WB-DC-017 | AC | Utility feed A | 205 A · 415 V | 147 | Active
WB-DC-017-DC-1 | WB-DC-017 | DC | Rectifier RECT-01 | 48 V · 1310 A | 63 | Active
OD-DC-018-AC-1 | OD-DC-018 | AC | Utility feed A | 127 A · 415 V | 91 | Active
OD-DC-018-DC-1 | OD-DC-018 | DC | Rectifier RECT-01 | 48 V · 810 A | 39 | Active
BR-DC-019-AC-1 | BR-DC-019 | AC | Utility feed A | 185 A · 415 V | 133 | Active
BR-DC-019-DC-1 | BR-DC-019 | DC | Rectifier RECT-01 | 48 V · 1190 A | 57 | Active
KA-DC-020-AC-1 | KA-DC-020 | AC | Utility feed A | 575 A · 415 V | 413 | Active
KA-DC-020-AC-2 | KA-DC-020 | AC | Utility feed B | 575 A · 415 V | 413 | Standby
KA-DC-020-DC-1 | KA-DC-020 | DC | Rectifier RECT-01 | 48 V · 3690 A | 177 | Active
KA-DC-021-AC-1 | KA-DC-021 | AC | Utility feed A | 243 A · 415 V | 175 | Active
KA-DC-021-AC-2 | KA-DC-021 | AC | Utility feed B | 243 A · 415 V | 175 | Standby
KA-DC-021-DC-1 | KA-DC-021 | DC | Rectifier RECT-01 | 48 V · 1560 A | 75 | Active
TN-DC-022-AC-1 | TN-DC-022 | AC | Utility feed A | 506 A · 415 V | 364 | Active
TN-DC-022-AC-2 | TN-DC-022 | AC | Utility feed B | 506 A · 415 V | 364 | Standby
TN-DC-022-DC-1 | TN-DC-022 | DC | Rectifier RECT-01 | 48 V · 3250 A | 156 | Active
TS-DC-023-AC-1 | TS-DC-023 | AC | Utility feed A | 555 A · 415 V | 399 | Active
TS-DC-023-AC-2 | TS-DC-023 | AC | Utility feed B | 555 A · 415 V | 399 | Standby
TS-DC-023-DC-1 | TS-DC-023 | DC | Rectifier RECT-01 | 48 V · 3560 A | 171 | Active
KL-DC-024-AC-1 | KL-DC-024 | AC | Utility feed A | 117 A · 415 V | 84 | Active
KL-DC-024-DC-1 | KL-DC-024 | DC | Rectifier RECT-01 | 48 V · 750 A | 36 | Active
Note on A1: Unique, for example MP-DC-001-AC-1. Required: yes Type: text System field: PowerFeed.id
Note on B1: Required: yes Type: ref (from Sites) System field: Datacenter.id
Note on C1: AC or DC. Required: yes Type: list (from feed_type) System field: PowerFeed.type
Note on D1: For example "Utility feed A", "Rectifier RECT-01". Required: yes Type: text System field: PowerFeed.source
Note on E1: For example "630 A · 415 V" or "48 V · 2400 A". Required: yes Type: text System field: PowerFeed.rating
Note on F1: Required: yes Type: decimal System field: PowerFeed.capacityKw
Note on G1: Active, or Standby (picked up by the ATS). Required: no Type: list (from feed_role) System field: (ATS story)
Note on H1: Utility connection / account number. Required: no Type: text System field: (reference only)

## UPS
ups_id * | site_id * | room_id | name * | vendor | model | serial | capacity_kw * | redundancy * | battery_autonomy_min *
MH-DC-001-UPS-1 | MH-DC-001 |  | UPS-1 |  |  |  | 130 | N+1 | 15
MH-DC-001-UPS-2 | MH-DC-001 |  | UPS-2 |  |  |  | 130 | N+1 | 16
MH-DC-001-UPS-3 | MH-DC-001 |  | UPS-3 |  |  |  | 130 | N+1 | 23
MH-DC-001-UPS-4 | MH-DC-001 |  | UPS-4 |  |  |  | 130 | N+1 | 18
MH-DC-002-UPS-1 | MH-DC-002 |  | UPS-1 |  |  |  | 110 | N+1 | 26
MH-DC-002-UPS-2 | MH-DC-002 |  | UPS-2 |  |  |  | 110 | N+1 | 26
MH-DC-002-UPS-3 | MH-DC-002 |  | UPS-3 |  |  |  | 110 | N+1 | 15
MH-DC-002-UPS-4 | MH-DC-002 |  | UPS-4 |  |  |  | 110 | N+1 | 16
MH-DC-003-UPS-1 | MH-DC-003 |  | UPS-1 |  |  |  | 110 | N+1 | 26
MH-DC-003-UPS-2 | MH-DC-003 |  | UPS-2 |  |  |  | 110 | N+1 | 19
MH-DC-003-UPS-3 | MH-DC-003 |  | UPS-3 |  |  |  | 110 | N+1 | 12
MH-DC-003-UPS-4 | MH-DC-003 |  | UPS-4 |  |  |  | 110 | N+1 | 26
MH-DC-004-UPS-1 | MH-DC-004 |  | UPS-1 |  |  |  | 170 | N+1 | 15
MH-DC-004-UPS-2 | MH-DC-004 |  | UPS-2 |  |  |  | 170 | N+1 | 26
UP-DC-005-UPS-1 | UP-DC-005 |  | UPS-1 |  |  |  | 140 | N+1 | 18
UP-DC-005-UPS-2 | UP-DC-005 |  | UPS-2 |  |  |  | 140 | N+1 | 16
UP-DC-005-UPS-3 | UP-DC-005 |  | UPS-3 |  |  |  | 140 | N+1 | 21
UP-DC-005-UPS-4 | UP-DC-005 |  | UPS-4 |  |  |  | 140 | N+1 | 18
UP-DC-006-UPS-1 | UP-DC-006 |  | UPS-1 |  |  |  | 300 | N+1 | 24
UP-DC-006-UPS-2 | UP-DC-006 |  | UPS-2 |  |  |  | 300 | N+1 | 19
UP-DC-007-UPS-1 | UP-DC-007 |  | UPS-1 |  |  |  | 230 | N+1 | 18
UP-DC-007-UPS-2 | UP-DC-007 |  | UPS-2 |  |  |  | 230 | N+1 | 19
KA-DC-008-UPS-1 | KA-DC-008 |  | UPS-1 |  |  |  | 160 | N+1 | 18
KA-DC-008-UPS-2 | KA-DC-008 |  | UPS-2 |  |  |  | 160 | N+1 | 17
KA-DC-008-UPS-3 | KA-DC-008 |  | UPS-3 |  |  |  | 160 | N+1 | 18
KA-DC-008-UPS-4 | KA-DC-008 |  | UPS-4 |  |  |  | 160 | N+1 | 13
DL-DC-009-UPS-1 | DL-DC-009 |  | UPS-1 |  |  |  | 150 | N+1 | 28
DL-DC-009-UPS-2 | DL-DC-009 |  | UPS-2 |  |  |  | 150 | N+1 | 16
DL-DC-009-UPS-3 | DL-DC-009 |  | UPS-3 |  |  |  | 150 | N+1 | 25
DL-DC-009-UPS-4 | DL-DC-009 |  | UPS-4 |  |  |  | 150 | N+1 | 22
AP-DC-010-UPS-1 | AP-DC-010 |  | UPS-1 |  |  |  | 190 | N+1 | 23
AP-DC-010-UPS-2 | AP-DC-010 |  | UPS-2 |  |  |  | 190 | N+1 | 24
HR-DC-011-UPS-1 | HR-DC-011 |  | UPS-1 |  |  |  | 130 | N+1 | 23
HR-DC-011-UPS-2 | HR-DC-011 |  | UPS-2 |  |  |  | 130 | N+1 | 24
HR-DC-011-UPS-3 | HR-DC-011 |  | UPS-3 |  |  |  | 130 | N+1 | 20
HR-DC-011-UPS-4 | HR-DC-011 |  | UPS-4 |  |  |  | 130 | N+1 | 26
PB-DC-012-UPS-1 | PB-DC-012 |  | UPS-1 |  |  |  | 200 | N+1 | 23
PB-DC-012-UPS-2 | PB-DC-012 |  | UPS-2 |  |  |  | 200 | N+1 | 27
GJ-DC-013-UPS-1 | GJ-DC-013 |  | UPS-1 |  |  |  | 10 | N+1 | 20
GJ-DC-013-UPS-2 | GJ-DC-013 |  | UPS-2 |  |  |  | 10 | N+1 | 19
MP-DC-014-UPS-1 | MP-DC-014 |  | UPS-1 |  |  |  | 100 | N+1 | 27
MP-DC-014-UPS-2 | MP-DC-014 |  | UPS-2 |  |  |  | 100 | N+1 | 13
MP-DC-014-UPS-3 | MP-DC-014 |  | UPS-3 |  |  |  | 100 | N+1 | 12
MP-DC-014-UPS-4 | MP-DC-014 |  | UPS-4 |  |  |  | 100 | N+1 | 16
RJ-DC-015-UPS-1 | RJ-DC-015 |  | UPS-1 |  |  |  | 200 | N+1 | 12
RJ-DC-015-UPS-2 | RJ-DC-015 |  | UPS-2 |  |  |  | 200 | N+1 | 22
WB-DC-016-UPS-1 | WB-DC-016 |  | UPS-1 |  |  |  | 130 | N+1 | 12
WB-DC-016-UPS-2 | WB-DC-016 |  | UPS-2 |  |  |  | 130 | N+1 | 26
WB-DC-016-UPS-3 | WB-DC-016 |  | UPS-3 |  |  |  | 130 | N+1 | 16
WB-DC-016-UPS-4 | WB-DC-016 |  | UPS-4 |  |  |  | 130 | N+1 | 16
WB-DC-017-UPS-1 | WB-DC-017 |  | UPS-1 |  |  |  | 210 | N+1 | 17
WB-DC-017-UPS-2 | WB-DC-017 |  | UPS-2 |  |  |  | 210 | N+1 | 21
OD-DC-018-UPS-1 | OD-DC-018 |  | UPS-1 |  |  |  | 130 | N+1 | 22
OD-DC-018-UPS-2 | OD-DC-018 |  | UPS-2 |  |  |  | 130 | N+1 | 21
BR-DC-019-UPS-1 | BR-DC-019 |  | UPS-1 |  |  |  | 190 | N+1 | 28
BR-DC-019-UPS-2 | BR-DC-019 |  | UPS-2 |  |  |  | 190 | N+1 | 22
KA-DC-020-UPS-1 | KA-DC-020 |  | UPS-1 |  |  |  | 200 | N+1 | 13
KA-DC-020-UPS-2 | KA-DC-020 |  | UPS-2 |  |  |  | 200 | N+1 | 22
KA-DC-020-UPS-3 | KA-DC-020 |  | UPS-3 |  |  |  | 200 | N+1 | 16
KA-DC-020-UPS-4 | KA-DC-020 |  | UPS-4 |  |  |  | 200 | N+1 | 19
KA-DC-021-UPS-1 | KA-DC-021 |  | UPS-1 |  |  |  | 250 | N+1 | 18
KA-DC-021-UPS-2 | KA-DC-021 |  | UPS-2 |  |  |  | 250 | N+1 | 27
TN-DC-022-UPS-1 | TN-DC-022 |  | UPS-1 |  |  |  | 170 | N+1 | 12
TN-DC-022-UPS-2 | TN-DC-022 |  | UPS-2 |  |  |  | 170 | N+1 | 17
TN-DC-022-UPS-3 | TN-DC-022 |  | UPS-3 |  |  |  | 170 | N+1 | 17
TN-DC-022-UPS-4 | TN-DC-022 |  | UPS-4 |  |  |  | 170 | N+1 | 17
TS-DC-023-UPS-1 | TS-DC-023 |  | UPS-1 |  |  |  | 190 | N+1 | 23
TS-DC-023-UPS-2 | TS-DC-023 |  | UPS-2 |  |  |  | 190 | N+1 | 23
TS-DC-023-UPS-3 | TS-DC-023 |  | UPS-3 |  |  |  | 190 | N+1 | 16
TS-DC-023-UPS-4 | TS-DC-023 |  | UPS-4 |  |  |  | 190 | N+1 | 25
KL-DC-024-UPS-1 | KL-DC-024 |  | UPS-1 |  |  |  | 120 | N+1 | 20
KL-DC-024-UPS-2 | KL-DC-024 |  | UPS-2 |  |  |  | 120 | N+1 | 15
Note on A1: Required: yes Type: text System field: UpsUnit.id
Note on B1: Required: yes Type: ref (from Sites) System field: Datacenter.id
Note on C1: Room the UPS stands in (shown and clickable in the realistic twin). Required: no Type: ref (from Rooms) System field: (twin placement)
Note on D1: For example UPS-1. Required: yes Type: text System field: UpsUnit.name
Note on E1: Required: no Type: text System field: (reference only)
Note on F1: Required: no Type: text System field: (reference only)
Note on G1: Required: no Type: text System field: (reference only)
Note on H1: Required: yes Type: decimal System field: UpsUnit.capacityKw
Note on I1: Required: yes Type: list (from redundancy) System field: UpsUnit.redundancy
Note on J1: Design autonomy at full load (minutes). Required: yes Type: integer System field: UpsUnit.batteryMin

## Generators
dg_id * | site_id * | name * | kva * | fuel_tank_litres | runtime_h_full_load * | last_test_date | last_test_result
MH-DC-001-DG-1 | MH-DC-001 | DG-1 | 475 |  | 10 | 2026-08-27 | Pass
MH-DC-002-DG-1 | MH-DC-002 | DG-1 | 400 |  | 12 | 2026-09-17 | Pass
MH-DC-003-DG-1 | MH-DC-003 | DG-1 | 425 |  | 13 | 2026-09-16 | Pass
MH-DC-004-DG-1 | MH-DC-004 | DG-1 | 225 |  | 14 | 2026-09-19 | Pass
UP-DC-005-DG-1 | UP-DC-005 | DG-1 | 525 |  | 15 | 2026-09-10 | Pass
UP-DC-006-DG-1 | UP-DC-006 | DG-1 | 375 |  | 14 | 2026-08-31 | Pass
UP-DC-007-DG-1 | UP-DC-007 | DG-1 | 300 |  | 15 | 2026-09-07 | Pass
KA-DC-008-DG-1 | KA-DC-008 | DG-1 | 600 |  | 12 | 2026-09-23 | Pass
DL-DC-009-DG-1 | DL-DC-009 | DG-1 | 575 |  | 11 | 2026-09-10 | Pass
AP-DC-010-DG-1 | AP-DC-010 | DG-1 | 250 |  | 13 | 2026-08-28 | Pass
HR-DC-011-DG-1 | HR-DC-011 | DG-1 | 500 |  | 13 | 2026-09-11 | Pass
PB-DC-012-DG-1 | PB-DC-012 | DG-1 | 250 |  | 11 | 2026-08-28 | Pass
GJ-DC-013-DG-1 | GJ-DC-013 | DG-1 | 25 |  | 12 | 2026-09-24 | Pass
MP-DC-014-DG-1 | MP-DC-014 | DG-1 | 400 |  | 15 | 2026-09-25 | Pass
RJ-DC-015-DG-1 | RJ-DC-015 | DG-1 | 250 |  | 10 | 2026-09-01 | Pass
WB-DC-016-DG-1 | WB-DC-016 | DG-1 | 475 |  | 12 | 2026-09-01 | Pass
WB-DC-017-DG-1 | WB-DC-017 | DG-1 | 275 |  | 14 | 2026-09-21 | Pass
OD-DC-018-DG-1 | OD-DC-018 | DG-1 | 175 |  | 13 | 2026-09-09 | Pass
BR-DC-019-DG-1 | BR-DC-019 | DG-1 | 250 |  | 10 | 2026-09-12 | Pass
KA-DC-020-DG-1 | KA-DC-020 | DG-1 | 750 |  | 16 | 2026-08-31 | Pass
KA-DC-021-DG-1 | KA-DC-021 | DG-1 | 325 |  | 13 | 2026-09-05 | Pass
TN-DC-022-DG-1 | TN-DC-022 | DG-1 | 650 |  | 10 | 2026-09-12 | Pass
TS-DC-023-DG-1 | TS-DC-023 | DG-1 | 725 |  | 12 | 2026-09-16 | Pass
KL-DC-024-DG-1 | KL-DC-024 | DG-1 | 150 |  | 10 | 2026-08-26 | Pass
Note on A1: Required: yes Type: text System field: (key)
Note on B1: Required: yes Type: ref (from Sites) System field: Datacenter.id
Note on C1: Required: yes Type: text System field: (label)
Note on D1: Rating (kVA). Required: yes Type: decimal System field: power.dg.kva
Note on E1: Required: no Type: decimal System field: (fuel hours)
Note on F1: Hours on a full tank at full load. Required: yes Type: decimal System field: power.dg.runtimeH
Note on G1: Required: no Type: date System field: power.dg.lastTest
Note on H1: Required: no Type: list (from test_result) System field: power.dg.result

## DC_Plant
plant_id * | site_id * | room_id | kind * | name * | volts | ah | rated_output | capacity_kw | autonomy_h | last_test_date
MH-DC-001-RECT-01 | MH-DC-001 |  | Rectifier | RECT-01 |  |  | 48 V · 2380 A | 114
MH-DC-001-BATT-01 | MH-DC-001 |  | Battery bank | BATT-01 | 48 | 2300 |  |  | 3.4 | 2026-08-22
MH-DC-002-RECT-01 | MH-DC-002 |  | Rectifier | RECT-01 |  |  | 48 V · 2000 A | 96
MH-DC-002-BATT-01 | MH-DC-002 |  | Battery bank | BATT-01 | 48 | 2000 |  |  | 3.8 | 2026-07-26
MH-DC-003-RECT-01 | MH-DC-003 |  | Rectifier | RECT-01 |  |  | 48 V · 2060 A | 99
MH-DC-003-BATT-01 | MH-DC-003 |  | Battery bank | BATT-01 | 48 | 2000 |  |  | 2.5 | 2026-09-02
MH-DC-004-RECT-01 | MH-DC-004 |  | Rectifier | RECT-01 |  |  | 48 V · 1060 A | 51
MH-DC-004-BATT-01 | MH-DC-004 |  | Battery bank | BATT-01 | 48 | 1100 |  |  | 3.9 | 2026-08-22
UP-DC-005-RECT-01 | UP-DC-005 |  | Rectifier | RECT-01 |  |  | 48 V · 2630 A | 126
UP-DC-005-BATT-01 | UP-DC-005 |  | Battery bank | BATT-01 | 48 | 2600 |  |  | 3.8 | 2026-07-24
UP-DC-006-RECT-01 | UP-DC-006 |  | Rectifier | RECT-01 |  |  | 48 V · 1880 A | 90
UP-DC-006-BATT-01 | UP-DC-006 |  | Battery bank | BATT-01 | 48 | 1800 |  |  | 3.8 | 2026-08-31
UP-DC-007-RECT-01 | UP-DC-007 |  | Rectifier | RECT-01 |  |  | 48 V · 1440 A | 69
UP-DC-007-BATT-01 | UP-DC-007 |  | Battery bank | BATT-01 | 48 | 1400 |  |  | 3.3 | 2026-06-18
KA-DC-008-RECT-01 | KA-DC-008 |  | Rectifier | RECT-01 |  |  | 48 V · 2940 A | 141
KA-DC-008-BATT-01 | KA-DC-008 |  | Battery bank | BATT-01 | 48 | 2900 |  |  | 4.2 | 2026-09-08
DL-DC-009-RECT-01 | DL-DC-009 |  | Rectifier | RECT-01 |  |  | 48 V · 2810 A | 135
DL-DC-009-BATT-01 | DL-DC-009 |  | Battery bank | BATT-01 | 48 | 2700 |  |  | 3.2 | 2026-06-14
AP-DC-010-RECT-01 | AP-DC-010 |  | Rectifier | RECT-01 |  |  | 48 V · 1190 A | 57
AP-DC-010-BATT-01 | AP-DC-010 |  | Battery bank | BATT-01 | 48 | 1200 |  |  | 3.7 | 2026-07-23
HR-DC-011-RECT-01 | HR-DC-011 |  | Rectifier | RECT-01 |  |  | 48 V · 2500 A | 120
HR-DC-011-BATT-01 | HR-DC-011 |  | Battery bank | BATT-01 | 48 | 2400 |  |  | 4.1 | 2026-07-15
PB-DC-012-RECT-01 | PB-DC-012 |  | Rectifier | RECT-01 |  |  | 48 V · 1250 A | 60
PB-DC-012-BATT-01 | PB-DC-012 |  | Battery bank | BATT-01 | 48 | 1200 |  |  | 3 | 2026-07-09
GJ-DC-013-RECT-01 | GJ-DC-013 |  | Rectifier | RECT-01 |  |  | 48 V · 60 A | 3
GJ-DC-013-BATT-01 | GJ-DC-013 |  | Battery bank | BATT-01 | 48 | 100 |  |  | 3.8 | 2026-06-22
MP-DC-014-RECT-01 | MP-DC-014 |  | Rectifier | RECT-01 |  |  | 48 V · 1940 A | 93
MP-DC-014-BATT-01 | MP-DC-014 |  | Battery bank | BATT-01 | 48 | 1900 |  |  | 3 | 2026-06-12
RJ-DC-015-RECT-01 | RJ-DC-015 |  | Rectifier | RECT-01 |  |  | 48 V · 1250 A | 60
RJ-DC-015-BATT-01 | RJ-DC-015 |  | Battery bank | BATT-01 | 48 | 1200 |  |  | 2.8 | 2026-08-24
WB-DC-016-RECT-01 | WB-DC-016 |  | Rectifier | RECT-01 |  |  | 48 V · 2380 A | 114
WB-DC-016-BATT-01 | WB-DC-016 |  | Battery bank | BATT-01 | 48 | 2300 |  |  | 2.5 | 2026-06-05
WB-DC-017-RECT-01 | WB-DC-017 |  | Rectifier | RECT-01 |  |  | 48 V · 1310 A | 63
WB-DC-017-BATT-01 | WB-DC-017 |  | Battery bank | BATT-01 | 48 | 1300 |  |  | 3.4 | 2026-07-04
OD-DC-018-RECT-01 | OD-DC-018 |  | Rectifier | RECT-01 |  |  | 48 V · 810 A | 39
OD-DC-018-BATT-01 | OD-DC-018 |  | Battery bank | BATT-01 | 48 | 800 |  |  | 4.2 | 2026-07-21
BR-DC-019-RECT-01 | BR-DC-019 |  | Rectifier | RECT-01 |  |  | 48 V · 1190 A | 57
BR-DC-019-BATT-01 | BR-DC-019 |  | Battery bank | BATT-01 | 48 | 1200 |  |  | 2.7 | 2026-07-27
KA-DC-020-RECT-01 | KA-DC-020 |  | Rectifier | RECT-01 |  |  | 48 V · 3690 A | 177
KA-DC-020-BATT-01 | KA-DC-020 |  | Battery bank | BATT-01 | 48 | 3600 |  |  | 2.5 | 2026-06-24
KA-DC-021-RECT-01 | KA-DC-021 |  | Rectifier | RECT-01 |  |  | 48 V · 1560 A | 75
KA-DC-021-BATT-01 | KA-DC-021 |  | Battery bank | BATT-01 | 48 | 1500 |  |  | 2.6 | 2026-08-14
TN-DC-022-RECT-01 | TN-DC-022 |  | Rectifier | RECT-01 |  |  | 48 V · 3250 A | 156
TN-DC-022-BATT-01 | TN-DC-022 |  | Battery bank | BATT-01 | 48 | 3200 |  |  | 3 | 2026-07-04
TS-DC-023-RECT-01 | TS-DC-023 |  | Rectifier | RECT-01 |  |  | 48 V · 3560 A | 171
TS-DC-023-BATT-01 | TS-DC-023 |  | Battery bank | BATT-01 | 48 | 3500 |  |  | 2.5 | 2026-08-03
KL-DC-024-RECT-01 | KL-DC-024 |  | Rectifier | RECT-01 |  |  | 48 V · 750 A | 36
KL-DC-024-BATT-01 | KL-DC-024 |  | Battery bank | BATT-01 | 48 | 800 |  |  | 2.9 | 2026-08-27
Note on A1: Required: yes Type: text System field: (key)
Note on B1: Required: yes Type: ref (from Sites) System field: Datacenter.id
Note on C1: Required: no Type: ref (from Rooms) System field: (twin placement)
Note on D1: Required: yes Type: list (from plant_kind) System field: (rectifier / battery)
Note on E1: For example RECT-01, BATT-01. Required: yes Type: text System field: (label)
Note on F1: Battery banks: nominal voltage. Required: in some cases Type: decimal System field: power.battery.volts
Note on G1: Battery banks: capacity (Ah). Required: in some cases Type: decimal System field: power.battery.ah
Note on H1: Rectifiers: for example "48 V · 2400 A". Required: in some cases Type: text System field: PowerFeed.rating (DC)
Note on I1: Rectifiers: DC output (kW). Required: in some cases Type: decimal System field: PowerFeed.capacityKw (DC)
Note on J1: Battery banks: design autonomy (hours). Required: in some cases Type: decimal System field: power.battery.runtimeH
Note on K1: Required: no Type: date System field: power.battery.lastTest

## Cooling_Units
unit_id * | site_id * | room_id * | name * | type * | vendor | model | capacity_kw * | design_supply_c
MH-DC-001-CRAH-11 | MH-DC-001 | MH-DC-001-F0-R1 | CRAH-11 | CRAH |  |  | 29 | 18
MH-DC-001-CRAH-12 | MH-DC-001 | MH-DC-001-F0-R2 | CRAH-12 | CRAH |  |  | 29 | 18
MH-DC-001-CRAH-13 | MH-DC-001 | MH-DC-001-F1-R1 | CRAH-13 | CRAH |  |  | 29 | 17
MH-DC-001-CRAH-14 | MH-DC-001 | MH-DC-001-F1-R2 | CRAH-14 | CRAH |  |  | 29 | 20
MH-DC-001-CRAH-15 | MH-DC-001 | MH-DC-001-F0-R1 | CRAH-15 | CRAC |  |  | 29 | 20
MH-DC-001-CRAH-16 | MH-DC-001 | MH-DC-001-F0-R2 | CRAH-16 | CRAH |  |  | 29 | 18
MH-DC-001-CRAH-17 | MH-DC-001 | MH-DC-001-F1-R1 | CRAH-17 | CRAH |  |  | 29 | 18
MH-DC-001-CRAH-18 | MH-DC-001 | MH-DC-001-F1-R2 | CRAH-18 | CRAH |  |  | 29 | 19
MH-DC-002-CRAH-11 | MH-DC-002 | MH-DC-002-F0-R1 | CRAH-11 | CRAH |  |  | 23 | 20
MH-DC-002-CRAH-12 | MH-DC-002 | MH-DC-002-F0-R2 | CRAH-12 | CRAH |  |  | 23 | 18
MH-DC-002-CRAH-13 | MH-DC-002 | MH-DC-002-F1-R1 | CRAH-13 | CRAH |  |  | 23 | 20
MH-DC-002-CRAH-14 | MH-DC-002 | MH-DC-002-F1-R2 | CRAH-14 | CRAH |  |  | 23 | 19
MH-DC-002-CRAH-15 | MH-DC-002 | MH-DC-002-F0-R1 | CRAH-15 | CRAC |  |  | 23 | 18
MH-DC-002-CRAH-16 | MH-DC-002 | MH-DC-002-F0-R2 | CRAH-16 | CRAH |  |  | 23 | 18
MH-DC-002-CRAH-17 | MH-DC-002 | MH-DC-002-F1-R1 | CRAH-17 | CRAH |  |  | 23 | 19
MH-DC-002-CRAH-18 | MH-DC-002 | MH-DC-002-F1-R2 | CRAH-18 | CRAH |  |  | 23 | 19
MH-DC-002-CDU-1 | MH-DC-002 | MH-DC-002-F0-R1 | CDU-1 | CDU |  |  | 150 | 26.8
MH-DC-003-CRAH-11 | MH-DC-003 | MH-DC-003-F0-R1 | CRAH-11 | CRAH |  |  | 29 | 19
MH-DC-003-CRAH-12 | MH-DC-003 | MH-DC-003-F0-R2 | CRAH-12 | CRAH |  |  | 29 | 20
MH-DC-003-CRAH-13 | MH-DC-003 | MH-DC-003-F1-R1 | CRAH-13 | CRAH |  |  | 29 | 20
MH-DC-003-CRAH-14 | MH-DC-003 | MH-DC-003-F1-R2 | CRAH-14 | CRAH |  |  | 29 | 18
MH-DC-003-CRAH-15 | MH-DC-003 | MH-DC-003-F0-R1 | CRAH-15 | CRAC |  |  | 29 | 20
MH-DC-003-CRAH-16 | MH-DC-003 | MH-DC-003-F0-R2 | CRAH-16 | CRAH |  |  | 29 | 17
MH-DC-003-CRAH-17 | MH-DC-003 | MH-DC-003-F1-R1 | CRAH-17 | CRAH |  |  | 29 | 17
MH-DC-003-CRAH-18 | MH-DC-003 | MH-DC-003-F1-R2 | CRAH-18 | CRAH |  |  | 29 | 17
MH-DC-004-CRAH-11 | MH-DC-004 | MH-DC-004-F0-R1 | CRAH-11 | CRAH |  |  | 28 | 17
MH-DC-004-CRAH-12 | MH-DC-004 | MH-DC-004-F1-R1 | CRAH-12 | CRAH |  |  | 28 | 18
MH-DC-004-CRAH-13 | MH-DC-004 | MH-DC-004-F0-R1 | CRAH-13 | CRAH |  |  | 28 | 17
MH-DC-004-CRAH-14 | MH-DC-004 | MH-DC-004-F1-R1 | CRAH-14 | CRAH |  |  | 28 | 18
UP-DC-005-CRAH-11 | UP-DC-005 | UP-DC-005-F0-R1 | CRAH-11 | CRAH |  |  | 30 | 20
UP-DC-005-CRAH-12 | UP-DC-005 | UP-DC-005-F0-R2 | CRAH-12 | CRAH |  |  | 30 | 17
UP-DC-005-CRAH-13 | UP-DC-005 | UP-DC-005-F1-R1 | CRAH-13 | CRAH |  |  | 30 | 18
UP-DC-005-CRAH-14 | UP-DC-005 | UP-DC-005-F1-R2 | CRAH-14 | CRAH |  |  | 30 | 17
UP-DC-005-CRAH-15 | UP-DC-005 | UP-DC-005-F0-R1 | CRAH-15 | CRAC |  |  | 30 | 19
UP-DC-005-CRAH-16 | UP-DC-005 | UP-DC-005-F0-R2 | CRAH-16 | CRAH |  |  | 30 | 18
UP-DC-005-CRAH-17 | UP-DC-005 | UP-DC-005-F1-R1 | CRAH-17 | CRAH |  |  | 30 | 19
UP-DC-005-CRAH-18 | UP-DC-005 | UP-DC-005-F1-R2 | CRAH-18 | CRAH |  |  | 30 | 18
UP-DC-006-CRAH-11 | UP-DC-006 | UP-DC-006-F0-R1 | CRAH-11 | CRAH |  |  | 23 | 19
UP-DC-006-CRAH-12 | UP-DC-006 | UP-DC-006-F0-R2 | CRAH-12 | CRAH |  |  | 23 | 19
UP-DC-006-CRAH-13 | UP-DC-006 | UP-DC-006-F1-R1 | CRAH-13 | CRAH |  |  | 23 | 20
UP-DC-006-CRAH-14 | UP-DC-006 | UP-DC-006-F1-R2 | CRAH-14 | CRAH |  |  | 23 | 17
UP-DC-006-CRAH-15 | UP-DC-006 | UP-DC-006-F0-R1 | CRAH-15 | CRAC |  |  | 23 | 19
UP-DC-006-CRAH-16 | UP-DC-006 | UP-DC-006-F0-R2 | CRAH-16 | CRAH |  |  | 23 | 17
UP-DC-006-CRAH-17 | UP-DC-006 | UP-DC-006-F1-R1 | CRAH-17 | CRAH |  |  | 23 | 19
UP-DC-006-CRAH-18 | UP-DC-006 | UP-DC-006-F1-R2 | CRAH-18 | CRAH |  |  | 23 | 19
UP-DC-007-CRAH-11 | UP-DC-007 | UP-DC-007-F0-R1 | CRAH-11 | CRAH |  |  | 19 | 20
UP-DC-007-CRAH-12 | UP-DC-007 | UP-DC-007-F0-R2 | CRAH-12 | CRAH |  |  | 19 | 18
UP-DC-007-CRAH-13 | UP-DC-007 | UP-DC-007-F1-R1 | CRAH-13 | CRAH |  |  | 19 | 20
UP-DC-007-CRAH-14 | UP-DC-007 | UP-DC-007-F1-R2 | CRAH-14 | CRAH |  |  | 19 | 17
UP-DC-007-CRAH-15 | UP-DC-007 | UP-DC-007-F0-R1 | CRAH-15 | CRAC |  |  | 19 | 19
UP-DC-007-CRAH-16 | UP-DC-007 | UP-DC-007-F0-R2 | CRAH-16 | CRAH |  |  | 19 | 19
UP-DC-007-CRAH-17 | UP-DC-007 | UP-DC-007-F1-R1 | CRAH-17 | CRAH |  |  | 19 | 18
UP-DC-007-CRAH-18 | UP-DC-007 | UP-DC-007-F1-R2 | CRAH-18 | CRAH |  |  | 19 | 17
KA-DC-008-CRAH-11 | KA-DC-008 | KA-DC-008-F0-R1 | CRAH-11 | CRAH |  |  | 36 | 17
KA-DC-008-CRAH-12 | KA-DC-008 | KA-DC-008-F0-R2 | CRAH-12 | CRAH |  |  | 36 | 17
KA-DC-008-CRAH-13 | KA-DC-008 | KA-DC-008-F1-R1 | CRAH-13 | CRAH |  |  | 36 | 20
KA-DC-008-CRAH-14 | KA-DC-008 | KA-DC-008-F1-R2 | CRAH-14 | CRAH |  |  | 36 | 17
KA-DC-008-CRAH-15 | KA-DC-008 | KA-DC-008-F0-R1 | CRAH-15 | CRAC |  |  | 36 | 20
KA-DC-008-CRAH-16 | KA-DC-008 | KA-DC-008-F0-R2 | CRAH-16 | CRAH |  |  | 36 | 18
KA-DC-008-CRAH-17 | KA-DC-008 | KA-DC-008-F1-R1 | CRAH-17 | CRAH |  |  | 36 | 20
KA-DC-008-CRAH-18 | KA-DC-008 | KA-DC-008-F1-R2 | CRAH-18 | CRAH |  |  | 36 | 17
DL-DC-009-CRAH-11 | DL-DC-009 | DL-DC-009-F0-R1 | CRAH-11 | CRAH |  |  | 41 | 20
DL-DC-009-CRAH-12 | DL-DC-009 | DL-DC-009-F0-R2 | CRAH-12 | CRAH |  |  | 41 | 18
DL-DC-009-CRAH-13 | DL-DC-009 | DL-DC-009-F1-R1 | CRAH-13 | CRAH |  |  | 41 | 18
DL-DC-009-CRAH-14 | DL-DC-009 | DL-DC-009-F1-R2 | CRAH-14 | CRAH |  |  | 41 | 18
DL-DC-009-CRAH-15 | DL-DC-009 | DL-DC-009-F0-R1 | CRAH-15 | CRAC |  |  | 41 | 17
DL-DC-009-CRAH-16 | DL-DC-009 | DL-DC-009-F0-R2 | CRAH-16 | CRAH |  |  | 41 | 18
DL-DC-009-CRAH-17 | DL-DC-009 | DL-DC-009-F1-R1 | CRAH-17 | CRAH |  |  | 41 | 18
DL-DC-009-CRAH-18 | DL-DC-009 | DL-DC-009-F1-R2 | CRAH-18 | CRAH |  |  | 41 | 20
AP-DC-010-CRAH-11 | AP-DC-010 | AP-DC-010-F0-R1 | CRAH-11 | CRAH |  |  | 30 | 20
AP-DC-010-CRAH-12 | AP-DC-010 | AP-DC-010-F1-R1 | CRAH-12 | CRAH |  |  | 30 | 18
AP-DC-010-CRAH-13 | AP-DC-010 | AP-DC-010-F0-R1 | CRAH-13 | CRAH |  |  | 30 | 18
AP-DC-010-CRAH-14 | AP-DC-010 | AP-DC-010-F1-R1 | CRAH-14 | CRAH |  |  | 30 | 20
HR-DC-011-CRAH-11 | HR-DC-011 | HR-DC-011-F0-R1 | CRAH-11 | CRAH |  |  | 34 | 17
HR-DC-011-CRAH-12 | HR-DC-011 | HR-DC-011-F0-R2 | CRAH-12 | CRAH |  |  | 34 | 20
HR-DC-011-CRAH-13 | HR-DC-011 | HR-DC-011-F1-R1 | CRAH-13 | CRAH |  |  | 34 | 17
HR-DC-011-CRAH-14 | HR-DC-011 | HR-DC-011-F1-R2 | CRAH-14 | CRAH |  |  | 34 | 19
HR-DC-011-CRAH-15 | HR-DC-011 | HR-DC-011-F0-R1 | CRAH-15 | CRAC |  |  | 34 | 19
HR-DC-011-CRAH-16 | HR-DC-011 | HR-DC-011-F0-R2 | CRAH-16 | CRAH |  |  | 34 | 17
HR-DC-011-CRAH-17 | HR-DC-011 | HR-DC-011-F1-R1 | CRAH-17 | CRAH |  |  | 34 | 18
HR-DC-011-CRAH-18 | HR-DC-011 | HR-DC-011-F1-R2 | CRAH-18 | CRAH |  |  | 34 | 20
PB-DC-012-CRAH-11 | PB-DC-012 | PB-DC-012-F0-R1 | CRAH-11 | CRAH |  |  | 30 | 20
PB-DC-012-CRAH-12 | PB-DC-012 | PB-DC-012-F1-R1 | CRAH-12 | CRAH |  |  | 30 | 20
PB-DC-012-CRAH-13 | PB-DC-012 | PB-DC-012-F0-R1 | CRAH-13 | CRAH |  |  | 30 | 18
PB-DC-012-CRAH-14 | PB-DC-012 | PB-DC-012-F1-R1 | CRAH-14 | CRAH |  |  | 30 | 20
GJ-DC-013-CRAH-11 | GJ-DC-013 | GJ-DC-013-F0-R1 | CRAH-11 | CRAH |  |  | 3 | 19
GJ-DC-013-CRAH-12 | GJ-DC-013 | GJ-DC-013-F1-R1 | CRAH-12 | CRAH |  |  | 3 | 19
GJ-DC-013-CRAH-13 | GJ-DC-013 | GJ-DC-013-F0-R1 | CRAH-13 | CRAH |  |  | 3 | 18
GJ-DC-013-CRAH-14 | GJ-DC-013 | GJ-DC-013-F1-R1 | CRAH-14 | CRAH |  |  | 3 | 20
MP-DC-014-CRAH-11 | MP-DC-014 | MP-DC-014-F0-R1 | CRAH-11 | CRAH |  |  | 23 | 20
MP-DC-014-CRAH-12 | MP-DC-014 | MP-DC-014-F0-R2 | CRAH-12 | CRAH |  |  | 23 | 20
MP-DC-014-CRAH-13 | MP-DC-014 | MP-DC-014-F1-R1 | CRAH-13 | CRAH |  |  | 23 | 19
MP-DC-014-CRAH-14 | MP-DC-014 | MP-DC-014-F1-R2 | CRAH-14 | CRAH |  |  | 23 | 18
MP-DC-014-CRAH-15 | MP-DC-014 | MP-DC-014-F0-R1 | CRAH-15 | CRAC |  |  | 23 | 19
MP-DC-014-CRAH-16 | MP-DC-014 | MP-DC-014-F0-R2 | CRAH-16 | CRAH |  |  | 23 | 20
MP-DC-014-CRAH-17 | MP-DC-014 | MP-DC-014-F1-R1 | CRAH-17 | CRAH |  |  | 23 | 20
MP-DC-014-CRAH-18 | MP-DC-014 | MP-DC-014-F1-R2 | CRAH-18 | CRAH |  |  | 23 | 18
RJ-DC-015-CRAH-11 | RJ-DC-015 | RJ-DC-015-F0-R1 | CRAH-11 | CRAH |  |  | 33 | 18
RJ-DC-015-CRAH-12 | RJ-DC-015 | RJ-DC-015-F1-R1 | CRAH-12 | CRAH |  |  | 33 | 18
RJ-DC-015-CRAH-13 | RJ-DC-015 | RJ-DC-015-F0-R1 | CRAH-13 | CRAH |  |  | 33 | 17
RJ-DC-015-CRAH-14 | RJ-DC-015 | RJ-DC-015-F1-R1 | CRAH-14 | CRAH |  |  | 33 | 18
WB-DC-016-CRAH-11 | WB-DC-016 | WB-DC-016-F0-R1 | CRAH-11 | CRAH |  |  | 33 | 18
WB-DC-016-CRAH-12 | WB-DC-016 | WB-DC-016-F0-R2 | CRAH-12 | CRAH |  |  | 33 | 19
WB-DC-016-CRAH-13 | WB-DC-016 | WB-DC-016-F1-R1 | CRAH-13 | CRAH |  |  | 33 | 20
WB-DC-016-CRAH-14 | WB-DC-016 | WB-DC-016-F1-R2 | CRAH-14 | CRAH |  |  | 33 | 19
WB-DC-016-CRAH-15 | WB-DC-016 | WB-DC-016-F0-R1 | CRAH-15 | CRAC |  |  | 33 | 17
WB-DC-016-CRAH-16 | WB-DC-016 | WB-DC-016-F0-R2 | CRAH-16 | CRAH |  |  | 33 | 18
WB-DC-016-CRAH-17 | WB-DC-016 | WB-DC-016-F1-R1 | CRAH-17 | CRAH |  |  | 33 | 18
WB-DC-016-CRAH-18 | WB-DC-016 | WB-DC-016-F1-R2 | CRAH-18 | CRAH |  |  | 33 | 19
WB-DC-017-CRAH-11 | WB-DC-017 | WB-DC-017-F0-R1 | CRAH-11 | CRAH |  |  | 23 | 18
WB-DC-017-CRAH-12 | WB-DC-017 | WB-DC-017-F0-R2 | CRAH-12 | CRAH |  |  | 23 | 20
WB-DC-017-CRAH-13 | WB-DC-017 | WB-DC-017-F1-R1 | CRAH-13 | CRAH |  |  | 23 | 17
WB-DC-017-CRAH-14 | WB-DC-017 | WB-DC-017-F1-R2 | CRAH-14 | CRAH |  |  | 23 | 19
WB-DC-017-CRAH-15 | WB-DC-017 | WB-DC-017-F0-R1 | CRAH-15 | CRAC |  |  | 23 | 20
WB-DC-017-CRAH-16 | WB-DC-017 | WB-DC-017-F0-R2 | CRAH-16 | CRAH |  |  | 23 | 20
WB-DC-017-CRAH-17 | WB-DC-017 | WB-DC-017-F1-R1 | CRAH-17 | CRAH |  |  | 23 | 20
WB-DC-017-CRAH-18 | WB-DC-017 | WB-DC-017-F1-R2 | CRAH-18 | CRAH |  |  | 23 | 18
OD-DC-018-CRAH-11 | OD-DC-018 | OD-DC-018-F0-R1 | CRAH-11 | CRAH |  |  | 23 | 20
OD-DC-018-CRAH-12 | OD-DC-018 | OD-DC-018-F1-R1 | CRAH-12 | CRAH |  |  | 23 | 18
OD-DC-018-CRAH-13 | OD-DC-018 | OD-DC-018-F0-R1 | CRAH-13 | CRAH |  |  | 23 | 18
OD-DC-018-CRAH-14 | OD-DC-018 | OD-DC-018-F1-R1 | CRAH-14 | CRAH |  |  | 23 | 17
BR-DC-019-CRAH-11 | BR-DC-019 | BR-DC-019-F0-R1 | CRAH-11 | CRAH |  |  | 28 | 17
BR-DC-019-CRAH-12 | BR-DC-019 | BR-DC-019-F1-R1 | CRAH-12 | CRAH |  |  | 28 | 20
BR-DC-019-CRAH-13 | BR-DC-019 | BR-DC-019-F0-R1 | CRAH-13 | CRAH |  |  | 28 | 19
BR-DC-019-CRAH-14 | BR-DC-019 | BR-DC-019-F1-R1 | CRAH-14 | CRAH |  |  | 28 | 18
KA-DC-020-CRAH-11 | KA-DC-020 | KA-DC-020-F0-R1 | CRAH-11 | CRAH |  |  | 27 | 20
KA-DC-020-CRAH-12 | KA-DC-020 | KA-DC-020-F1-R1 | CRAH-12 | CRAH |  |  | 27 | 19
KA-DC-020-CRAH-13 | KA-DC-020 | KA-DC-020-F2-R1 | CRAH-13 | CRAH |  |  | 27 | 17
KA-DC-020-CRAH-14 | KA-DC-020 | KA-DC-020-F3-R1 | CRAH-14 | CRAH |  |  | 27 | 19
KA-DC-020-CRAH-15 | KA-DC-020 | KA-DC-020-F4-R1 | CRAH-15 | CRAC |  |  | 27 | 20
KA-DC-020-CRAH-16 | KA-DC-020 | KA-DC-020-F5-R1 | CRAH-16 | CRAH |  |  | 27 | 19
KA-DC-020-CRAH-17 | KA-DC-020 | KA-DC-020-F0-R1 | CRAH-17 | CRAH |  |  | 27 | 20
KA-DC-020-CRAH-18 | KA-DC-020 | KA-DC-020-F1-R1 | CRAH-18 | CRAH |  |  | 27 | 18
KA-DC-020-CRAH-19 | KA-DC-020 | KA-DC-020-F2-R1 | CRAH-19 | CRAH |  |  | 27 | 20
KA-DC-020-CRAH-20 | KA-DC-020 | KA-DC-020-F3-R1 | CRAH-20 | CRAC |  |  | 27 | 20
KA-DC-020-CRAH-21 | KA-DC-020 | KA-DC-020-F4-R1 | CRAH-21 | CRAH |  |  | 27 | 18
KA-DC-020-CRAH-22 | KA-DC-020 | KA-DC-020-F5-R1 | CRAH-22 | CRAH |  |  | 27 | 18
KA-DC-020-CDU-1 | KA-DC-020 | KA-DC-020-F1-R1 | CDU-1 | CDU |  |  | 200 | 26.2
KA-DC-021-CRAH-11 | KA-DC-021 | KA-DC-021-F0-R1 | CRAH-11 | CRAH |  |  | 24 | 18
KA-DC-021-CRAH-12 | KA-DC-021 | KA-DC-021-F0-R2 | CRAH-12 | CRAH |  |  | 24 | 19
KA-DC-021-CRAH-13 | KA-DC-021 | KA-DC-021-F1-R1 | CRAH-13 | CRAH |  |  | 24 | 18
KA-DC-021-CRAH-14 | KA-DC-021 | KA-DC-021-F1-R2 | CRAH-14 | CRAH |  |  | 24 | 18
KA-DC-021-CRAH-15 | KA-DC-021 | KA-DC-021-F0-R1 | CRAH-15 | CRAC |  |  | 24 | 20
KA-DC-021-CRAH-16 | KA-DC-021 | KA-DC-021-F0-R2 | CRAH-16 | CRAH |  |  | 24 | 17
KA-DC-021-CRAH-17 | KA-DC-021 | KA-DC-021-F1-R1 | CRAH-17 | CRAH |  |  | 24 | 18
KA-DC-021-CRAH-18 | KA-DC-021 | KA-DC-021-F1-R2 | CRAH-18 | CRAH |  |  | 24 | 19
TN-DC-022-CRAH-11 | TN-DC-022 | TN-DC-022-F0-R1 | CRAH-11 | CRAH |  |  | 41 | 18
TN-DC-022-CRAH-12 | TN-DC-022 | TN-DC-022-F0-R2 | CRAH-12 | CRAH |  |  | 41 | 20
TN-DC-022-CRAH-13 | TN-DC-022 | TN-DC-022-F1-R1 | CRAH-13 | CRAH |  |  | 41 | 20
TN-DC-022-CRAH-14 | TN-DC-022 | TN-DC-022-F1-R2 | CRAH-14 | CRAH |  |  | 41 | 17
TN-DC-022-CRAH-15 | TN-DC-022 | TN-DC-022-F0-R1 | CRAH-15 | CRAC |  |  | 41 | 18
TN-DC-022-CRAH-16 | TN-DC-022 | TN-DC-022-F0-R2 | CRAH-16 | CRAH |  |  | 41 | 20
TN-DC-022-CRAH-17 | TN-DC-022 | TN-DC-022-F1-R1 | CRAH-17 | CRAH |  |  | 41 | 19
TN-DC-022-CRAH-18 | TN-DC-022 | TN-DC-022-F1-R2 | CRAH-18 | CRAH |  |  | 41 | 17
TN-DC-022-CDU-1 | TN-DC-022 | TN-DC-022-F0-R2 | CDU-1 | CDU |  |  | 200 | 31.8
TS-DC-023-CRAH-11 | TS-DC-023 | TS-DC-023-F0-R1 | CRAH-11 | CRAH |  |  | 33 | 20
TS-DC-023-CRAH-12 | TS-DC-023 | TS-DC-023-F0-R2 | CRAH-12 | CRAH |  |  | 33 | 19
TS-DC-023-CRAH-13 | TS-DC-023 | TS-DC-023-F1-R1 | CRAH-13 | CRAH |  |  | 33 | 17
TS-DC-023-CRAH-14 | TS-DC-023 | TS-DC-023-F1-R2 | CRAH-14 | CRAH |  |  | 33 | 17
TS-DC-023-CRAH-15 | TS-DC-023 | TS-DC-023-F0-R1 | CRAH-15 | CRAC |  |  | 33 | 19
TS-DC-023-CRAH-16 | TS-DC-023 | TS-DC-023-F0-R2 | CRAH-16 | CRAH |  |  | 33 | 20
TS-DC-023-CRAH-17 | TS-DC-023 | TS-DC-023-F1-R1 | CRAH-17 | CRAH |  |  | 33 | 19
TS-DC-023-CRAH-18 | TS-DC-023 | TS-DC-023-F1-R2 | CRAH-18 | CRAH |  |  | 33 | 20
TS-DC-023-CDU-1 | TS-DC-023 | TS-DC-023-F0-R2 | CDU-1 | CDU |  |  | 150 | 27
KL-DC-024-CRAH-11 | KL-DC-024 | KL-DC-024-F0-R1 | CRAH-11 | CRAH |  |  | 20 | 17
KL-DC-024-CRAH-12 | KL-DC-024 | KL-DC-024-F1-R1 | CRAH-12 | CRAH |  |  | 20 | 19
KL-DC-024-CRAH-13 | KL-DC-024 | KL-DC-024-F0-R1 | CRAH-13 | CRAH |  |  | 20 | 17
KL-DC-024-CRAH-14 | KL-DC-024 | KL-DC-024-F1-R1 | CRAH-14 | CRAH |  |  | 20 | 17
Note on A1: Required: yes Type: text System field: CoolingUnit.id
Note on B1: Required: yes Type: ref (from Sites) System field: Datacenter.id
Note on C1: The zone is "<floor> · <room>". Required: yes Type: ref (from Rooms) System field: CoolingUnit.zone
Note on D1: For example CRAH-11. Required: yes Type: text System field: CoolingUnit.name
Note on E1: Required: yes Type: list (from cooling_type) System field: CoolingUnit.type
Note on F1: Required: no Type: text System field: (reference only)
Note on G1: Required: no Type: text System field: (reference only)
Note on H1: Rated cooling capacity. Required: yes Type: decimal System field: CoolingUnit.capacityKw
Note on I1: Supply air / coolant setpoint. Required: no Type: decimal System field: CoolingUnit.supplyC (setpoint)

## CDUs
cdu_id * | site_id * | room_id * | name * | capacity_kw * | nominal_flow_lpm * | design_supply_c | racks_served (calc)
MH-DC-002-CDU-1 | MH-DC-002 | MH-DC-002-F0-R1 | CDU-1 | 150 | 220 | 26.8
KA-DC-020-CDU-1 | KA-DC-020 | KA-DC-020-F1-R1 | CDU-1 | 200 | 290 | 26.2
TN-DC-022-CDU-1 | TN-DC-022 | TN-DC-022-F0-R2 | CDU-1 | 200 | 290 | 31.8
TS-DC-023-CDU-1 | TS-DC-023 | TS-DC-023-F0-R2 | CDU-1 | 150 | 220 | 27
Note on A1: Required: yes Type: text System field: Cdu.id
Note on B1: Required: yes Type: ref (from Sites) System field: Cdu.dcId
Note on C1: Required: yes Type: ref (from Rooms) System field: Cdu.room
Note on D1: Required: yes Type: text System field: Cdu.name
Note on E1: Required: yes Type: decimal System field: Cdu.capacityKw
Note on F1: Design coolant flow (litres per minute). Required: yes Type: decimal System field: Cdu.flowNominal
Note on G1: Required: no Type: decimal System field: Cdu.supplyC (setpoint)
Note on H1: Calculated from Racks.cdu_id. Required: calculated Type: formula System field: Cdu.racks

## Sensors
sensor_id * | site_id * | room_id * | kind * | position | bms_point
MH-DC-001-ENV-1 | MH-DC-001 | MH-DC-001-F0-R1 | Temperature + humidity
MH-DC-001-ENV-2 | MH-DC-001 | MH-DC-001-F0-R2 | Temperature + humidity
MH-DC-001-ENV-3 | MH-DC-001 | MH-DC-001-F1-R1 | Temperature + humidity
MH-DC-001-ENV-4 | MH-DC-001 | MH-DC-001-F1-R2 | Temperature + humidity
MH-DC-002-ENV-1 | MH-DC-002 | MH-DC-002-F0-R1 | Temperature + humidity
MH-DC-002-ENV-2 | MH-DC-002 | MH-DC-002-F0-R2 | Temperature + humidity
MH-DC-002-ENV-3 | MH-DC-002 | MH-DC-002-F1-R1 | Temperature + humidity
MH-DC-002-ENV-4 | MH-DC-002 | MH-DC-002-F1-R2 | Temperature + humidity
MH-DC-003-ENV-1 | MH-DC-003 | MH-DC-003-F0-R1 | Temperature + humidity
MH-DC-003-ENV-2 | MH-DC-003 | MH-DC-003-F0-R2 | Temperature + humidity
MH-DC-003-ENV-3 | MH-DC-003 | MH-DC-003-F1-R1 | Temperature + humidity
MH-DC-003-ENV-4 | MH-DC-003 | MH-DC-003-F1-R2 | Temperature + humidity
MH-DC-004-ENV-1 | MH-DC-004 | MH-DC-004-F0-R1 | Temperature + humidity
MH-DC-004-ENV-2 | MH-DC-004 | MH-DC-004-F1-R1 | Temperature + humidity
UP-DC-005-ENV-1 | UP-DC-005 | UP-DC-005-F0-R1 | Temperature + humidity
UP-DC-005-ENV-2 | UP-DC-005 | UP-DC-005-F0-R2 | Temperature + humidity
UP-DC-005-ENV-3 | UP-DC-005 | UP-DC-005-F1-R1 | Temperature + humidity
UP-DC-005-ENV-4 | UP-DC-005 | UP-DC-005-F1-R2 | Temperature + humidity
UP-DC-006-ENV-1 | UP-DC-006 | UP-DC-006-F0-R1 | Temperature + humidity
UP-DC-006-ENV-2 | UP-DC-006 | UP-DC-006-F0-R2 | Temperature + humidity
UP-DC-006-ENV-3 | UP-DC-006 | UP-DC-006-F1-R1 | Temperature + humidity
UP-DC-006-ENV-4 | UP-DC-006 | UP-DC-006-F1-R2 | Temperature + humidity
UP-DC-007-ENV-1 | UP-DC-007 | UP-DC-007-F0-R1 | Temperature + humidity
UP-DC-007-ENV-2 | UP-DC-007 | UP-DC-007-F0-R2 | Temperature + humidity
UP-DC-007-ENV-3 | UP-DC-007 | UP-DC-007-F1-R1 | Temperature + humidity
UP-DC-007-ENV-4 | UP-DC-007 | UP-DC-007-F1-R2 | Temperature + humidity
KA-DC-008-ENV-1 | KA-DC-008 | KA-DC-008-F0-R1 | Temperature + humidity
KA-DC-008-ENV-2 | KA-DC-008 | KA-DC-008-F0-R2 | Temperature + humidity
KA-DC-008-ENV-3 | KA-DC-008 | KA-DC-008-F1-R1 | Temperature + humidity
KA-DC-008-ENV-4 | KA-DC-008 | KA-DC-008-F1-R2 | Temperature + humidity
DL-DC-009-ENV-1 | DL-DC-009 | DL-DC-009-F0-R1 | Temperature + humidity
DL-DC-009-ENV-2 | DL-DC-009 | DL-DC-009-F0-R2 | Temperature + humidity
DL-DC-009-ENV-3 | DL-DC-009 | DL-DC-009-F1-R1 | Temperature + humidity
DL-DC-009-ENV-4 | DL-DC-009 | DL-DC-009-F1-R2 | Temperature + humidity
AP-DC-010-ENV-1 | AP-DC-010 | AP-DC-010-F0-R1 | Temperature + humidity
AP-DC-010-ENV-2 | AP-DC-010 | AP-DC-010-F1-R1 | Temperature + humidity
HR-DC-011-ENV-1 | HR-DC-011 | HR-DC-011-F0-R1 | Temperature + humidity
HR-DC-011-ENV-2 | HR-DC-011 | HR-DC-011-F0-R2 | Temperature + humidity
HR-DC-011-ENV-3 | HR-DC-011 | HR-DC-011-F1-R1 | Temperature + humidity
HR-DC-011-ENV-4 | HR-DC-011 | HR-DC-011-F1-R2 | Temperature + humidity
PB-DC-012-ENV-1 | PB-DC-012 | PB-DC-012-F0-R1 | Temperature + humidity
PB-DC-012-ENV-2 | PB-DC-012 | PB-DC-012-F1-R1 | Temperature + humidity
GJ-DC-013-ENV-1 | GJ-DC-013 | GJ-DC-013-F0-R1 | Temperature + humidity
GJ-DC-013-ENV-2 | GJ-DC-013 | GJ-DC-013-F1-R1 | Temperature + humidity
MP-DC-014-ENV-1 | MP-DC-014 | MP-DC-014-F0-R1 | Temperature + humidity
MP-DC-014-ENV-2 | MP-DC-014 | MP-DC-014-F0-R2 | Temperature + humidity
MP-DC-014-ENV-3 | MP-DC-014 | MP-DC-014-F1-R1 | Temperature + humidity
MP-DC-014-ENV-4 | MP-DC-014 | MP-DC-014-F1-R2 | Temperature + humidity
RJ-DC-015-ENV-1 | RJ-DC-015 | RJ-DC-015-F0-R1 | Temperature + humidity
RJ-DC-015-ENV-2 | RJ-DC-015 | RJ-DC-015-F1-R1 | Temperature + humidity
WB-DC-016-ENV-1 | WB-DC-016 | WB-DC-016-F0-R1 | Temperature + humidity
WB-DC-016-ENV-2 | WB-DC-016 | WB-DC-016-F0-R2 | Temperature + humidity
WB-DC-016-ENV-3 | WB-DC-016 | WB-DC-016-F1-R1 | Temperature + humidity
WB-DC-016-ENV-4 | WB-DC-016 | WB-DC-016-F1-R2 | Temperature + humidity
WB-DC-017-ENV-1 | WB-DC-017 | WB-DC-017-F0-R1 | Temperature + humidity
WB-DC-017-ENV-2 | WB-DC-017 | WB-DC-017-F0-R2 | Temperature + humidity
WB-DC-017-ENV-3 | WB-DC-017 | WB-DC-017-F1-R1 | Temperature + humidity
WB-DC-017-ENV-4 | WB-DC-017 | WB-DC-017-F1-R2 | Temperature + humidity
OD-DC-018-ENV-1 | OD-DC-018 | OD-DC-018-F0-R1 | Temperature + humidity
OD-DC-018-ENV-2 | OD-DC-018 | OD-DC-018-F1-R1 | Temperature + humidity
BR-DC-019-ENV-1 | BR-DC-019 | BR-DC-019-F0-R1 | Temperature + humidity
BR-DC-019-ENV-2 | BR-DC-019 | BR-DC-019-F1-R1 | Temperature + humidity
KA-DC-020-ENV-1 | KA-DC-020 | KA-DC-020-F0-R1 | Temperature + humidity
KA-DC-020-ENV-2 | KA-DC-020 | KA-DC-020-F1-R1 | Temperature + humidity
KA-DC-020-ENV-3 | KA-DC-020 | KA-DC-020-F2-R1 | Temperature + humidity
KA-DC-020-ENV-4 | KA-DC-020 | KA-DC-020-F3-R1 | Temperature + humidity
KA-DC-020-ENV-5 | KA-DC-020 | KA-DC-020-F4-R1 | Temperature + humidity
KA-DC-020-ENV-6 | KA-DC-020 | KA-DC-020-F5-R1 | Temperature + humidity
KA-DC-021-ENV-1 | KA-DC-021 | KA-DC-021-F0-R1 | Temperature + humidity
KA-DC-021-ENV-2 | KA-DC-021 | KA-DC-021-F0-R2 | Temperature + humidity
KA-DC-021-ENV-3 | KA-DC-021 | KA-DC-021-F1-R1 | Temperature + humidity
KA-DC-021-ENV-4 | KA-DC-021 | KA-DC-021-F1-R2 | Temperature + humidity
TN-DC-022-ENV-1 | TN-DC-022 | TN-DC-022-F0-R1 | Temperature + humidity
TN-DC-022-ENV-2 | TN-DC-022 | TN-DC-022-F0-R2 | Temperature + humidity
TN-DC-022-ENV-3 | TN-DC-022 | TN-DC-022-F1-R1 | Temperature + humidity
TN-DC-022-ENV-4 | TN-DC-022 | TN-DC-022-F1-R2 | Temperature + humidity
TS-DC-023-ENV-1 | TS-DC-023 | TS-DC-023-F0-R1 | Temperature + humidity
TS-DC-023-ENV-2 | TS-DC-023 | TS-DC-023-F0-R2 | Temperature + humidity
TS-DC-023-ENV-3 | TS-DC-023 | TS-DC-023-F1-R1 | Temperature + humidity
TS-DC-023-ENV-4 | TS-DC-023 | TS-DC-023-F1-R2 | Temperature + humidity
KL-DC-024-ENV-1 | KL-DC-024 | KL-DC-024-F0-R1 | Temperature + humidity
KL-DC-024-ENV-2 | KL-DC-024 | KL-DC-024-F1-R1 | Temperature + humidity
Note on A1: Required: yes Type: text System field: EnvSensor.id
Note on B1: Required: yes Type: ref (from Sites) System field: Datacenter.id
Note on C1: Required: yes Type: ref (from Rooms) System field: EnvSensor.zone
Note on D1: Required: yes Type: list (from sensor_kind) System field: EnvSensor (temp / humidity / smoke / leak)
Note on E1: For example "Cold aisle 1, rack A03". Required: no Type: text System field: (reference only)
Note on F1: BMS / Modbus / BACnet point name, so live readings can be matched. Required: no Type: text System field: (collector mapping)

## Devices
device_id * | site_id * | hostname * | role * | layer * | vendor * | model * | os_version | serial | mgmt_ip | mac | rack_id * | u_position * | u_size * | lifecycle * | owner * | tenant_customer_id | monitored * | collector_id | wan_edge
MH-DC-001-PE-T4-01 | MH-DC-001 | MH-DC-001-PE-T4-01 | Router | core | JUNIPER | MX204 | 21.4R3-S5.5 | JU0011000 | 172.31.40.20 | A4:5E:60:16:8F:48 | MH-DC-001-RACK-A | 2 | 1 | Ready | operator |  | Y | COL-MH-DC-001-2 | Y
MH-DC-001-PE-T4-02 | MH-DC-001 | MH-DC-001-PE-T4-02 | Router | core | JUNIPER | MX204 | 21.4R3-S5.5 | JU0011012 | 172.16.40.21 | A4:5E:60:E4:96:7C | MH-DC-001-RACK-A | 3 | 1 | Ready | operator |  | Y | COL-MH-DC-001-1 | Y
MH-DC-001-PE-T4-03 | MH-DC-001 | MH-DC-001-PE-T4-03 | Router | core | CISCO | ASR 9006 | IOS XR 7.9.2 | CS0011018 | 172.16.40.22 | A4:5E:60:03:E2:69 | MH-DC-001-RACK-A | 4 | 1 | Ready | operator |  | Y | COL-MH-DC-001-2 | Y
MH-DC-001-PE-T4-04 | MH-DC-001 | MH-DC-001-PE-T4-04 | Router | core | CISCO | ASR 9006 | IOS XR 7.9.2 | CS0011027 | 172.16.40.23 | A4:5E:60:71:F5:F9 | MH-DC-001-RACK-A | 5 | 1 | Ready | operator |  | Y | COL-MH-DC-001-1 | Y
MH-DC-001-FW-01 | MH-DC-001 | MH-DC-001-FW-01 | Firewall | core | FORTINET | FortiGate 3700F | FortiOS 7.4.3 | FG0011031 | 172.16.40.24 | A4:5E:60:B1:E8:37 | MH-DC-001-RACK-A | 6 | 3 | Ready | operator |  | Y | COL-MH-DC-001-1 | N
MH-DC-001-FW-02 | MH-DC-001 | MH-DC-001-FW-02 | Firewall | core | FORTINET | FortiGate 3700F | FortiOS 7.4.3 | FG0011035 | 172.16.40.25 | A4:5E:60:FA:5F:B0 | MH-DC-001-RACK-A | 9 | 3 | Ready | operator |  | Y | COL-MH-DC-001-2 | N
MH-DC-001-OLA-01 | MH-DC-001 | MH-DC-001-OLA-01 | DWDM | core | NOKIA | 1830 PSS-16II | R23.6 | NK0011042 | 172.16.40.26 | A4:5E:60:95:3C:15 | MH-DC-001-RACK-A | 12 | 6 | Ready | operator |  | Y | COL-MH-DC-001-2 | N
MH-DC-001-OLA-02 | MH-DC-001 | MH-DC-001-OLA-02 | DWDM | core | NOKIA | 1830 PSS-16II | R23.6 | NK0011055 | 172.16.40.27 | A4:5E:60:B4:0B:73 | MH-DC-001-RACK-A | 18 | 6 | Ready | operator |  | Y | COL-MH-DC-001-1 | N
MH-DC-001-AGG-R01 | MH-DC-001 | MH-DC-001-AGG-R01 | Router | spine | JUNIPER | MX480 | 22.2R3-S2 | JU0011062 | 172.16.40.28 | A4:5E:60:33:FB:48 | MH-DC-001-RACK-A | 24 | 4 | Ready | operator |  | Y | COL-MH-DC-001-1 | N
MH-DC-001-AGG-R02 | MH-DC-001 | MH-DC-001-AGG-R02 | Router | spine | JUNIPER | MX480 | 22.2R3-S2 | JU0011065 | 172.16.40.29 | A4:5E:60:9F:2F:3B | MH-DC-001-RACK-A | 28 | 4 | Ready | operator |  | Y | COL-MH-DC-001-2 | N
MH-DC-001-AGG-R03 | MH-DC-001 | MH-DC-001-AGG-R03 | Router | spine | JUNIPER | MX480 | 22.2R3-S2 | JU0011071 | 172.16.40.30 | A4:5E:60:EF:F0:A5 | MH-DC-001-RACK-A | 32 | 4 | Ready | operator |  | Y | COL-MH-DC-001-1 | N
MH-DC-001-MMR-SW-01 | MH-DC-001 | MH-DC-001-MMR-SW-01 | Switch | leaf | JUNIPER | QFX5120-48Y | 22.2R3 | JU0011080 | 172.16.40.31 | A4:5E:60:C0:C8:FC | MH-DC-001-RACK-A | 36 | 1 | Ready | operator |  | Y | COL-MH-DC-001-1 | N
MH-DC-001-MMR-SW-02 | MH-DC-001 | MH-DC-001-MMR-SW-02 | Switch | leaf | CISCO | Nexus 93180YC | NX-OS 10.3(4a) | CS0011089 | 172.16.40.32 | A4:5E:60:8A:B8:72 | MH-DC-001-RACK-B | 2 | 1 | Ready | operator |  | Y | COL-MH-DC-001-2 | N
MH-DC-001-MMR-SW-03 | MH-DC-001 | MH-DC-001-MMR-SW-03 | Switch | leaf | CISCO | Nexus 93180YC | NX-OS 10.3(4a) | CS0011092 | 172.16.40.33 | A4:5E:60:D8:28:E7 | MH-DC-001-RACK-B | 3 | 1 | Ready | operator |  | Y | COL-MH-DC-001-1 | N
MH-DC-001-MMR-SW-04 | MH-DC-001 | MH-DC-001-MMR-SW-04 | Switch | leaf | CISCO | Nexus 93180YC | NX-OS 10.3(4a) | CS0011102 | 172.16.40.34 | A4:5E:60:EB:3F:E8 | MH-DC-001-RACK-B | 4 | 1 | Ready | operator |  | Y | COL-MH-DC-001-2 | N
MH-DC-001-MMR-SW-05 | MH-DC-001 | MH-DC-001-MMR-SW-05 | Switch | leaf | JUNIPER | QFX5120-48Y | 22.2R3 | JU0011111 | 172.16.40.35 | A4:5E:60:B5:F7:8B | MH-DC-001-RACK-B | 5 | 1 | Ready | operator |  | Y | COL-MH-DC-001-1 | N
MH-DC-001-MMR-SW-06 | MH-DC-001 | MH-DC-001-MMR-SW-06 | Switch | leaf | CISCO | Nexus 93180YC | NX-OS 10.3(4a) | CS0011116 | 172.16.40.36 | A4:5E:60:B9:04:38 | MH-DC-001-RACK-B | 6 | 1 | Ready | operator |  | Y | COL-MH-DC-001-2 | N
MH-DC-001-MMR-SW-07 | MH-DC-001 | MH-DC-001-MMR-SW-07 | Switch | leaf | CISCO | Nexus 93180YC | NX-OS 10.3(4a) | CS0011119 | 172.16.40.37 | A4:5E:60:C7:A9:B0 | MH-DC-001-RACK-B | 7 | 1 | Ready | operator |  | Y | COL-MH-DC-001-1 | N
MH-DC-001-MMR-SW-08 | MH-DC-001 | MH-DC-001-MMR-SW-08 | Switch | leaf | CISCO | Nexus 93180YC | NX-OS 10.3(4a) | CS0011132 | 172.16.40.38 | A4:5E:60:48:72:12 | MH-DC-001-RACK-B | 8 | 1 | Ready | operator |  | Y | COL-MH-DC-001-2 | N
MH-DC-001-MMR-SW-09 | MH-DC-001 | MH-DC-001-MMR-SW-09 | Switch | leaf | ARISTA | 7050SX3-48YC | EOS 4.31.1F | AR0011137 | 172.16.40.39 | A4:5E:60:AF:71:03 | MH-DC-001-RACK-B | 9 | 1 | Ready | operator |  | Y | COL-MH-DC-001-1 | N
MH-DC-001-TOR-001 | MH-DC-001 | MH-DC-001-TOR-001 | Switch | access | CISCO | Nexus 93180YC | NX-OS 10.3(4a) | CS0011146 | 172.16.40.40 | A4:5E:60:F2:40:95 | MH-DC-001-RACK-B | 10 | 1 | Ready | operator |  | Y | COL-MH-DC-001-1 | N
MH-DC-001-TOR-002 | MH-DC-001 | MH-DC-001-TOR-002 | Switch | access | CISCO | Nexus 93180YC | NX-OS 10.3(4a) | CS0011149 | 172.16.40.41 | A4:5E:60:DE:74:0F | MH-DC-001-RACK-B | 11 | 1 | Ready | operator |  | Y | COL-MH-DC-001-2 | N
MH-DC-001-TOR-003 | MH-DC-001 | MH-DC-001-TOR-003 | Switch | access | JUNIPER | QFX5120-48Y | 22.2R3 | JU0011157 | 172.16.40.42 | A4:5E:60:62:FA:14 | MH-DC-001-RACK-B | 12 | 1 | Ready | operator |  | Y | COL-MH-DC-001-1 | N
MH-DC-001-TOR-004 | MH-DC-001 | MH-DC-001-TOR-004 | Switch | access | CISCO | Nexus 93180YC | NX-OS 10.3(4a) | CS0011165 | 172.16.40.43 | A4:5E:60:06:1E:5D | MH-DC-001-RACK-B | 13 | 1 | Ready | operator |  | Y | COL-MH-DC-001-2 | N
MH-DC-001-TOR-005 | MH-DC-001 | MH-DC-001-TOR-005 | Switch | access | JUNIPER | QFX5120-48Y | 22.2R3 | JU0011172 | 172.16.40.44 | A4:5E:60:B9:6D:0D | MH-DC-001-RACK-B | 14 | 1 | Ready | operator |  | Y | COL-MH-DC-001-1 | N
MH-DC-001-TOR-006 | MH-DC-001 | MH-DC-001-TOR-006 | Switch | access | ARISTA | 7050SX3-48YC | EOS 4.31.1F | AR0011180 | 172.16.40.45 | A4:5E:60:F6:66:F8 | MH-DC-001-RACK-B | 15 | 1 | Ready | operator |  | Y | COL-MH-DC-001-2 | N
MH-DC-001-TN-001 | MH-DC-001 | MH-DC-001-TN-001 | Tenant gear | access | Tenant-owned | Mixed equipment | — |  |  |  | MH-DC-001-RACK-B | 16 | 6 | Ready | tenant |  | N |  | N
MH-DC-001-TN-002 | MH-DC-001 | MH-DC-001-TN-002 | Tenant gear | access | Tenant-owned | Network stack | — |  |  |  | MH-DC-001-RACK-B | 22 | 6 | Ready | tenant |  | N |  | N
MH-DC-001-TN-003 | MH-DC-001 | MH-DC-001-TN-003 | Tenant gear | access | Tenant-owned | Network stack | — |  |  |  | MH-DC-001-RACK-C | 2 | 8 | Ready | tenant | CUST-7349 | N |  | N
MH-DC-001-TN-004 | MH-DC-001 | MH-DC-001-TN-004 | Tenant gear | access | Tenant-owned | Network stack | — |  |  |  | MH-DC-001-RACK-C | 10 | 4 | Ready | tenant | CUST-7349 | N |  | N
MH-DC-001-TN-005 | MH-DC-001 | MH-DC-001-TN-005 | Tenant gear | access | Tenant-owned | Storage array | — |  |  |  | MH-DC-001-RACK-C | 14 | 4 | Ready | tenant | CUST-7349 | N |  | N
MH-DC-001-TN-006 | MH-DC-001 | MH-DC-001-TN-006 | Tenant gear | access | Tenant-owned | HPC nodes | — |  |  |  | MH-DC-001-RACK-C | 18 | 2 | Ready | tenant | CUST-7349 | N |  | N
MH-DC-001-TN-007 | MH-DC-001 | MH-DC-001-TN-007 | Tenant gear | access | Tenant-owned | Blade chassis | — |  |  |  | MH-DC-001-RACK-C | 20 | 8 | Ready | tenant | CUST-7349 | N |  | N
MH-DC-001-TN-008 | MH-DC-001 | MH-DC-001-TN-008 | Tenant gear | access | Tenant-owned | Mixed equipment | — |  |  |  | MH-DC-001-RACK-C | 28 | 4 | Ready | tenant | CUST-7349 | N |  | N
MH-DC-001-TN-009 | MH-DC-001 | MH-DC-001-TN-009 | Tenant gear | access | Tenant-owned | Blade chassis | — |  |  |  | MH-DC-001-RACK-C | 32 | 4 | Ready | tenant | CUST-7349 | N |  | N
MH-DC-001-TN-010 | MH-DC-001 | MH-DC-001-TN-010 | Tenant gear | access | Tenant-owned | Mixed equipment | — |  |  |  | MH-DC-001-RACK-D | 2 | 10 | Ready | tenant | CUST-2954 | N |  | N
MH-DC-001-TN-011 | MH-DC-001 | MH-DC-001-TN-011 | Tenant gear | access | Tenant-owned | Network stack | — |  |  |  | MH-DC-001-RACK-D | 12 | 2 | Ready | tenant | CUST-2954 | N |  | N
MH-DC-001-TN-012 | MH-DC-001 | MH-DC-001-TN-012 | Tenant gear | access | Tenant-owned | Network stack | — |  |  |  | MH-DC-001-RACK-D | 14 | 10 | Ready | tenant | CUST-2954 | N |  | N
MH-DC-001-TN-013 | MH-DC-001 | MH-DC-001-TN-013 | Tenant gear | access | Tenant-owned | Network stack | — |  |  |  | MH-DC-001-RACK-D | 24 | 2 | Ready | tenant | CUST-2954 | N |  | N
MH-DC-001-TN-014 | MH-DC-001 | MH-DC-001-TN-014 | Tenant gear | access | Tenant-owned | Storage array | — |  |  |  | MH-DC-001-RACK-D | 26 | 10 | Ready | tenant | CUST-2954 | N |  | N
MH-DC-001-TN-015 | MH-DC-001 | MH-DC-001-TN-015 | Tenant gear | access | Tenant-owned | Storage array | — |  |  |  | MH-DC-001-RACK-E | 2 | 10 | Ready | tenant | CUST-2954 | N |  | N
MH-DC-001-TN-016 | MH-DC-001 | MH-DC-001-TN-016 | Tenant gear | access | Tenant-owned | Rack servers | — |  |  |  | MH-DC-001-RACK-E | 12 | 8 | Ready | tenant | CUST-2954 | N |  | N
MH-DC-001-TN-017 | MH-DC-001 | MH-DC-001-TN-017 | Tenant gear | access | Tenant-owned | HPC nodes | — |  |  |  | MH-DC-001-RACK-E | 20 | 6 | Ready | tenant | CUST-2954 | N |  | N
MH-DC-001-TN-018 | MH-DC-001 | MH-DC-001-TN-018 | Tenant gear | access | Tenant-owned | HPC nodes | — |  |  |  | MH-DC-001-RACK-E | 26 | 6 | Ready | tenant | CUST-2954 | N |  | N
MH-DC-001-TN-019 | MH-DC-001 | MH-DC-001-TN-019 | Tenant gear | access | Tenant-owned | HPC nodes | — |  |  |  | MH-DC-001-RACK-E | 32 | 2 | Ready | tenant | CUST-2954 | N |  | N
MH-DC-001-TN-020 | MH-DC-001 | MH-DC-001-TN-020 | Tenant gear | access | Tenant-owned | HPC nodes | — |  |  |  | MH-DC-001-RACK-F | 2 | 8 | Ready | tenant | CUST-9111 | N |  | N
MH-DC-001-TN-021 | MH-DC-001 | MH-DC-001-TN-021 | Tenant gear | access | Tenant-owned | HPC nodes | — |  |  |  | MH-DC-001-RACK-F | 10 | 4 | Ready | tenant | CUST-9111 | N |  | N
MH-DC-001-TN-022 | MH-DC-001 | MH-DC-001-TN-022 | Tenant gear | access | Tenant-owned | HPC nodes | — |  |  |  | MH-DC-001-RACK-F | 14 | 8 | Ready | tenant | CUST-9111 | N |  | N
MH-DC-001-TN-023 | MH-DC-001 | MH-DC-001-TN-023 | Tenant gear | access | Tenant-owned | Rack servers | — |  |  |  | MH-DC-001-RACK-F | 22 | 6 | Ready | tenant | CUST-9111 | N |  | N
MH-DC-001-TN-024 | MH-DC-001 | MH-DC-001-TN-024 | Tenant gear | access | Tenant-owned | Network stack | — |  |  |  | MH-DC-001-RACK-F | 28 | 4 | Ready | tenant | CUST-9111 | N |  | N
MH-DC-001-TN-025 | MH-DC-001 | MH-DC-001-TN-025 | Tenant gear | access | Tenant-owned | Blade chassis | — |  |  |  | MH-DC-001-RACK-F | 32 | 4 | Ready | tenant | CUST-9111 | N |  | N
MH-DC-001-TN-026 | MH-DC-001 | MH-DC-001-TN-026 | Tenant gear | access | Tenant-owned | Storage array | — |  |  |  | MH-DC-001-RACK-G | 2 | 2 | Ready | tenant | CUST-9111 | N |  | N
MH-DC-001-TN-027 | MH-DC-001 | MH-DC-001-TN-027 | Tenant gear | access | Tenant-owned | Mixed equipment | — |  |  |  | MH-DC-001-RACK-G | 4 | 4 | Ready | tenant | CUST-9111 | N |  | N
MH-DC-001-TN-028 | MH-DC-001 | MH-DC-001-TN-028 | Tenant gear | access | Tenant-owned | Rack servers | — |  |  |  | MH-DC-001-RACK-G | 8 | 2 | Ready | tenant | CUST-9111 | N |  | N
MH-DC-001-TN-029 | MH-DC-001 | MH-DC-001-TN-029 | Tenant gear | access | Tenant-owned | Rack servers | — |  |  |  | MH-DC-001-RACK-G | 10 | 4 | Ready | tenant | CUST-9111 | N |  | N
MH-DC-001-TN-030 | MH-DC-001 | MH-DC-001-TN-030 | Tenant gear | access | Tenant-owned | Network stack | — |  |  |  | MH-DC-001-RACK-G | 14 | 2 | Ready | tenant | CUST-9111 | N |  | N
MH-DC-001-TN-031 | MH-DC-001 | MH-DC-001-TN-031 | Tenant gear | access | Tenant-owned | Storage array | — |  |  |  | MH-DC-001-RACK-G | 16 | 6 | Ready | tenant | CUST-9111 | N |  | N
MH-DC-001-TN-032 | MH-DC-001 | MH-DC-001-TN-032 | Tenant gear | access | Tenant-owned | Blade chassis | — |  |  |  | MH-DC-001-RACK-G | 22 | 6 | Ready | tenant | CUST-9111 | N |  | N
MH-DC-001-TN-033 | MH-DC-001 | MH-DC-001-TN-033 | Tenant gear | access | Tenant-owned | Mixed equipment | — |  |  |  | MH-DC-001-RACK-G | 28 | 2 | Ready | tenant | CUST-9111 | N |  | N
MH-DC-001-TN-034 | MH-DC-001 | MH-DC-001-TN-034 | Tenant gear | access | Tenant-owned | Storage array | — |  |  |  | MH-DC-001-RACK-G | 30 | 4 | Ready | tenant | CUST-9111 | N |  | N
MH-DC-001-TN-035 | MH-DC-001 | MH-DC-001-TN-035 | Tenant gear | access | Tenant-owned | Mixed equipment | — |  |  |  | MH-DC-001-RACK-H | 2 | 6 | Ready | tenant | CUST-6478 | N |  | N
MH-DC-001-TN-036 | MH-DC-001 | MH-DC-001-TN-036 | Tenant gear | access | Tenant-owned | Blade chassis | — |  |  |  | MH-DC-001-RACK-H | 8 | 10 | Ready | tenant | CUST-6478 | N |  | N
MH-DC-001-TN-037 | MH-DC-001 | MH-DC-001-TN-037 | Tenant gear | access | Tenant-owned | HPC nodes | — |  |  |  | MH-DC-001-RACK-H | 18 | 4 | Ready | tenant | CUST-6478 | N |  | N
MH-DC-001-TN-038 | MH-DC-001 | MH-DC-001-TN-038 | Tenant gear | access | Tenant-owned | Network stack | — |  |  |  | MH-DC-001-RACK-H | 22 | 8 | Planned | tenant | CUST-6478 | N |  | N
MH-DC-001-TN-039 | MH-DC-001 | MH-DC-001-TN-039 | Tenant gear | access | Tenant-owned | Blade chassis | — |  |  |  | MH-DC-001-RACK-H | 30 | 4 | Planned | tenant | CUST-6478 | N |  | N
MH-DC-001-TN-040 | MH-DC-001 | MH-DC-001-TN-040 | Tenant gear | access | Tenant-owned | Blade chassis | — |  |  |  | MH-DC-001-RACK-I | 2 | 2 | Planned | tenant | CUST-2063 | N |  | N
MH-DC-001-TN-041 | MH-DC-001 | MH-DC-001-TN-041 | Tenant gear | access | Tenant-owned | Rack servers | — |  |  |  | MH-DC-001-RACK-I | 4 | 8 | Planned | tenant | CUST-2063 | N |  | N
MH-DC-001-TN-042 | MH-DC-001 | MH-DC-001-TN-042 | Tenant gear | access | Tenant-owned | HPC nodes | — |  |  |  | MH-DC-001-RACK-I | 12 | 10 | Ready | tenant | CUST-2063 | N |  | N
MH-DC-001-TN-043 | MH-DC-001 | MH-DC-001-TN-043 | Tenant gear | access | Tenant-owned | Mixed equipment | — |  |  |  | MH-DC-001-RACK-I | 22 | 4 | Ready | tenant | CUST-2063 | N |  | N
MH-DC-001-TN-044 | MH-DC-001 | MH-DC-001-TN-044 | Tenant gear | access | Tenant-owned | Blade chassis | — |  |  |  | MH-DC-001-RACK-I | 26 | 4 | Ready | tenant | CUST-2063 | N |  | N
MH-DC-001-TN-045 | MH-DC-001 | MH-DC-001-TN-045 | Tenant gear | access | Tenant-owned | Network stack | — |  |  |  | MH-DC-001-RACK-I | 30 | 4 | Ready | tenant | CUST-2063 | N |  | N
MH-DC-001-TN-046 | MH-DC-001 | MH-DC-001-TN-046 | Tenant gear | access | Tenant-owned | Rack servers | — |  |  |  | MH-DC-001-RACK-J | 2 | 10 | Planned | tenant | CUST-8230 | N |  | N
MH-DC-001-TN-047 | MH-DC-001 | MH-DC-001-TN-047 | Tenant gear | access | Tenant-owned | Rack servers | — |  |  |  | MH-DC-001-RACK-J | 12 | 4 | Planned | tenant | CUST-8230 | N |  | N
MH-DC-001-TN-048 | MH-DC-001 | MH-DC-001-TN-048 | Tenant gear | access | Tenant-owned | Blade chassis | — |  |  |  | MH-DC-001-RACK-J | 16 | 2 | Ready | tenant | CUST-8230 | N |  | N
MH-DC-001-TN-049 | MH-DC-001 | MH-DC-001-TN-049 | Tenant gear | access | Tenant-owned | Mixed equipment | — |  |  |  | MH-DC-001-RACK-J | 18 | 6 | Ready | tenant | CUST-8230 | N |  | N
MH-DC-001-TN-050 | MH-DC-001 | MH-DC-001-TN-050 | Tenant gear | access | Tenant-owned | Rack servers | — |  |  |  | MH-DC-001-RACK-J | 24 | 4 | Ready | tenant | CUST-8230 | N |  | N
MH-DC-001-TN-051 | MH-DC-001 | MH-DC-001-TN-051 | Tenant gear | access | Tenant-owned | Storage array | — |  |  |  | MH-DC-001-RACK-J | 28 | 4 | Ready | tenant | CUST-8230 | N |  | N
MH-DC-001-TN-052 | MH-DC-001 | MH-DC-001-TN-052 | Tenant gear | access | Tenant-owned | Network stack | — |  |  |  | MH-DC-001-RACK-J | 32 | 2 | Planned | tenant | CUST-8230 | N |  | N
MH-DC-001-TN-053 | MH-DC-001 | MH-DC-001-TN-053 | Tenant gear | access | Tenant-owned | Storage array | — |  |  |  | MH-DC-001-RACK-K | 2 | 10 | Ready | tenant | CUST-8230 | N |  | N
MH-DC-001-TN-054 | MH-DC-001 | MH-DC-001-TN-054 | Tenant gear | access | Tenant-owned | HPC nodes | — |  |  |  | MH-DC-001-RACK-K | 12 | 10 | Ready | tenant | CUST-8230 | N |  | N
MH-DC-001-TN-055 | MH-DC-001 | MH-DC-001-TN-055 | Tenant gear | access | Tenant-owned | HPC nodes | — |  |  |  | MH-DC-001-RACK-K | 22 | 4 | Planned | tenant | CUST-8230 | N |  | N
MH-DC-001-TN-056 | MH-DC-001 | MH-DC-001-TN-056 | Tenant gear | access | Tenant-owned | Storage array | — |  |  |  | MH-DC-001-RACK-K | 26 | 4 | Planned | tenant | CUST-8230 | N |  | N
MH-DC-001-TN-057 | MH-DC-001 | MH-DC-001-TN-057 | Tenant gear | access | Tenant-owned | Storage array | — |  |  |  | MH-DC-001-RACK-L | 2 | 8 | Planned | tenant | CUST-8230 | N |  | N
MH-DC-001-TN-058 | MH-DC-001 | MH-DC-001-TN-058 | Tenant gear | access | Tenant-owned | Mixed equipment | — |  |  |  | MH-DC-001-RACK-L | 10 | 4 | Planned | tenant | CUST-8230 | N |  | N
MH-DC-001-TN-059 | MH-DC-001 | MH-DC-001-TN-059 | Tenant gear | access | Tenant-owned | HPC nodes | — |  |  |  | MH-DC-001-RACK-L | 14 | 6 | Planned | tenant | CUST-8230 | N |  | N
MH-DC-001-TN-060 | MH-DC-001 | MH-DC-001-TN-060 | Tenant gear | access | Tenant-owned | Mixed equipment | — |  |  |  | MH-DC-001-RACK-L | 20 | 8 | Planned | tenant | CUST-8230 | N |  | N
MH-DC-001-TN-061 | MH-DC-001 | MH-DC-001-TN-061 | Tenant gear | access | Tenant-owned | HPC nodes | — |  |  |  | MH-DC-001-RACK-L | 28 | 8 | Planned | tenant | CUST-8230 | N |  | N
MH-DC-001-TN-062 | MH-DC-001 | MH-DC-001-TN-062 | Tenant gear | access | Tenant-owned | Storage array | — |  |  |  | MH-DC-001-RACK-M | 2 | 10 | Planned | tenant | CUST-6468 | N |  | N
MH-DC-001-TN-063 | MH-DC-001 | MH-DC-001-TN-063 | Tenant gear | access | Tenant-owned | Storage array | — |  |  |  | MH-DC-001-RACK-M | 12 | 8 | Planned | tenant | CUST-6468 | N |  | N
MH-DC-001-TN-064 | MH-DC-001 | MH-DC-001-TN-064 | Tenant gear | access | Tenant-owned | Blade chassis | — |  |  |  | MH-DC-001-RACK-M | 20 | 2 | Planned | tenant | CUST-6468 | N |  | N
MH-DC-001-TN-065 | MH-DC-001 | MH-DC-001-TN-065 | Tenant gear | access | Tenant-owned | Storage array | — |  |  |  | MH-DC-001-RACK-M | 22 | 10 | Planned | tenant | CUST-6468 | N |  | N
MH-DC-001-TN-066 | MH-DC-001 | MH-DC-001-TN-066 | Tenant gear | access | Tenant-owned | Storage array | — |  |  |  | MH-DC-001-RACK-N | 2 | 10 | Ready | tenant | CUST-6468 | N |  | N
MH-DC-001-TN-067 | MH-DC-001 | MH-DC-001-TN-067 | Tenant gear | access | Tenant-owned | Blade chassis | — |  |  |  | MH-DC-001-RACK-N | 12 | 2 | Planned | tenant | CUST-6468 | N |  | N
MH-DC-001-TN-068 | MH-DC-001 | MH-DC-001-TN-068 | Tenant gear | access | Tenant-owned | Network stack | — |  |  |  | MH-DC-001-RACK-N | 14 | 8 | Planned | tenant | CUST-6468 | N |  | N
MH-DC-001-TN-069 | MH-DC-001 | MH-DC-001-TN-069 | Tenant gear | access | Tenant-owned | Storage array | — |  |  |  | MH-DC-001-RACK-N | 22 | 2 | Ready | tenant | CUST-6468 | N |  | N
MH-DC-001-TN-070 | MH-DC-001 | MH-DC-001-TN-070 | Tenant gear | access | Tenant-owned | Network stack | — |  |  |  | MH-DC-001-RACK-N | 24 | 8 | Planned | tenant | CUST-6468 | N |  | N
MH-DC-001-TN-071 | MH-DC-001 | MH-DC-001-TN-071 | Tenant gear | access | Tenant-owned | Rack servers | — |  |  |  | MH-DC-001-RACK-N | 32 | 2 | Planned | tenant | CUST-6468 | N |  | N
MH-DC-001-TN-072 | MH-DC-001 | MH-DC-001-TN-072 | Tenant gear | access | Tenant-owned | Blade chassis | — |  |  |  | MH-DC-001-RACK-O | 2 | 4 | Ready | tenant | CUST-9982 | N |  | N
MH-DC-001-TN-073 | MH-DC-001 | MH-DC-001-TN-073 | Tenant gear | access | Tenant-owned | Storage array | — |  |  |  | MH-DC-001-RACK-O | 6 | 4 | Planned | tenant | CUST-9982 | N |  | N
MH-DC-001-TN-074 | MH-DC-001 | MH-DC-001-TN-074 | Tenant gear | access | Tenant-owned | Blade chassis | — |  |  |  | MH-DC-001-RACK-O | 10 | 2 | Planned | tenant | CUST-9982 | N |  | N
MH-DC-001-TN-075 | MH-DC-001 | MH-DC-001-TN-075 | Tenant gear | access | Tenant-owned | Mixed equipment | — |  |  |  | MH-DC-001-RACK-O | 12 | 2 | Ready | tenant | CUST-9982 | N |  | N
MH-DC-001-TN-076 | MH-DC-001 | MH-DC-001-TN-076 | Tenant gear | access | Tenant-owned | HPC nodes | — |  |  |  | MH-DC-001-RACK-O | 14 | 10 | Ready | tenant | CUST-9982 | N |  | N
MH-DC-001-TN-077 | MH-DC-001 | MH-DC-001-TN-077 | Tenant gear | access | Tenant-owned | Mixed equipment | — |  |  |  | MH-DC-001-RACK-O | 24 | 10 | Planned | tenant | CUST-9982 | N |  | N
MH-DC-001-TN-078 | MH-DC-001 | MH-DC-001-TN-078 | Tenant gear | access | Tenant-owned | Storage array | — |  |  |  | MH-DC-001-RACK-O | 34 | 2 | Ready | tenant | CUST-9982 | N |  | N
MH-DC-001-TN-079 | MH-DC-001 | MH-DC-001-TN-079 | Tenant gear | access | Tenant-owned | Mixed equipment | — |  |  |  | MH-DC-001-RACK-P | 2 | 6 | Planned | tenant | CUST-1202 | N |  | N
MH-DC-001-TN-080 | MH-DC-001 | MH-DC-001-TN-080 | Tenant gear | access | Tenant-owned | HPC nodes | — |  |  |  | MH-DC-001-RACK-P | 8 | 4 | Planned | tenant | CUST-1202 | N |  | N
MH-DC-001-TN-081 | MH-DC-001 | MH-DC-001-TN-081 | Tenant gear | access | Tenant-owned | Blade chassis | — |  |  |  | MH-DC-001-RACK-P | 12 | 6 | Ready | tenant | CUST-1202 | N |  | N
MH-DC-002-PE-T4-01 | MH-DC-002 | MH-DC-002-PE-T4-01 | Router | core | JUNIPER | MX204 | 21.4R3-S5.5 | JU0011001 | 172.25.40.20 | A4:5E:60:D1:8C:60 | MH-DC-002-RACK-A | 2 | 1 | Ready | operator |  | Y | COL-MH-DC-002-1 | Y
MH-DC-002-PE-T4-02 | MH-DC-002 | MH-DC-002-PE-T4-02 | Router | core | JUNIPER | MX204 | 21.4R3-S5.5 | JU0011008 | 172.25.40.21 | A4:5E:60:58:5F:94 | MH-DC-002-RACK-A | 3 | 1 | Ready | operator |  | Y | COL-MH-DC-002-2 | Y
MH-DC-002-PE-T4-03 | MH-DC-002 | MH-DC-002-PE-T4-03 | Router | core | CISCO | ASR 9006 | IOS XR 7.9.2 | CS0011017 | 172.25.40.22 | A4:5E:60:CC:DF:44 | MH-DC-002-RACK-A | 4 | 1 | Ready | operator |  | Y | COL-MH-DC-002-1 | Y
MH-DC-002-PE-T4-04 | MH-DC-002 | MH-DC-002-PE-T4-04 | Router | core | CISCO | ASR 9006 | IOS XR 7.9.2 | CS0011023 | 172.25.40.23 | A4:5E:60:15:F0:8B | MH-DC-002-RACK-A | 5 | 1 | Ready | operator |  | Y | COL-MH-DC-002-2 | Y
MH-DC-002-FW-01 | MH-DC-002 | MH-DC-002-FW-01 | Firewall | core | FORTINET | FortiGate 3700F | FortiOS 7.4.3 | FG0011028 | 172.25.40.24 | A4:5E:60:A2:17:62 | MH-DC-002-RACK-A | 6 | 3 | Ready | operator |  | Y | COL-MH-DC-002-2 | N
MH-DC-002-OLA-01 | MH-DC-002 | MH-DC-002-OLA-01 | DWDM | core | NOKIA | 1830 PSS-16II | R23.6 | NK0011036 | 172.25.40.25 | A4:5E:60:3D:D8:21 | MH-DC-002-RACK-A | 9 | 6 | Ready | operator |  | Y | COL-MH-DC-002-1 | N
MH-DC-002-AGG-R01 | MH-DC-002 | MH-DC-002-AGG-R01 | Router | spine | JUNIPER | MX480 | 22.2R3-S2 | JU0011043 | 172.25.40.26 | A4:5E:60:DE:9D:73 | MH-DC-002-RACK-A | 15 | 4 | Ready | operator |  | Y | COL-MH-DC-002-2 | N
MH-DC-002-AGG-R02 | MH-DC-002 | MH-DC-002-AGG-R02 | Router | spine | JUNIPER | MX480 | 22.2R3-S2 | JU0011052 | 172.25.40.27 | A4:5E:60:4D:66:60 | MH-DC-002-RACK-A | 19 | 4 | Ready | operator |  | Y | COL-MH-DC-002-1 | N
MH-DC-002-MMR-SW-01 | MH-DC-002 | MH-DC-002-MMR-SW-01 | Switch | leaf | ARISTA | 7050SX3-48YC | EOS 4.31.1F | AR0011061 | 172.25.40.28 | A4:5E:60:57:3A:A2 | MH-DC-002-RACK-A | 23 | 1 | Ready | operator |  | Y | COL-MH-DC-002-2 | N
MH-DC-002-MMR-SW-02 | MH-DC-002 | MH-DC-002-MMR-SW-02 | Switch | leaf | JUNIPER | QFX5120-48Y | 22.2R3 | JU0011066 | 172.25.40.29 | A4:5E:60:6E:DA:D1 | MH-DC-002-RACK-A | 24 | 1 | Ready | operator |  | Y | COL-MH-DC-002-1 | N
MH-DC-002-MMR-SW-03 | MH-DC-002 | MH-DC-002-MMR-SW-03 | Switch | leaf | CISCO | Nexus 93180YC | NX-OS 10.3(4a) | CS0011070 | 172.25.40.30 | A4:5E:60:75:3F:6F | MH-DC-002-RACK-A | 25 | 1 | Ready | operator |  | Y | COL-MH-DC-002-2 | N
MH-DC-002-MMR-SW-04 | MH-DC-002 | MH-DC-002-MMR-SW-04 | Switch | leaf | CISCO | Nexus 93180YC | NX-OS 10.3(4a) | CS0011079 | 172.25.40.31 | A4:5E:60:13:52:AA | MH-DC-002-RACK-A | 26 | 1 | Ready | operator |  | Y | COL-MH-DC-002-1 | N
MH-DC-002-TOR-001 | MH-DC-002 | MH-DC-002-TOR-001 | Switch | access | JUNIPER | QFX5120-48Y | 22.2R3 | JU0011085 | 172.25.40.32 | A4:5E:60:86:82:4B | MH-DC-002-RACK-A | 27 | 1 | Ready | operator |  | Y | COL-MH-DC-002-2 | N
MH-DC-002-TOR-002 | MH-DC-002 | MH-DC-002-TOR-002 | Switch | access | JUNIPER | QFX5120-48Y | 22.2R3 | JU0011093 | 172.25.40.33 | A4:5E:60:CC:10:71 | MH-DC-002-RACK-A | 28 | 1 | Ready | operator |  | Y | COL-MH-DC-002-1 | N
MH-DC-002-TOR-003 | MH-DC-002 | MH-DC-002-TOR-003 | Switch | access | CISCO | Nexus 93180YC | NX-OS 10.3(4a) | CS0011101 | 172.25.40.34 | A4:5E:60:0A:23:80 | MH-DC-002-RACK-A | 29 | 1 | Ready | operator |  | Y | COL-MH-DC-002-2 | N
MH-DC-002-TN-001 | MH-DC-002 | MH-DC-002-TN-001 | Tenant gear | access | Tenant-owned | Storage array | — |  |  |  | MH-DC-002-RACK-B | 2 | 10 | Ready | tenant | CUST-7349 | N |  | N
MH-DC-002-TN-002 | MH-DC-002 | MH-DC-002-TN-002 | Tenant gear | access | Tenant-owned | Network stack | — |  |  |  | MH-DC-002-RACK-B | 12 | 2 | Ready | tenant | CUST-7349 | N |  | N
MH-DC-002-TN-003 | MH-DC-002 | MH-DC-002-TN-003 | Tenant gear | access | Tenant-owned | Rack servers | — |  |  |  | MH-DC-002-RACK-B | 14 | 4 | Ready | tenant | CUST-7349 | N |  | N
MH-DC-002-TN-004 | MH-DC-002 | MH-DC-002-TN-004 | Tenant gear | access | Tenant-owned | Storage array | — |  |  |  | MH-DC-002-RACK-B | 18 | 6 | Ready | tenant | CUST-7349 | N |  | N
MH-DC-002-TN-005 | MH-DC-002 | MH-DC-002-TN-005 | Tenant gear | access | Tenant-owned | Blade chassis | — |  |  |  | MH-DC-002-RACK-B | 24 | 6 | Ready | tenant | CUST-7349 | N |  | N
MH-DC-002-TN-006 | MH-DC-002 | MH-DC-002-TN-006 | Tenant gear | access | Tenant-owned | Blade chassis | — |  |  |  | MH-DC-002-RACK-B | 30 | 2 | Ready | tenant | CUST-7349 | N |  | N
MH-DC-002-TN-007 | MH-DC-002 | MH-DC-002-TN-007 | Tenant gear | access | Tenant-owned | Rack servers | — |  |  |  | MH-DC-002-RACK-C | 2 | 4 | Ready | tenant | CUST-7349 | N |  | N
MH-DC-002-TN-008 | MH-DC-002 | MH-DC-002-TN-008 | Tenant gear | access | Tenant-owned | HPC nodes | — |  |  |  | MH-DC-002-RACK-C | 6 | 4 | Ready | tenant | CUST-7349 | N |  | N
MH-DC-002-TN-009 | MH-DC-002 | MH-DC-002-TN-009 | Tenant gear | access | Tenant-owned | Storage array | — |  |  |  | MH-DC-002-RACK-C | 10 | 6 | Ready | tenant | CUST-7349 | N |  | N
MH-DC-002-TN-010 | MH-DC-002 | MH-DC-002-TN-010 | Tenant gear | access | Tenant-owned | Blade chassis | — |  |  |  | MH-DC-002-RACK-C | 16 | 6 | Ready | tenant | CUST-7349 | N |  | N
MH-DC-002-TN-011 | MH-DC-002 | MH-DC-002-TN-011 | Tenant gear | access | Tenant-owned | Network stack | — |  |  |  | MH-DC-002-RACK-C | 22 | 10 | Ready | tenant | CUST-7349 | N |  | N
MH-DC-002-TN-012 | MH-DC-002 | MH-DC-002-TN-012 | Tenant gear | access | Tenant-owned | Mixed equipment | — |  |  |  | MH-DC-002-RACK-D | 2 | 8 | Ready | tenant | CUST-8220 | N |  | N
MH-DC-002-TN-013 | MH-DC-002 | MH-DC-002-TN-013 | Tenant gear | access | Tenant-owned | Mixed equipment | — |  |  |  | MH-DC-002-RACK-D | 10 | 10 | Ready | tenant | CUST-8220 | N |  | N
MH-DC-002-TN-014 | MH-DC-002 | MH-DC-002-TN-014 | Tenant gear | access | Tenant-owned | Mixed equipment | — |  |  |  | MH-DC-002-RACK-D | 20 | 8 | Ready | tenant | CUST-8220 | N |  | N
MH-DC-002-TN-015 | MH-DC-002 | MH-DC-002-TN-015 | Tenant gear | access | Tenant-owned | Network stack | — |  |  |  | MH-DC-002-RACK-D | 28 | 6 | Ready | tenant | CUST-8220 | N |  | N
MH-DC-002-TN-016 | MH-DC-002 | MH-DC-002-TN-016 | Tenant gear | access | Tenant-owned | Rack servers | — |  |  |  | MH-DC-002-RACK-E | 2 | 4 | Ready | tenant | CUST-4716 | N |  | N
MH-DC-002-TN-017 | MH-DC-002 | MH-DC-002-TN-017 | Tenant gear | access | Tenant-owned | Network stack | — |  |  |  | MH-DC-002-RACK-E | 6 | 4 | Ready | tenant | CUST-4716 | N |  | N
MH-DC-002-TN-018 | MH-DC-002 | MH-DC-002-TN-018 | Tenant gear | access | Tenant-owned | Storage array | — |  |  |  | MH-DC-002-RACK-E | 10 | 8 | Ready | tenant | CUST-4716 | N |  | N
MH-DC-002-TN-019 | MH-DC-002 | MH-DC-002-TN-019 | Tenant gear | access | Tenant-owned | Blade chassis | — |  |  |  | MH-DC-002-RACK-E | 18 | 10 | Ready | tenant | CUST-4716 | N |  | N
MH-DC-002-TN-020 | MH-DC-002 | MH-DC-002-TN-020 | Tenant gear | access | Tenant-owned | Storage array | — |  |  |  | MH-DC-002-RACK-E | 28 | 4 | Ready | tenant | CUST-4716 | N |  | N
MH-DC-002-TN-021 | MH-DC-002 | MH-DC-002-TN-021 | Tenant gear | access | Tenant-owned | Blade chassis | — |  |  |  | MH-DC-002-RACK-F | 2 | 6 | Ready | tenant | CUST-2954 | N |  | N
MH-DC-002-TN-022 | MH-DC-002 | MH-DC-002-TN-022 | Tenant gear | access | Tenant-owned | Mixed equipment | — |  |  |  | MH-DC-002-RACK-F | 8 | 4 | Ready | tenant | CUST-2954 | N |  | N
MH-DC-002-TN-023 | MH-DC-002 | MH-DC-002-TN-023 | Tenant gear | access | Tenant-owned | Mixed equipment | — |  |  |  | MH-DC-002-RACK-F | 12 | 6 | Ready | tenant | CUST-2954 | N |  | N
MH-DC-002-TN-024 | MH-DC-002 | MH-DC-002-TN-024 | Tenant gear | access | Tenant-owned | Mixed equipment | — |  |  |  | MH-DC-002-RACK-F | 18 | 2 | Ready | tenant | CUST-2954 | N |  | N
MH-DC-002-TN-025 | MH-DC-002 | MH-DC-002-TN-025 | Tenant gear | access | Tenant-owned | Network stack | — |  |  |  | MH-DC-002-RACK-F | 20 | 4 | Ready | tenant | CUST-2954 | N |  | N
MH-DC-002-TN-026 | MH-DC-002 | MH-DC-002-TN-026 | Tenant gear | access | Tenant-owned | Rack servers | — |  |  |  | MH-DC-002-RACK-F | 24 | 2 | Ready | tenant | CUST-2954 | N |  | N
MH-DC-002-TN-027 | MH-DC-002 | MH-DC-002-TN-027 | Tenant gear | access | Tenant-owned | HPC nodes | — |  |  |  | MH-DC-002-RACK-F | 26 | 4 | Ready | tenant | CUST-2954 | N |  | N
MH-DC-002-TN-028 | MH-DC-002 | MH-DC-002-TN-028 | Tenant gear | access | Tenant-owned | Mixed equipment | — |  |  |  | MH-DC-002-RACK-F | 30 | 4 | Ready | tenant | CUST-2954 | N |  | N
MH-DC-002-TN-029 | MH-DC-002 | MH-DC-002-TN-029 | Tenant gear | access | Tenant-owned | Mixed equipment | — |  |  |  | MH-DC-002-RACK-G | 2 | 6 | Ready | tenant | CUST-2954 | N |  | N
MH-DC-002-TN-030 | MH-DC-002 | MH-DC-002-TN-030 | Tenant gear | access | Tenant-owned | Rack servers | — |  |  |  | MH-DC-002-RACK-G | 8 | 6 | Ready | tenant | CUST-2954 | N |  | N
MH-DC-002-TN-031 | MH-DC-002 | MH-DC-002-TN-031 | Tenant gear | access | Tenant-owned | Storage array | — |  |  |  | MH-DC-002-RACK-G | 14 | 4 | Ready | tenant | CUST-2954 | N |  | N
MH-DC-002-TN-032 | MH-DC-002 | MH-DC-002-TN-032 | Tenant gear | access | Tenant-owned | Blade chassis | — |  |  |  | MH-DC-002-RACK-G | 18 | 6 | Ready | tenant | CUST-2954 | N |  | N
MH-DC-002-TN-033 | MH-DC-002 | MH-DC-002-TN-033 | Tenant gear | access | Tenant-owned | Network stack | — |  |  |  | MH-DC-002-RACK-G | 24 | 8 | Ready | tenant | CUST-2954 | N |  | N
MH-DC-002-TN-034 | MH-DC-002 | MH-DC-002-TN-034 | Tenant gear | access | Tenant-owned | Rack servers | — |  |  |  | MH-DC-002-RACK-H | 2 | 8 | Ready | tenant | CUST-1202 | N |  | N
MH-DC-002-TN-035 | MH-DC-002 | MH-DC-002-TN-035 | Tenant gear | access | Tenant-owned | Blade chassis | — |  |  |  | MH-DC-002-RACK-H | 10 | 6 | Ready | tenant | CUST-1202 | N |  | N
MH-DC-002-TN-036 | MH-DC-002 | MH-DC-002-TN-036 | Tenant gear | access | Tenant-owned | Mixed equipment | — |  |  |  | MH-DC-002-RACK-H | 16 | 2 | Ready | tenant | CUST-1202 | N |  | N
MH-DC-002-TN-037 | MH-DC-002 | MH-DC-002-TN-037 | Tenant gear | access | Tenant-owned | Blade chassis | — |  |  |  | MH-DC-002-RACK-H | 18 | 10 | Ready | tenant | CUST-1202 | N |  | N
MH-DC-002-TN-038 | MH-DC-002 | MH-DC-002-TN-038 | Tenant gear | access | Tenant-owned | Storage array | — |  |  |  | MH-DC-002-RACK-H | 28 | 4 | Ready | tenant | CUST-1202 | N |  | N
MH-DC-002-TN-039 | MH-DC-002 | MH-DC-002-TN-039 | Tenant gear | access | Tenant-owned | Storage array | — |  |  |  | MH-DC-002-RACK-I | 2 | 4 | Ready | tenant | CUST-1202 | N |  | N
MH-DC-003-PE-T4-01 | MH-DC-003 | MH-DC-003-PE-T4-01 | Router | core | JUNIPER | MX204 | 21.4R3-S5.5 | JU0011004 | 172.22.40.20 | A4:5E:60:81:9C:17 | MH-DC-003-RACK-A | 2 | 1 | Ready | operator |  | Y | COL-MH-DC-003-2 | Y
MH-DC-003-PE-T4-02 | MH-DC-003 | MH-DC-003-PE-T4-02 | Router | core | JUNIPER | MX204 | 21.4R3-S5.5 | JU0011012 | 172.22.40.21 | A4:5E:60:48:47:14 | MH-DC-003-RACK-A | 3 | 1 | Ready | operator |  | Y | COL-MH-DC-003-1 | Y
MH-DC-003-PE-T4-03 | MH-DC-003 | MH-DC-003-PE-T4-03 | Router | core | JUNIPER | MX480 | 22.2R3-S2 | JU0011018 | 172.22.40.22 | A4:5E:60:62:68:9A | MH-DC-003-RACK-A | 4 | 1 | Ready | operator |  | Y | COL-MH-DC-003-2 | Y
MH-DC-003-PE-T4-04 | MH-DC-003 | MH-DC-003-PE-T4-04 | Router | core | JUNIPER | MX480 | 22.2R3-S2 | JU0011022 | 172.22.40.23 | A4:5E:60:46:0D:26 | MH-DC-003-RACK-A | 5 | 1 | Ready | operator |  | Y | COL-MH-DC-003-1 | Y
MH-DC-003-FW-01 | MH-DC-003 | MH-DC-003-FW-01 | Firewall | core | FORTINET | FortiGate 3700F | FortiOS 7.4.3 | FG0011034 | 172.22.40.24 | A4:5E:60:4C:3C:5C | MH-DC-003-RACK-A | 6 | 3 | Ready | operator |  | Y | COL-MH-DC-003-1 | N
MH-DC-003-OLA-01 | MH-DC-003 | MH-DC-003-OLA-01 | DWDM | core | CIENA | 6500 D7 | R16.2 | CI0011040 | 172.22.40.25 | A4:5E:60:AF:38:8D | MH-DC-003-RACK-A | 9 | 6 | Ready | operator |  | Y | COL-MH-DC-003-2 | N
MH-DC-003-OLA-02 | MH-DC-003 | MH-DC-003-OLA-02 | DWDM | core | CIENA | 6500 D7 | R16.2 | CI0011044 | 172.22.40.26 | A4:5E:60:D1:DF:93 | MH-DC-003-RACK-A | 15 | 6 | Ready | operator |  | Y | COL-MH-DC-003-1 | N
MH-DC-003-AGG-R01 | MH-DC-003 | MH-DC-003-AGG-R01 | Router | spine | JUNIPER | MX480 | 22.2R3-S2 | JU0011053 | 172.22.40.27 | A4:5E:60:92:D8:FF | MH-DC-003-RACK-A | 21 | 4 | Ready | operator |  | Y | COL-MH-DC-003-1 | N
MH-DC-003-AGG-R02 | MH-DC-003 | MH-DC-003-AGG-R02 | Router | spine | JUNIPER | MX480 | 22.2R3-S2 | JU0011060 | 172.22.40.28 | A4:5E:60:A6:C5:65 | MH-DC-003-RACK-A | 25 | 4 | Ready | operator |  | Y | COL-MH-DC-003-2 | N
MH-DC-003-MMR-SW-01 | MH-DC-003 | MH-DC-003-MMR-SW-01 | Switch | leaf | CISCO | Nexus 93180YC | NX-OS 10.3(4a) | CS0011068 | 172.22.40.29 | A4:5E:60:D7:BB:54 | MH-DC-003-RACK-A | 29 | 1 | Ready | operator |  | Y | COL-MH-DC-003-1 | N
MH-DC-003-MMR-SW-02 | MH-DC-003 | MH-DC-003-MMR-SW-02 | Switch | leaf | CISCO | Nexus 93180YC | NX-OS 10.3(4a) | CS0011075 | 172.22.40.30 | A4:5E:60:7A:6A:71 | MH-DC-003-RACK-A | 30 | 1 | Ready | operator |  | Y | COL-MH-DC-003-2 | N
MH-DC-003-MMR-SW-03 | MH-DC-003 | MH-DC-003-MMR-SW-03 | Switch | leaf | JUNIPER | QFX5120-48Y | 22.2R3 | JU0011078 | 172.22.40.31 | A4:5E:60:12:4F:25 | MH-DC-003-RACK-A | 31 | 1 | Ready | operator |  | Y | COL-MH-DC-003-1 | N
MH-DC-003-MMR-SW-04 | MH-DC-003 | MH-DC-003-MMR-SW-04 | Switch | leaf | JUNIPER | QFX5120-48Y | 22.2R3 | JU0011086 | 172.22.40.32 | A4:5E:60:7E:45:27 | MH-DC-003-RACK-A | 32 | 1 | Ready | operator |  | Y | COL-MH-DC-003-2 | N
MH-DC-003-MMR-SW-05 | MH-DC-003 | MH-DC-003-MMR-SW-05 | Switch | leaf | ARISTA | 7050SX3-48YC | EOS 4.31.1F | AR0011096 | 172.22.40.33 | A4:5E:60:DE:53:41 | MH-DC-003-RACK-A | 33 | 1 | Ready | operator |  | Y | COL-MH-DC-003-1 | N
MH-DC-003-TOR-001 | MH-DC-003 | MH-DC-003-TOR-001 | Switch | access | CISCO | Nexus 93180YC | NX-OS 10.3(4a) | CS0011101 | 172.22.40.34 | A4:5E:60:DF:F2:97 | MH-DC-003-RACK-A | 34 | 1 | Ready | operator |  | Y | COL-MH-DC-003-1 | N
MH-DC-003-TOR-002 | MH-DC-003 | MH-DC-003-TOR-002 | Switch | access | CISCO | Nexus 93180YC | NX-OS 10.3(4a) | CS0011111 | 172.22.40.35 | A4:5E:60:65:9A:9F | MH-DC-003-RACK-A | 35 | 1 | Ready | operator |  | Y | COL-MH-DC-003-2 | N
MH-DC-003-TOR-003 | MH-DC-003 | MH-DC-003-TOR-003 | Switch | access | JUNIPER | QFX5120-48Y | 22.2R3 | JU0011115 | 172.22.40.36 | A4:5E:60:6D:9C:CC | MH-DC-003-RACK-A | 36 | 1 | Ready | operator |  | Y | COL-MH-DC-003-1 | N
MH-DC-003-TOR-004 | MH-DC-003 | MH-DC-003-TOR-004 | Switch | access | JUNIPER | QFX5120-48Y | 22.2R3 | JU0011121 | 172.22.40.37 | A4:5E:60:C8:1F:CA | MH-DC-003-RACK-B | 2 | 1 | Ready | operator |  | Y | COL-MH-DC-003-2 | N
MH-DC-003-TN-001 | MH-DC-003 | MH-DC-003-TN-001 | Tenant gear | access | Tenant-owned | Network stack | — |  |  |  | MH-DC-003-RACK-B | 3 | 4 | Ready | tenant |  | N |  | N
MH-DC-003-TN-002 | MH-DC-003 | MH-DC-003-TN-002 | Tenant gear | access | Tenant-owned | Network stack | — |  |  |  | MH-DC-003-RACK-B | 7 | 4 | Ready | tenant |  | N |  | N
MH-DC-003-TN-003 | MH-DC-003 | MH-DC-003-TN-003 | Tenant gear | access | Tenant-owned | HPC nodes | — |  |  |  | MH-DC-003-RACK-B | 11 | 4 | Ready | tenant |  | N |  | N
MH-DC-003-TN-004 | MH-DC-003 | MH-DC-003-TN-004 | Tenant gear | access | Tenant-owned | Mixed equipment | — |  |  |  | MH-DC-003-RACK-B | 15 | 2 | Ready | tenant |  | N |  | N
MH-DC-003-TN-005 | MH-DC-003 | MH-DC-003-TN-005 | Tenant gear | access | Tenant-owned | Rack servers | — |  |  |  | MH-DC-003-RACK-B | 17 | 10 | Ready | tenant |  | N |  | N
MH-DC-003-TN-006 | MH-DC-003 | MH-DC-003-TN-006 | Tenant gear | access | Tenant-owned | Storage array | — |  |  |  | MH-DC-003-RACK-C | 2 | 8 | Ready | tenant | CUST-6468 | N |  | N
MH-DC-003-TN-007 | MH-DC-003 | MH-DC-003-TN-007 | Tenant gear | access | Tenant-owned | HPC nodes | — |  |  |  | MH-DC-003-RACK-C | 10 | 2 | Ready | tenant | CUST-6468 | N |  | N
MH-DC-003-TN-008 | MH-DC-003 | MH-DC-003-TN-008 | Tenant gear | access | Tenant-owned | Blade chassis | — |  |  |  | MH-DC-003-RACK-C | 12 | 2 | Ready | tenant | CUST-6468 | N |  | N
MH-DC-003-TN-009 | MH-DC-003 | MH-DC-003-TN-009 | Tenant gear | access | Tenant-owned | Rack servers | — |  |  |  | MH-DC-003-RACK-C | 14 | 6 | Ready | tenant | CUST-6468 | N |  | N
MH-DC-003-TN-010 | MH-DC-003 | MH-DC-003-TN-010 | Tenant gear | access | Tenant-owned | HPC nodes | — |  |  |  | MH-DC-003-RACK-C | 20 | 4 | Ready | tenant | CUST-6468 | N |  | N
MH-DC-003-TN-011 | MH-DC-003 | MH-DC-003-TN-011 | Tenant gear | access | Tenant-owned | Mixed equipment | — |  |  |  | MH-DC-003-RACK-C | 24 | 6 | Ready | tenant | CUST-6468 | N |  | N
MH-DC-003-TN-012 | MH-DC-003 | MH-DC-003-TN-012 | Tenant gear | access | Tenant-owned | Mixed equipment | — |  |  |  | MH-DC-003-RACK-C | 30 | 6 | Ready | tenant | CUST-6468 | N |  | N
MH-DC-003-TN-013 | MH-DC-003 | MH-DC-003-TN-013 | Tenant gear | access | Tenant-owned | Rack servers | — |  |  |  | MH-DC-003-RACK-D | 2 | 2 | Ready | tenant | CUST-1202 | N |  | N
MH-DC-003-TN-014 | MH-DC-003 | MH-DC-003-TN-014 | Tenant gear | access | Tenant-owned | Rack servers | — |  |  |  | MH-DC-003-RACK-D | 4 | 2 | Ready | tenant | CUST-1202 | N |  | N
MH-DC-003-TN-015 | MH-DC-003 | MH-DC-003-TN-015 | Tenant gear | access | Tenant-owned | Mixed equipment | — |  |  |  | MH-DC-003-RACK-D | 6 | 4 | Ready | tenant | CUST-1202 | N |  | N
MH-DC-003-TN-016 | MH-DC-003 | MH-DC-003-TN-016 | Tenant gear | access | Tenant-owned | Network stack | — |  |  |  | MH-DC-003-RACK-D | 10 | 2 | Ready | tenant | CUST-1202 | N |  | N
MH-DC-003-TN-017 | MH-DC-003 | MH-DC-003-TN-017 | Tenant gear | access | Tenant-owned | Rack servers | — |  |  |  | MH-DC-003-RACK-D | 12 | 8 | Ready | tenant | CUST-1202 | N |  | N
MH-DC-003-TN-018 | MH-DC-003 | MH-DC-003-TN-018 | Tenant gear | access | Tenant-owned | Mixed equipment | — |  |  |  | MH-DC-003-RACK-D | 20 | 10 | Ready | tenant | CUST-1202 | N |  | N
MH-DC-003-TN-019 | MH-DC-003 | MH-DC-003-TN-019 | Tenant gear | access | Tenant-owned | HPC nodes | — |  |  |  | MH-DC-003-RACK-D | 30 | 4 | Ready | tenant | CUST-1202 | N |  | N
MH-DC-003-TN-020 | MH-DC-003 | MH-DC-003-TN-020 | Tenant gear | access | Tenant-owned | Storage array | — |  |  |  | MH-DC-003-RACK-D | 34 | 2 | Ready | tenant | CUST-1202 | N |  | N
MH-DC-003-TN-021 | MH-DC-003 | MH-DC-003-TN-021 | Tenant gear | access | Tenant-owned | Storage array | — |  |  |  | MH-DC-003-RACK-E | 2 | 6 | Ready | tenant | CUST-1202 | N |  | N
MH-DC-003-TN-022 | MH-DC-003 | MH-DC-003-TN-022 | Tenant gear | access | Tenant-owned | HPC nodes | — |  |  |  | MH-DC-003-RACK-E | 8 | 8 | Ready | tenant | CUST-1202 | N |  | N
MH-DC-003-TN-023 | MH-DC-003 | MH-DC-003-TN-023 | Tenant gear | access | Tenant-owned | Storage array | — |  |  |  | MH-DC-003-RACK-E | 16 | 4 | Ready | tenant | CUST-1202 | N |  | N
MH-DC-003-TN-024 | MH-DC-003 | MH-DC-003-TN-024 | Tenant gear | access | Tenant-owned | Rack servers | — |  |  |  | MH-DC-003-RACK-E | 20 | 8 | Ready | tenant | CUST-1202 | N |  | N
MH-DC-003-TN-025 | MH-DC-003 | MH-DC-003-TN-025 | Tenant gear | access | Tenant-owned | Mixed equipment | — |  |  |  | MH-DC-003-RACK-E | 28 | 4 | Ready | tenant | CUST-1202 | N |  | N
MH-DC-003-TN-026 | MH-DC-003 | MH-DC-003-TN-026 | Tenant gear | access | Tenant-owned | Network stack | — |  |  |  | MH-DC-003-RACK-F | 2 | 8 | Ready | tenant | CUST-1202 | N |  | N
MH-DC-003-TN-027 | MH-DC-003 | MH-DC-003-TN-027 | Tenant gear | access | Tenant-owned | Rack servers | — |  |  |  | MH-DC-003-RACK-F | 10 | 10 | Ready | tenant | CUST-1202 | N |  | N
MH-DC-003-TN-028 | MH-DC-003 | MH-DC-003-TN-028 | Tenant gear | access | Tenant-owned | Rack servers | — |  |  |  | MH-DC-003-RACK-F | 20 | 4 | Ready | tenant | CUST-1202 | N |  | N
MH-DC-003-TN-029 | MH-DC-003 | MH-DC-003-TN-029 | Tenant gear | access | Tenant-owned | Storage array | — |  |  |  | MH-DC-003-RACK-F | 24 | 4 | Ready | tenant | CUST-1202 | N |  | N
MH-DC-003-TN-030 | MH-DC-003 | MH-DC-003-TN-030 | Tenant gear | access | Tenant-owned | Rack servers | — |  |  |  | MH-DC-003-RACK-F | 28 | 8 | Ready | tenant | CUST-1202 | N |  | N
MH-DC-003-TN-031 | MH-DC-003 | MH-DC-003-TN-031 | Tenant gear | access | Tenant-owned | HPC nodes | — |  |  |  | MH-DC-003-RACK-G | 2 | 8 | Ready | tenant | CUST-1202 | N |  | N
MH-DC-003-TN-032 | MH-DC-003 | MH-DC-003-TN-032 | Tenant gear | access | Tenant-owned | Blade chassis | — |  |  |  | MH-DC-003-RACK-G | 10 | 8 | Ready | tenant | CUST-1202 | N |  | N
MH-DC-003-TN-033 | MH-DC-003 | MH-DC-003-TN-033 | Tenant gear | access | Tenant-owned | Blade chassis | — |  |  |  | MH-DC-003-RACK-G | 18 | 10 | Ready | tenant | CUST-1202 | N |  | N
MH-DC-003-TN-034 | MH-DC-003 | MH-DC-003-TN-034 | Tenant gear | access | Tenant-owned | Blade chassis | — |  |  |  | MH-DC-003-RACK-G | 28 | 8 | Ready | tenant | CUST-1202 | N |  | N
MH-DC-003-TN-035 | MH-DC-003 | MH-DC-003-TN-035 | Tenant gear | access | Tenant-owned | Mixed equipment | — |  |  |  | MH-DC-003-RACK-H | 2 | 10 | Ready | tenant | CUST-1202 | N |  | N
MH-DC-003-TN-036 | MH-DC-003 | MH-DC-003-TN-036 | Tenant gear | access | Tenant-owned | Storage array | — |  |  |  | MH-DC-003-RACK-H | 12 | 10 | Ready | tenant | CUST-1202 | N |  | N
MH-DC-003-TN-037 | MH-DC-003 | MH-DC-003-TN-037 | Tenant gear | access | Tenant-owned | Rack servers | — |  |  |  | MH-DC-003-RACK-H | 22 | 2 | Ready | tenant | CUST-1202 | N |  | N
MH-DC-003-TN-038 | MH-DC-003 | MH-DC-003-TN-038 | Tenant gear | access | Tenant-owned | Mixed equipment | — |  |  |  | MH-DC-003-RACK-H | 24 | 6 | Ready | tenant | CUST-1202 | N |  | N
MH-DC-003-TN-039 | MH-DC-003 | MH-DC-003-TN-039 | Tenant gear | access | Tenant-owned | Network stack | — |  |  |  | MH-DC-003-RACK-I | 2 | 6 | Ready | tenant | CUST-1202 | N |  | N
MH-DC-003-TN-040 | MH-DC-003 | MH-DC-003-TN-040 | Tenant gear | access | Tenant-owned | Mixed equipment | — |  |  |  | MH-DC-003-RACK-I | 8 | 6 | Ready | tenant | CUST-1202 | N |  | N
MH-DC-003-TN-041 | MH-DC-003 | MH-DC-003-TN-041 | Tenant gear | access | Tenant-owned | Blade chassis | — |  |  |  | MH-DC-003-RACK-I | 14 | 10 | Ready | tenant | CUST-1202 | N |  | N
MH-DC-003-TN-042 | MH-DC-003 | MH-DC-003-TN-042 | Tenant gear | access | Tenant-owned | HPC nodes | — |  |  |  | MH-DC-003-RACK-I | 24 | 4 | Ready | tenant | CUST-1202 | N |  | N
MH-DC-003-TN-043 | MH-DC-003 | MH-DC-003-TN-043 | Tenant gear | access | Tenant-owned | Mixed equipment | — |  |  |  | MH-DC-003-RACK-J | 2 | 10 | Ready | tenant | CUST-2073 | N |  | N
MH-DC-003-TN-044 | MH-DC-003 | MH-DC-003-TN-044 | Tenant gear | access | Tenant-owned | Storage array | — |  |  |  | MH-DC-003-RACK-J | 12 | 8 | Ready | tenant | CUST-2073 | N |  | N
MH-DC-003-TN-045 | MH-DC-003 | MH-DC-003-TN-045 | Tenant gear | access | Tenant-owned | Storage array | — |  |  |  | MH-DC-003-RACK-J | 20 | 10 | Ready | tenant | CUST-2073 | N |  | N
MH-DC-003-TN-046 | MH-DC-003 | MH-DC-003-TN-046 | Tenant gear | access | Tenant-owned | Rack servers | — |  |  |  | MH-DC-003-RACK-J | 30 | 4 | Ready | tenant | CUST-2073 | N |  | N
MH-DC-003-TN-047 | MH-DC-003 | MH-DC-003-TN-047 | Tenant gear | access | Tenant-owned | Network stack | — |  |  |  | MH-DC-003-RACK-K | 2 | 10 | Ready | tenant | CUST-2073 | N |  | N
MH-DC-003-TN-048 | MH-DC-003 | MH-DC-003-TN-048 | Tenant gear | access | Tenant-owned | Storage array | — |  |  |  | MH-DC-003-RACK-K | 12 | 2 | Ready | tenant | CUST-2073 | N |  | N
MH-DC-003-TN-049 | MH-DC-003 | MH-DC-003-TN-049 | Tenant gear | access | Tenant-owned | Network stack | — |  |  |  | MH-DC-003-RACK-K | 14 | 2 | Ready | tenant | CUST-2073 | N |  | N
MH-DC-003-TN-050 | MH-DC-003 | MH-DC-003-TN-050 | Tenant gear | access | Tenant-owned | Blade chassis | — |  |  |  | MH-DC-003-RACK-K | 16 | 6 | Ready | tenant | CUST-2073 | N |  | N
MH-DC-004-PE-T4-01 | MH-DC-004 | MH-DC-004-PE-T4-01 | Router | core | JUNIPER | MX204 | 21.4R3-S5.5 | JU0011004 | 172.31.40.20 | A4:5E:60:0A:B2:87 | MH-DC-004-RACK-A | 2 | 1 | Ready | operator |  | Y | COL-MH-DC-004-1 | Y
MH-DC-004-PE-T4-02 | MH-DC-004 | MH-DC-004-PE-T4-02 | Router | core | JUNIPER | MX204 | 21.4R3-S5.5 | JU0011007 | 172.31.40.21 | A4:5E:60:A1:00:A7 | MH-DC-004-RACK-A | 3 | 1 | Ready | operator |  | Y | COL-MH-DC-004-2 | Y
MH-DC-004-PE-T4-03 | MH-DC-004 | MH-DC-004-PE-T4-03 | Router | core | JUNIPER | MX204 | 21.4R3-S5.5 | JU0011014 | 172.31.40.22 | A4:5E:60:B8:97:59 | MH-DC-004-RACK-A | 4 | 1 | Ready | operator |  | Y | COL-MH-DC-004-1 | Y
MH-DC-004-PE-T4-04 | MH-DC-004 | MH-DC-004-PE-T4-04 | Router | core | JUNIPER | MX204 | 21.4R3-S5.5 | JU0011025 | 172.31.40.23 | A4:5E:60:40:D9:5D | MH-DC-004-RACK-A | 5 | 1 | Ready | operator |  | Y | COL-MH-DC-004-2 | Y
MH-DC-004-FW-01 | MH-DC-004 | MH-DC-004-FW-01 | Firewall | core | FORTINET | FortiGate 3700F | FortiOS 7.4.3 | FG0011030 | 172.31.40.24 | A4:5E:60:17:68:7F | MH-DC-004-RACK-A | 6 | 3 | Ready | operator |  | Y | COL-MH-DC-004-2 | N
MH-DC-004-OLA-01 | MH-DC-004 | MH-DC-004-OLA-01 | DWDM | core | NOKIA | 1830 PSS-16II | R23.6 | NK0011037 | 172.31.40.25 | A4:5E:60:CA:0D:06 | MH-DC-004-RACK-A | 9 | 6 | Ready | operator |  | Y | COL-MH-DC-004-1 | N
MH-DC-004-AGG-R01 | MH-DC-004 | MH-DC-004-AGG-R01 | Router | spine | JUNIPER | MX480 | 22.2R3-S2 | JU0011048 | 172.31.40.26 | A4:5E:60:2C:C2:81 | MH-DC-004-RACK-A | 15 | 4 | Ready | operator |  | Y | COL-MH-DC-004-2 | N
MH-DC-004-AGG-R02 | MH-DC-004 | MH-DC-004-AGG-R02 | Router | spine | JUNIPER | MX480 | 22.2R3-S2 | JU0011052 | 172.31.40.27 | A4:5E:60:9E:1D:2B | MH-DC-004-RACK-A | 19 | 4 | Ready | operator |  | Y | COL-MH-DC-004-1 | N
MH-DC-004-MMR-SW-01 | MH-DC-004 | MH-DC-004-MMR-SW-01 | Switch | leaf | JUNIPER | QFX5120-48Y | 22.2R3 | JU0011056 | 172.31.40.28 | A4:5E:60:F5:41:A0 | MH-DC-004-RACK-A | 23 | 1 | Ready | operator |  | Y | COL-MH-DC-004-2 | N
MH-DC-004-MMR-SW-02 | MH-DC-004 | MH-DC-004-MMR-SW-02 | Switch | leaf | ARISTA | 7050SX3-48YC | EOS 4.31.1F | AR0011064 | 172.31.40.29 | A4:5E:60:01:13:B5 | MH-DC-004-RACK-A | 24 | 1 | Ready | operator |  | Y | COL-MH-DC-004-1 | N
MH-DC-004-MMR-SW-03 | MH-DC-004 | MH-DC-004-MMR-SW-03 | Switch | leaf | JUNIPER | QFX5120-48Y | 22.2R3 | JU0011073 | 172.31.40.30 | A4:5E:60:B1:CD:60 | MH-DC-004-RACK-A | 25 | 1 | Ready | operator |  | Y | COL-MH-DC-004-2 | N
MH-DC-004-MMR-SW-04 | MH-DC-004 | MH-DC-004-MMR-SW-04 | Switch | leaf | JUNIPER | QFX5120-48Y | 22.2R3 | JU0011078 | 172.31.40.31 | A4:5E:60:EA:96:F8 | MH-DC-004-RACK-A | 26 | 1 | Ready | operator |  | Y | COL-MH-DC-004-1 | N
MH-DC-004-TOR-001 | MH-DC-004 | MH-DC-004-TOR-001 | Switch | access | CISCO | Nexus 93180YC | NX-OS 10.3(4a) | CS0011084 | 172.31.40.32 | A4:5E:60:58:01:6A | MH-DC-004-RACK-A | 27 | 1 | Ready | operator |  | Y | COL-MH-DC-004-2 | N
MH-DC-004-TOR-002 | MH-DC-004 | MH-DC-004-TOR-002 | Switch | access | JUNIPER | QFX5120-48Y | 22.2R3 | JU0011092 | 172.31.40.33 | A4:5E:60:4E:DF:5C | MH-DC-004-RACK-A | 28 | 1 | Ready | operator |  | Y | COL-MH-DC-004-1 | N
MH-DC-004-TN-001 | MH-DC-004 | MH-DC-004-TN-001 | Tenant gear | access | Tenant-owned | Mixed equipment | — |  |  |  | MH-DC-004-RACK-A | 29 | 6 | Ready | tenant |  | N |  | N
MH-DC-004-TN-002 | MH-DC-004 | MH-DC-004-TN-002 | Tenant gear | access | Tenant-owned | Rack servers | — |  |  |  | MH-DC-004-RACK-A | 35 | 2 | Ready | tenant |  | N |  | N
MH-DC-004-TN-003 | MH-DC-004 | MH-DC-004-TN-003 | Tenant gear | access | Tenant-owned | Rack servers | — |  |  |  | MH-DC-004-RACK-B | 2 | 2 | Ready | tenant | CUST-2954 | N |  | N
MH-DC-004-TN-004 | MH-DC-004 | MH-DC-004-TN-004 | Tenant gear | access | Tenant-owned | Rack servers | — |  |  |  | MH-DC-004-RACK-B | 4 | 2 | Ready | tenant | CUST-2954 | N |  | N
MH-DC-004-TN-005 | MH-DC-004 | MH-DC-004-TN-005 | Tenant gear | access | Tenant-owned | Storage array | — |  |  |  | MH-DC-004-RACK-B | 6 | 2 | Ready | tenant | CUST-2954 | N |  | N
MH-DC-004-TN-006 | MH-DC-004 | MH-DC-004-TN-006 | Tenant gear | access | Tenant-owned | HPC nodes | — |  |  |  | MH-DC-004-RACK-B | 8 | 2 | Ready | tenant | CUST-2954 | N |  | N
MH-DC-004-TN-007 | MH-DC-004 | MH-DC-004-TN-007 | Tenant gear | access | Tenant-owned | Rack servers | — |  |  |  | MH-DC-004-RACK-B | 10 | 4 | Ready | tenant | CUST-2954 | N |  | N
MH-DC-004-TN-008 | MH-DC-004 | MH-DC-004-TN-008 | Tenant gear | access | Tenant-owned | Network stack | — |  |  |  | MH-DC-004-RACK-B | 14 | 8 | Ready | tenant | CUST-2954 | N |  | N
MH-DC-004-TN-009 | MH-DC-004 | MH-DC-004-TN-009 | Tenant gear | access | Tenant-owned | Blade chassis | — |  |  |  | MH-DC-004-RACK-B | 22 | 4 | Ready | tenant | CUST-2954 | N |  | N
MH-DC-004-TN-010 | MH-DC-004 | MH-DC-004-TN-010 | Tenant gear | access | Tenant-owned | Storage array | — |  |  |  | MH-DC-004-RACK-B | 26 | 4 | Ready | tenant | CUST-2954 | N |  | N
MH-DC-004-TN-011 | MH-DC-004 | MH-DC-004-TN-011 | Tenant gear | access | Tenant-owned | Blade chassis | — |  |  |  | MH-DC-004-RACK-B | 30 | 2 | Ready | tenant | CUST-2954 | N |  | N
MH-DC-004-TN-012 | MH-DC-004 | MH-DC-004-TN-012 | Tenant gear | access | Tenant-owned | Blade chassis | — |  |  |  | MH-DC-004-RACK-B | 32 | 2 | Ready | tenant | CUST-2954 | N |  | N
MH-DC-004-TN-013 | MH-DC-004 | MH-DC-004-TN-013 | Tenant gear | access | Tenant-owned | Rack servers | — |  |  |  | MH-DC-004-RACK-C | 2 | 2 | Ready | tenant | CUST-2954 | N |  | N
MH-DC-004-TN-014 | MH-DC-004 | MH-DC-004-TN-014 | Tenant gear | access | Tenant-owned | Blade chassis | — |  |  |  | MH-DC-004-RACK-C | 4 | 10 | Ready | tenant | CUST-2954 | N |  | N
MH-DC-004-TN-015 | MH-DC-004 | MH-DC-004-TN-015 | Tenant gear | access | Tenant-owned | Mixed equipment | — |  |  |  | MH-DC-004-RACK-C | 14 | 2 | Ready | tenant | CUST-2954 | N |  | N
MH-DC-004-TN-016 | MH-DC-004 | MH-DC-004-TN-016 | Tenant gear | access | Tenant-owned | Network stack | — |  |  |  | MH-DC-004-RACK-C | 16 | 4 | Ready | tenant | CUST-2954 | N |  | N
MH-DC-004-TN-017 | MH-DC-004 | MH-DC-004-TN-017 | Tenant gear | access | Tenant-owned | HPC nodes | — |  |  |  | MH-DC-004-RACK-C | 20 | 8 | Ready | tenant | CUST-2954 | N |  | N
MH-DC-004-TN-018 | MH-DC-004 | MH-DC-004-TN-018 | Tenant gear | access | Tenant-owned | Network stack | — |  |  |  | MH-DC-004-RACK-C | 28 | 4 | Ready | tenant | CUST-2954 | N |  | N
MH-DC-004-TN-019 | MH-DC-004 | MH-DC-004-TN-019 | Tenant gear | access | Tenant-owned | Mixed equipment | — |  |  |  | MH-DC-004-RACK-D | 2 | 6 | Ready | tenant | CUST-1202 | N |  | N
MH-DC-004-TN-020 | MH-DC-004 | MH-DC-004-TN-020 | Tenant gear | access | Tenant-owned | Network stack | — |  |  |  | MH-DC-004-RACK-D | 8 | 10 | Ready | tenant | CUST-1202 | N |  | N
MH-DC-004-TN-021 | MH-DC-004 | MH-DC-004-TN-021 | Tenant gear | access | Tenant-owned | Network stack | — |  |  |  | MH-DC-004-RACK-D | 18 | 10 | Ready | tenant | CUST-1202 | N |  | N
MH-DC-004-TN-022 | MH-DC-004 | MH-DC-004-TN-022 | Tenant gear | access | Tenant-owned | Storage array | — |  |  |  | MH-DC-004-RACK-E | 2 | 10 | Ready | tenant | CUST-1202 | N |  | N
MH-DC-004-TN-023 | MH-DC-004 | MH-DC-004-TN-023 | Tenant gear | access | Tenant-owned | HPC nodes | — |  |  |  | MH-DC-004-RACK-E | 12 | 2 | Ready | tenant | CUST-1202 | N |  | N
MH-DC-004-TN-024 | MH-DC-004 | MH-DC-004-TN-024 | Tenant gear | access | Tenant-owned | Network stack | — |  |  |  | MH-DC-004-RACK-E | 14 | 4 | Ready | tenant | CUST-1202 | N |  | N
MH-DC-004-TN-025 | MH-DC-004 | MH-DC-004-TN-025 | Tenant gear | access | Tenant-owned | Blade chassis | — |  |  |  | MH-DC-004-RACK-E | 18 | 8 | Ready | tenant | CUST-1202 | N |  | N
MH-DC-004-TN-026 | MH-DC-004 | MH-DC-004-TN-026 | Tenant gear | access | Tenant-owned | HPC nodes | — |  |  |  | MH-DC-004-RACK-E | 26 | 2 | Ready | tenant | CUST-1202 | N |  | N
UP-DC-005-PE-T4-01 | UP-DC-005 | UP-DC-005-PE-T4-01 | Router | core | JUNIPER | MX204 | 21.4R3-S5.5 | JU0011006 | 172.28.40.20 | A4:5E:60:16:FC:2D | UP-DC-005-RACK-A | 2 | 1 | Ready | operator |  | Y | COL-UP-DC-005-2 | Y
UP-DC-005-PE-T4-02 | UP-DC-005 | UP-DC-005-PE-T4-02 | Router | core | JUNIPER | MX204 | 21.4R3-S5.5 | JU0011010 | 172.28.40.21 | A4:5E:60:41:28:E2 | UP-DC-005-RACK-A | 3 | 1 | Ready | operator |  | Y | COL-UP-DC-005-1 | Y
UP-DC-005-PE-T4-03 | UP-DC-005 | UP-DC-005-PE-T4-03 | Router | core | CISCO | ASR 9006 | IOS XR 7.9.2 | CS0011014 | 172.28.40.22 | A4:5E:60:F3:08:DF | UP-DC-005-RACK-A | 4 | 1 | Ready | operator |  | Y | COL-UP-DC-005-2 | Y
UP-DC-005-PE-T4-04 | UP-DC-005 | UP-DC-005-PE-T4-04 | Router | core | CISCO | ASR 9006 | IOS XR 7.9.2 | CS0011024 | 172.28.40.23 | A4:5E:60:CB:08:C6 | UP-DC-005-RACK-A | 5 | 1 | Ready | operator |  | Y | COL-UP-DC-005-1 | Y
UP-DC-005-FW-01 | UP-DC-005 | UP-DC-005-FW-01 | Firewall | core | FORTINET | FortiGate 3700F | FortiOS 7.4.3 | FG0011032 | 172.28.40.24 | A4:5E:60:79:E2:DA | UP-DC-005-RACK-A | 6 | 3 | Ready | operator |  | Y | COL-UP-DC-005-1 | N
UP-DC-005-OLA-01 | UP-DC-005 | UP-DC-005-OLA-01 | DWDM | core | NOKIA | 1830 PSS-16II | R23.6 | NK0011036 | 172.28.40.25 | A4:5E:60:A7:6B:64 | UP-DC-005-RACK-A | 9 | 6 | Ready | operator |  | Y | COL-UP-DC-005-2 | N
UP-DC-005-OLA-02 | UP-DC-005 | UP-DC-005-OLA-02 | DWDM | core | CIENA | 6500 D7 | R16.2 | CI0011046 | 172.28.40.26 | A4:5E:60:44:A5:5C | UP-DC-005-RACK-A | 15 | 6 | Ready | operator |  | Y | COL-UP-DC-005-1 | N
UP-DC-005-AGG-R01 | UP-DC-005 | UP-DC-005-AGG-R01 | Router | spine | JUNIPER | MX480 | 22.2R3-S2 | JU0011050 | 172.28.40.27 | A4:5E:60:A9:07:39 | UP-DC-005-RACK-A | 21 | 4 | Ready | operator |  | Y | COL-UP-DC-005-1 | N
UP-DC-005-AGG-R02 | UP-DC-005 | UP-DC-005-AGG-R02 | Router | spine | JUNIPER | MX480 | 22.2R3-S2 | JU0011056 | 172.28.40.28 | A4:5E:60:54:05:1C | UP-DC-005-RACK-A | 25 | 4 | Ready | operator |  | Y | COL-UP-DC-005-2 | N
UP-DC-005-AGG-R03 | UP-DC-005 | UP-DC-005-AGG-R03 | Router | spine | JUNIPER | MX480 | 22.2R3-S2 | JU0011064 | 172.28.40.29 | A4:5E:60:C7:AC:0F | UP-DC-005-RACK-A | 29 | 4 | Ready | operator |  | Y | COL-UP-DC-005-1 | N
UP-DC-005-MMR-SW-01 | UP-DC-005 | UP-DC-005-MMR-SW-01 | Switch | leaf | JUNIPER | QFX5120-48Y | 22.2R3 | JU0011071 | 172.28.40.30 | A4:5E:60:CC:42:98 | UP-DC-005-RACK-A | 33 | 1 | Ready | operator |  | Y | COL-UP-DC-005-1 | N
UP-DC-005-MMR-SW-02 | UP-DC-005 | UP-DC-005-MMR-SW-02 | Switch | leaf | ARISTA | 7050SX3-48YC | EOS 4.31.1F | AR0011080 | 172.28.40.31 | A4:5E:60:B3:E4:0F | UP-DC-005-RACK-A | 34 | 1 | Ready | operator |  | Y | COL-UP-DC-005-2 | N
UP-DC-005-MMR-SW-03 | UP-DC-005 | UP-DC-005-MMR-SW-03 | Switch | leaf | CISCO | Nexus 93180YC | NX-OS 10.3(4a) | CS0011089 | 172.28.40.32 | A4:5E:60:8B:1E:13 | UP-DC-005-RACK-A | 35 | 1 | Ready | operator |  | Y | COL-UP-DC-005-1 | N
UP-DC-005-MMR-SW-04 | UP-DC-005 | UP-DC-005-MMR-SW-04 | Switch | leaf | ARISTA | 7050SX3-48YC | EOS 4.31.1F | AR0011095 | 172.28.40.33 | A4:5E:60:E4:63:95 | UP-DC-005-RACK-A | 36 | 1 | Ready | operator |  | Y | COL-UP-DC-005-2 | N
UP-DC-005-MMR-SW-05 | UP-DC-005 | UP-DC-005-MMR-SW-05 | Switch | leaf | JUNIPER | QFX5120-48Y | 22.2R3 | JU0011099 | 172.28.40.34 | A4:5E:60:35:19:31 | UP-DC-005-RACK-B | 2 | 1 | Ready | operator |  | Y | COL-UP-DC-005-1 | N
UP-DC-005-MMR-SW-06 | UP-DC-005 | UP-DC-005-MMR-SW-06 | Switch | leaf | JUNIPER | QFX5120-48Y | 22.2R3 | JU0011105 | 172.28.40.35 | A4:5E:60:9E:55:D7 | UP-DC-005-RACK-B | 3 | 1 | Ready | operator |  | Y | COL-UP-DC-005-2 | N
UP-DC-005-MMR-SW-07 | UP-DC-005 | UP-DC-005-MMR-SW-07 | Switch | leaf | JUNIPER | QFX5120-48Y | 22.2R3 | JU0011118 | 172.28.40.36 | A4:5E:60:82:26:49 | UP-DC-005-RACK-B | 4 | 1 | Ready | operator |  | Y | COL-UP-DC-005-1 | N
UP-DC-005-TOR-001 | UP-DC-005 | UP-DC-005-TOR-001 | Switch | access | ARISTA | 7050SX3-48YC | EOS 4.31.1F | AR0011121 | 172.28.40.37 | A4:5E:60:57:E7:6B | UP-DC-005-RACK-B | 5 | 1 | Ready | operator |  | Y | COL-UP-DC-005-1 | N
UP-DC-005-TOR-002 | UP-DC-005 | UP-DC-005-TOR-002 | Switch | access | CISCO | Nexus 93180YC | NX-OS 10.3(4a) | CS0011131 | 172.28.40.38 | A4:5E:60:E9:8A:20 | UP-DC-005-RACK-B | 6 | 1 | Ready | operator |  | Y | COL-UP-DC-005-2 | N
UP-DC-005-TOR-003 | UP-DC-005 | UP-DC-005-TOR-003 | Switch | access | JUNIPER | QFX5120-48Y | 22.2R3 | JU0011136 | 172.28.40.39 | A4:5E:60:2E:F9:F8 | UP-DC-005-RACK-B | 7 | 1 | Ready | operator |  | Y | COL-UP-DC-005-1 | N
UP-DC-005-TOR-004 | UP-DC-005 | UP-DC-005-TOR-004 | Switch | access | CISCO | Nexus 93180YC | NX-OS 10.3(4a) | CS0011145 | 172.28.40.40 | A4:5E:60:AF:C1:48 | UP-DC-005-RACK-B | 8 | 1 | Ready | operator |  | Y | COL-UP-DC-005-2 | N
UP-DC-005-TOR-005 | UP-DC-005 | UP-DC-005-TOR-005 | Switch | access | CISCO | Nexus 93180YC | NX-OS 10.3(4a) | CS0011152 | 172.28.40.41 | A4:5E:60:7F:F3:BB | UP-DC-005-RACK-B | 9 | 1 | Ready | operator |  | Y | COL-UP-DC-005-1 | N
UP-DC-005-TN-001 | UP-DC-005 | UP-DC-005-TN-001 | Tenant gear | access | Tenant-owned | Blade chassis | — |  |  |  | UP-DC-005-RACK-B | 10 | 4 | Ready | tenant |  | N |  | N
UP-DC-005-TN-002 | UP-DC-005 | UP-DC-005-TN-002 | Tenant gear | access | Tenant-owned | Rack servers | — |  |  |  | UP-DC-005-RACK-B | 14 | 2 | Ready | tenant |  | N |  | N
UP-DC-005-TN-003 | UP-DC-005 | UP-DC-005-TN-003 | Tenant gear | access | Tenant-owned | HPC nodes | — |  |  |  | UP-DC-005-RACK-B | 16 | 10 | Ready | tenant |  | N |  | N
UP-DC-005-TN-004 | UP-DC-005 | UP-DC-005-TN-004 | Tenant gear | access | Tenant-owned | HPC nodes | — |  |  |  | UP-DC-005-RACK-B | 26 | 4 | Ready | tenant |  | N |  | N
UP-DC-005-TN-005 | UP-DC-005 | UP-DC-005-TN-005 | Tenant gear | access | Tenant-owned | HPC nodes | — |  |  |  | UP-DC-005-RACK-B | 30 | 2 | Ready | tenant |  | N |  | N
UP-DC-005-TN-006 | UP-DC-005 | UP-DC-005-TN-006 | Tenant gear | access | Tenant-owned | Rack servers | — |  |  |  | UP-DC-005-RACK-C | 2 | 8 | Ready | tenant | CUST-7359 | N |  | N
UP-DC-005-TN-007 | UP-DC-005 | UP-DC-005-TN-007 | Tenant gear | access | Tenant-owned | Rack servers | — |  |  |  | UP-DC-005-RACK-C | 10 | 8 | Ready | tenant | CUST-7359 | N |  | N
UP-DC-005-TN-008 | UP-DC-005 | UP-DC-005-TN-008 | Tenant gear | access | Tenant-owned | Mixed equipment | — |  |  |  | UP-DC-005-RACK-C | 18 | 4 | Ready | tenant | CUST-7359 | N |  | N
UP-DC-005-TN-009 | UP-DC-005 | UP-DC-005-TN-009 | Tenant gear | access | Tenant-owned | HPC nodes | — |  |  |  | UP-DC-005-RACK-C | 22 | 6 | Ready | tenant | CUST-7359 | N |  | N
UP-DC-005-TN-010 | UP-DC-005 | UP-DC-005-TN-010 | Tenant gear | access | Tenant-owned | Rack servers | — |  |  |  | UP-DC-005-RACK-C | 28 | 4 | Ready | tenant | CUST-7359 | N |  | N
UP-DC-005-TN-011 | UP-DC-005 | UP-DC-005-TN-011 | Tenant gear | access | Tenant-owned | Storage array | — |  |  |  | UP-DC-005-RACK-D | 2 | 10 | Ready | tenant | CUST-7359 | N |  | N
UP-DC-005-TN-012 | UP-DC-005 | UP-DC-005-TN-012 | Tenant gear | access | Tenant-owned | Mixed equipment | — |  |  |  | UP-DC-005-RACK-D | 12 | 4 | Ready | tenant | CUST-7359 | N |  | N
UP-DC-005-TN-013 | UP-DC-005 | UP-DC-005-TN-013 | Tenant gear | access | Tenant-owned | Rack servers | — |  |  |  | UP-DC-005-RACK-D | 16 | 6 | Ready | tenant | CUST-7359 | N |  | N
UP-DC-005-TN-014 | UP-DC-005 | UP-DC-005-TN-014 | Tenant gear | access | Tenant-owned | Storage array | — |  |  |  | UP-DC-005-RACK-D | 22 | 4 | Ready | tenant | CUST-7359 | N |  | N
UP-DC-005-TN-015 | UP-DC-005 | UP-DC-005-TN-015 | Tenant gear | access | Tenant-owned | Mixed equipment | — |  |  |  | UP-DC-005-RACK-D | 26 | 10 | Ready | tenant | CUST-7359 | N |  | N
UP-DC-005-TN-016 | UP-DC-005 | UP-DC-005-TN-016 | Tenant gear | access | Tenant-owned | HPC nodes | — |  |  |  | UP-DC-005-RACK-E | 2 | 2 | Ready | tenant | CUST-7359 | N |  | N
UP-DC-005-TN-017 | UP-DC-005 | UP-DC-005-TN-017 | Tenant gear | access | Tenant-owned | Mixed equipment | — |  |  |  | UP-DC-005-RACK-E | 4 | 8 | Ready | tenant | CUST-7359 | N |  | N
UP-DC-005-TN-018 | UP-DC-005 | UP-DC-005-TN-018 | Tenant gear | access | Tenant-owned | Rack servers | — |  |  |  | UP-DC-005-RACK-E | 12 | 4 | Ready | tenant | CUST-7359 | N |  | N
UP-DC-005-TN-019 | UP-DC-005 | UP-DC-005-TN-019 | Tenant gear | access | Tenant-owned | Storage array | — |  |  |  | UP-DC-005-RACK-E | 16 | 6 | Ready | tenant | CUST-7359 | N |  | N
UP-DC-005-TN-020 | UP-DC-005 | UP-DC-005-TN-020 | Tenant gear | access | Tenant-owned | Rack servers | — |  |  |  | UP-DC-005-RACK-E | 22 | 6 | Ready | tenant | CUST-7359 | N |  | N
UP-DC-005-TN-021 | UP-DC-005 | UP-DC-005-TN-021 | Tenant gear | access | Tenant-owned | Blade chassis | — |  |  |  | UP-DC-005-RACK-E | 28 | 4 | Ready | tenant | CUST-7359 | N |  | N
UP-DC-005-TN-022 | UP-DC-005 | UP-DC-005-TN-022 | Tenant gear | access | Tenant-owned | HPC nodes | — |  |  |  | UP-DC-005-RACK-E | 32 | 2 | Ready | tenant | CUST-7359 | N |  | N
UP-DC-005-TN-023 | UP-DC-005 | UP-DC-005-TN-023 | Tenant gear | access | Tenant-owned | Storage array | — |  |  |  | UP-DC-005-RACK-F | 2 | 2 | Ready | tenant | CUST-1202 | N |  | N
UP-DC-005-TN-024 | UP-DC-005 | UP-DC-005-TN-024 | Tenant gear | access | Tenant-owned | Network stack | — |  |  |  | UP-DC-005-RACK-F | 4 | 4 | Ready | tenant | CUST-1202 | N |  | N
UP-DC-005-TN-025 | UP-DC-005 | UP-DC-005-TN-025 | Tenant gear | access | Tenant-owned | Rack servers | — |  |  |  | UP-DC-005-RACK-F | 8 | 4 | Ready | tenant | CUST-1202 | N |  | N
UP-DC-005-TN-026 | UP-DC-005 | UP-DC-005-TN-026 | Tenant gear | access | Tenant-owned | Mixed equipment | — |  |  |  | UP-DC-005-RACK-F | 12 | 4 | Ready | tenant | CUST-1202 | N |  | N
UP-DC-005-TN-027 | UP-DC-005 | UP-DC-005-TN-027 | Tenant gear | access | Tenant-owned | HPC nodes | — |  |  |  | UP-DC-005-RACK-F | 16 | 4 | Ready | tenant | CUST-1202 | N |  | N
UP-DC-005-TN-028 | UP-DC-005 | UP-DC-005-TN-028 | Tenant gear | access | Tenant-owned | Storage array | — |  |  |  | UP-DC-005-RACK-F | 20 | 2 | Ready | tenant | CUST-1202 | N |  | N
UP-DC-005-TN-029 | UP-DC-005 | UP-DC-005-TN-029 | Tenant gear | access | Tenant-owned | HPC nodes | — |  |  |  | UP-DC-005-RACK-F | 22 | 10 | Ready | tenant | CUST-1202 | N |  | N
UP-DC-005-TN-030 | UP-DC-005 | UP-DC-005-TN-030 | Tenant gear | access | Tenant-owned | Blade chassis | — |  |  |  | UP-DC-005-RACK-G | 2 | 8 | Ready | tenant | CUST-1202 | N |  | N
UP-DC-005-TN-031 | UP-DC-005 | UP-DC-005-TN-031 | Tenant gear | access | Tenant-owned | Mixed equipment | — |  |  |  | UP-DC-005-RACK-G | 10 | 6 | Ready | tenant | CUST-1202 | N |  | N
UP-DC-005-TN-032 | UP-DC-005 | UP-DC-005-TN-032 | Tenant gear | access | Tenant-owned | Network stack | — |  |  |  | UP-DC-005-RACK-G | 16 | 4 | Ready | tenant | CUST-1202 | N |  | N
UP-DC-005-TN-033 | UP-DC-005 | UP-DC-005-TN-033 | Tenant gear | access | Tenant-owned | Rack servers | — |  |  |  | UP-DC-005-RACK-G | 20 | 2 | Ready | tenant | CUST-1202 | N |  | N
UP-DC-005-TN-034 | UP-DC-005 | UP-DC-005-TN-034 | Tenant gear | access | Tenant-owned | Network stack | — |  |  |  | UP-DC-005-RACK-G | 22 | 10 | Ready | tenant | CUST-1202 | N |  | N
UP-DC-005-TN-035 | UP-DC-005 | UP-DC-005-TN-035 | Tenant gear | access | Tenant-owned | Mixed equipment | — |  |  |  | UP-DC-005-RACK-G | 32 | 2 | Ready | tenant | CUST-1202 | N |  | N
UP-DC-005-TN-036 | UP-DC-005 | UP-DC-005-TN-036 | Tenant gear | access | Tenant-owned | Rack servers | — |  |  |  | UP-DC-005-RACK-G | 34 | 2 | Ready | tenant | CUST-1202 | N |  | N
UP-DC-005-TN-037 | UP-DC-005 | UP-DC-005-TN-037 | Tenant gear | access | Tenant-owned | Mixed equipment | — |  |  |  | UP-DC-005-RACK-H | 2 | 6 | Ready | tenant | CUST-1202 | N |  | N
UP-DC-005-TN-038 | UP-DC-005 | UP-DC-005-TN-038 | Tenant gear | access | Tenant-owned | Storage array | — |  |  |  | UP-DC-005-RACK-H | 8 | 6 | Ready | tenant | CUST-1202 | N |  | N
UP-DC-005-TN-039 | UP-DC-005 | UP-DC-005-TN-039 | Tenant gear | access | Tenant-owned | Blade chassis | — |  |  |  | UP-DC-005-RACK-H | 14 | 6 | Ready | tenant | CUST-1202 | N |  | N
UP-DC-005-TN-040 | UP-DC-005 | UP-DC-005-TN-040 | Tenant gear | access | Tenant-owned | Storage array | — |  |  |  | UP-DC-005-RACK-H | 20 | 2 | Ready | tenant | CUST-1202 | N |  | N
UP-DC-005-TN-041 | UP-DC-005 | UP-DC-005-TN-041 | Tenant gear | access | Tenant-owned | Network stack | — |  |  |  | UP-DC-005-RACK-H | 22 | 4 | Ready | tenant | CUST-1202 | N |  | N
UP-DC-005-TN-042 | UP-DC-005 | UP-DC-005-TN-042 | Tenant gear | access | Tenant-owned | HPC nodes | — |  |  |  | UP-DC-005-RACK-H | 26 | 4 | Ready | tenant | CUST-1202 | N |  | N
UP-DC-005-TN-043 | UP-DC-005 | UP-DC-005-TN-043 | Tenant gear | access | Tenant-owned | Blade chassis | — |  |  |  | UP-DC-005-RACK-H | 30 | 4 | Ready | tenant | CUST-1202 | N |  | N
UP-DC-005-TN-044 | UP-DC-005 | UP-DC-005-TN-044 | Tenant gear | access | Tenant-owned | Rack servers | — |  |  |  | UP-DC-005-RACK-I | 2 | 2 | Ready | tenant | CUST-1202 | N |  | N
UP-DC-005-TN-045 | UP-DC-005 | UP-DC-005-TN-045 | Tenant gear | access | Tenant-owned | Network stack | — |  |  |  | UP-DC-005-RACK-I | 4 | 4 | Ready | tenant | CUST-1202 | N |  | N
UP-DC-005-TN-046 | UP-DC-005 | UP-DC-005-TN-046 | Tenant gear | access | Tenant-owned | Network stack | — |  |  |  | UP-DC-005-RACK-I | 8 | 4 | Ready | tenant | CUST-1202 | N |  | N
UP-DC-005-TN-047 | UP-DC-005 | UP-DC-005-TN-047 | Tenant gear | access | Tenant-owned | Storage array | — |  |  |  | UP-DC-005-RACK-I | 12 | 10 | Ready | tenant | CUST-1202 | N |  | N
UP-DC-005-TN-048 | UP-DC-005 | UP-DC-005-TN-048 | Tenant gear | access | Tenant-owned | Network stack | — |  |  |  | UP-DC-005-RACK-I | 22 | 10 | Ready | tenant | CUST-1202 | N |  | N
UP-DC-005-TN-049 | UP-DC-005 | UP-DC-005-TN-049 | Tenant gear | access | Tenant-owned | Network stack | — |  |  |  | UP-DC-005-RACK-J | 2 | 10 | Ready | tenant | CUST-1202 | N |  | N
UP-DC-005-TN-050 | UP-DC-005 | UP-DC-005-TN-050 | Tenant gear | access | Tenant-owned | Network stack | — |  |  |  | UP-DC-005-RACK-J | 12 | 4 | Ready | tenant | CUST-1202 | N |  | N
UP-DC-005-TN-051 | UP-DC-005 | UP-DC-005-TN-051 | Tenant gear | access | Tenant-owned | HPC nodes | — |  |  |  | UP-DC-005-RACK-J | 16 | 8 | Ready | tenant | CUST-1202 | N |  | N
UP-DC-005-TN-052 | UP-DC-005 | UP-DC-005-TN-052 | Tenant gear | access | Tenant-owned | Network stack | — |  |  |  | UP-DC-005-RACK-J | 24 | 2 | Ready | tenant | CUST-1202 | N |  | N
UP-DC-005-TN-053 | UP-DC-005 | UP-DC-005-TN-053 | Tenant gear | access | Tenant-owned | Rack servers | — |  |  |  | UP-DC-005-RACK-J | 26 | 10 | Ready | tenant | CUST-1202 | N |  | N
UP-DC-005-TN-054 | UP-DC-005 | UP-DC-005-TN-054 | Tenant gear | access | Tenant-owned | Network stack | — |  |  |  | UP-DC-005-RACK-K | 2 | 4 | Ready | tenant | CUST-4716 | N |  | N
UP-DC-005-TN-055 | UP-DC-005 | UP-DC-005-TN-055 | Tenant gear | access | Tenant-owned | Mixed equipment | — |  |  |  | UP-DC-005-RACK-K | 6 | 6 | Ready | tenant | CUST-4716 | N |  | N
UP-DC-005-TN-056 | UP-DC-005 | UP-DC-005-TN-056 | Tenant gear | access | Tenant-owned | Rack servers | — |  |  |  | UP-DC-005-RACK-K | 12 | 4 | Ready | tenant | CUST-4716 | N |  | N
UP-DC-005-TN-057 | UP-DC-005 | UP-DC-005-TN-057 | Tenant gear | access | Tenant-owned | Mixed equipment | — |  |  |  | UP-DC-005-RACK-K | 16 | 8 | Ready | tenant | CUST-4716 | N |  | N
UP-DC-005-TN-058 | UP-DC-005 | UP-DC-005-TN-058 | Tenant gear | access | Tenant-owned | Blade chassis | — |  |  |  | UP-DC-005-RACK-K | 24 | 4 | Ready | tenant | CUST-4716 | N |  | N
UP-DC-005-TN-059 | UP-DC-005 | UP-DC-005-TN-059 | Tenant gear | access | Tenant-owned | HPC nodes | — |  |  |  | UP-DC-005-RACK-K | 28 | 4 | Ready | tenant | CUST-4716 | N |  | N
UP-DC-005-TN-060 | UP-DC-005 | UP-DC-005-TN-060 | Tenant gear | access | Tenant-owned | HPC nodes | — |  |  |  | UP-DC-005-RACK-L | 2 | 10 | Ready | tenant | CUST-9111 | N |  | N
UP-DC-005-TN-061 | UP-DC-005 | UP-DC-005-TN-061 | Tenant gear | access | Tenant-owned | HPC nodes | — |  |  |  | UP-DC-005-RACK-L | 12 | 10 | Ready | tenant | CUST-9111 | N |  | N
UP-DC-005-TN-062 | UP-DC-005 | UP-DC-005-TN-062 | Tenant gear | access | Tenant-owned | Network stack | — |  |  |  | UP-DC-005-RACK-L | 22 | 8 | Ready | tenant | CUST-9111 | N |  | N
UP-DC-006-PE-T4-01 | UP-DC-006 | UP-DC-006-PE-T4-01 | Router | core | JUNIPER | MX204 | 21.4R3-S5.5 | JU0011001 | 172.21.40.20 | A4:5E:60:8B:EC:8A | UP-DC-006-RACK-A | 2 | 1 | Ready | operator |  | Y | COL-UP-DC-006-1 | Y
UP-DC-006-PE-T4-02 | UP-DC-006 | UP-DC-006-PE-T4-02 | Router | core | JUNIPER | MX204 | 21.4R3-S5.5 | JU0011009 | 172.21.40.21 | A4:5E:60:FB:77:F3 | UP-DC-006-RACK-A | 3 | 1 | Ready | operator |  | Y | COL-UP-DC-006-2 | Y
UP-DC-006-PE-T4-03 | UP-DC-006 | UP-DC-006-PE-T4-03 | Router | core | JUNIPER | MX204 | 21.4R3-S5.5 | JU0011019 | 172.21.40.22 | A4:5E:60:DF:E6:DD | UP-DC-006-RACK-A | 4 | 1 | Ready | operator |  | Y | COL-UP-DC-006-1 | Y
UP-DC-006-PE-T4-04 | UP-DC-006 | UP-DC-006-PE-T4-04 | Router | core | JUNIPER | MX204 | 21.4R3-S5.5 | JU0011027 | 172.21.40.23 | A4:5E:60:CF:27:81 | UP-DC-006-RACK-A | 5 | 1 | Ready | operator |  | Y | COL-UP-DC-006-2 | Y
UP-DC-006-FW-01 | UP-DC-006 | UP-DC-006-FW-01 | Firewall | core | FORTINET | FortiGate 3700F | FortiOS 7.4.3 | FG0011030 | 172.21.40.24 | A4:5E:60:54:82:FD | UP-DC-006-RACK-A | 6 | 3 | Ready | operator |  | Y | COL-UP-DC-006-2 | N
UP-DC-006-OLA-01 | UP-DC-006 | UP-DC-006-OLA-01 | DWDM | core | CIENA | 6500 D7 | R16.2 | CI0011035 | 172.21.40.25 | A4:5E:60:D2:B0:B9 | UP-DC-006-RACK-A | 9 | 6 | Ready | operator |  | Y | COL-UP-DC-006-1 | N
UP-DC-006-OLA-02 | UP-DC-006 | UP-DC-006-OLA-02 | DWDM | core | NOKIA | 1830 PSS-16II | R23.6 | NK0011044 | 172.21.40.26 | A4:5E:60:19:30:CC | UP-DC-006-RACK-A | 15 | 6 | Ready | operator |  | Y | COL-UP-DC-006-2 | N
UP-DC-006-AGG-R01 | UP-DC-006 | UP-DC-006-AGG-R01 | Router | spine | JUNIPER | MX480 | 22.2R3-S2 | JU0011052 | 172.21.40.27 | A4:5E:60:13:9B:93 | UP-DC-006-RACK-A | 21 | 4 | Ready | operator |  | Y | COL-UP-DC-006-2 | N
UP-DC-006-AGG-R02 | UP-DC-006 | UP-DC-006-AGG-R02 | Router | spine | JUNIPER | MX480 | 22.2R3-S2 | JU0011060 | 172.21.40.28 | A4:5E:60:0B:AF:F4 | UP-DC-006-RACK-A | 25 | 4 | Ready | operator |  | Y | COL-UP-DC-006-1 | N
UP-DC-006-MMR-SW-01 | UP-DC-006 | UP-DC-006-MMR-SW-01 | Switch | leaf | ARISTA | 7050SX3-48YC | EOS 4.31.1F | AR0011065 | 172.21.40.29 | A4:5E:60:FD:68:79 | UP-DC-006-RACK-A | 29 | 1 | Ready | operator |  | Y | COL-UP-DC-006-2 | N
UP-DC-006-MMR-SW-02 | UP-DC-006 | UP-DC-006-MMR-SW-02 | Switch | leaf | ARISTA | 7050SX3-48YC | EOS 4.31.1F | AR0011072 | 172.21.40.30 | A4:5E:60:ED:8F:11 | UP-DC-006-RACK-A | 30 | 1 | Ready | operator |  | Y | COL-UP-DC-006-1 | N
UP-DC-006-MMR-SW-03 | UP-DC-006 | UP-DC-006-MMR-SW-03 | Switch | leaf | CISCO | Nexus 93180YC | NX-OS 10.3(4a) | CS0011083 | 172.21.40.31 | A4:5E:60:C1:28:58 | UP-DC-006-RACK-A | 31 | 1 | Ready | operator |  | Y | COL-UP-DC-006-2 | N
UP-DC-006-MMR-SW-04 | UP-DC-006 | UP-DC-006-MMR-SW-04 | Switch | leaf | ARISTA | 7050SX3-48YC | EOS 4.31.1F | AR0011085 | 172.21.40.32 | A4:5E:60:A5:60:A3 | UP-DC-006-RACK-A | 32 | 1 | Ready | operator |  | Y | COL-UP-DC-006-1 | N
UP-DC-006-MMR-SW-05 | UP-DC-006 | UP-DC-006-MMR-SW-05 | Switch | leaf | JUNIPER | QFX5120-48Y | 22.2R3 | JU0011092 | 172.21.40.33 | A4:5E:60:1C:70:35 | UP-DC-006-RACK-A | 33 | 1 | Ready | operator |  | Y | COL-UP-DC-006-2 | N
UP-DC-006-TOR-001 | UP-DC-006 | UP-DC-006-TOR-001 | Switch | access | ARISTA | 7050SX3-48YC | EOS 4.31.1F | AR0011098 | 172.21.40.34 | A4:5E:60:3E:7F:B1 | UP-DC-006-RACK-A | 34 | 1 | Ready | operator |  | Y | COL-UP-DC-006-2 | N
UP-DC-006-TOR-002 | UP-DC-006 | UP-DC-006-TOR-002 | Switch | access | ARISTA | 7050SX3-48YC | EOS 4.31.1F | AR0011111 | 172.21.40.35 | A4:5E:60:1A:51:B2 | UP-DC-006-RACK-A | 35 | 1 | Ready | operator |  | Y | COL-UP-DC-006-1 | N
UP-DC-006-TOR-003 | UP-DC-006 | UP-DC-006-TOR-003 | Switch | access | CISCO | Nexus 93180YC | NX-OS 10.3(4a) | CS0011116 | 172.21.40.36 | A4:5E:60:44:5E:89 | UP-DC-006-RACK-A | 36 | 1 | Ready | operator |  | Y | COL-UP-DC-006-2 | N
UP-DC-006-TOR-004 | UP-DC-006 | UP-DC-006-TOR-004 | Switch | access | JUNIPER | QFX5120-48Y | 22.2R3 | JU0011122 | 172.21.40.37 | A4:5E:60:00:D8:E4 | UP-DC-006-RACK-B | 2 | 1 | Ready | operator |  | Y | COL-UP-DC-006-1 | N
UP-DC-006-TN-001 | UP-DC-006 | UP-DC-006-TN-001 | Tenant gear | access | Tenant-owned | Rack servers | — |  |  |  | UP-DC-006-RACK-B | 3 | 8 | Ready | tenant |  | N |  | N
UP-DC-006-TN-002 | UP-DC-006 | UP-DC-006-TN-002 | Tenant gear | access | Tenant-owned | Mixed equipment | — |  |  |  | UP-DC-006-RACK-B | 11 | 10 | Ready | tenant |  | N |  | N
UP-DC-006-TN-003 | UP-DC-006 | UP-DC-006-TN-003 | Tenant gear | access | Tenant-owned | Rack servers | — |  |  |  | UP-DC-006-RACK-B | 21 | 6 | Ready | tenant |  | N |  | N
UP-DC-006-TN-004 | UP-DC-006 | UP-DC-006-TN-004 | Tenant gear | access | Tenant-owned | Storage array | — |  |  |  | UP-DC-006-RACK-C | 2 | 8 | Ready | tenant | CUST-7339 | N |  | N
UP-DC-006-TN-005 | UP-DC-006 | UP-DC-006-TN-005 | Tenant gear | access | Tenant-owned | Network stack | — |  |  |  | UP-DC-006-RACK-C | 10 | 6 | Ready | tenant | CUST-7339 | N |  | N
UP-DC-006-TN-006 | UP-DC-006 | UP-DC-006-TN-006 | Tenant gear | access | Tenant-owned | Blade chassis | — |  |  |  | UP-DC-006-RACK-C | 16 | 4 | Ready | tenant | CUST-7339 | N |  | N
UP-DC-006-TN-007 | UP-DC-006 | UP-DC-006-TN-007 | Tenant gear | access | Tenant-owned | HPC nodes | — |  |  |  | UP-DC-006-RACK-C | 20 | 4 | Ready | tenant | CUST-7339 | N |  | N
UP-DC-006-TN-008 | UP-DC-006 | UP-DC-006-TN-008 | Tenant gear | access | Tenant-owned | Mixed equipment | — |  |  |  | UP-DC-006-RACK-C | 24 | 8 | Ready | tenant | CUST-7339 | N |  | N
UP-DC-006-TN-009 | UP-DC-006 | UP-DC-006-TN-009 | Tenant gear | access | Tenant-owned | HPC nodes | — |  |  |  | UP-DC-006-RACK-D | 2 | 10 | Ready | tenant | CUST-4706 | N |  | N
UP-DC-006-TN-010 | UP-DC-006 | UP-DC-006-TN-010 | Tenant gear | access | Tenant-owned | Network stack | — |  |  |  | UP-DC-006-RACK-D | 12 | 4 | Ready | tenant | CUST-4706 | N |  | N
UP-DC-006-TN-011 | UP-DC-006 | UP-DC-006-TN-011 | Tenant gear | access | Tenant-owned | Network stack | — |  |  |  | UP-DC-006-RACK-D | 16 | 10 | Ready | tenant | CUST-4706 | N |  | N
UP-DC-006-TN-012 | UP-DC-006 | UP-DC-006-TN-012 | Tenant gear | access | Tenant-owned | Storage array | — |  |  |  | UP-DC-006-RACK-D | 26 | 10 | Ready | tenant | CUST-4706 | N |  | N
UP-DC-006-TN-013 | UP-DC-006 | UP-DC-006-TN-013 | Tenant gear | access | Tenant-owned | Storage array | — |  |  |  | UP-DC-006-RACK-E | 2 | 4 | Ready | tenant | CUST-2954 | N |  | N
UP-DC-006-TN-014 | UP-DC-006 | UP-DC-006-TN-014 | Tenant gear | access | Tenant-owned | HPC nodes | — |  |  |  | UP-DC-006-RACK-E | 6 | 10 | Ready | tenant | CUST-2954 | N |  | N
UP-DC-006-TN-015 | UP-DC-006 | UP-DC-006-TN-015 | Tenant gear | access | Tenant-owned | Blade chassis | — |  |  |  | UP-DC-006-RACK-E | 16 | 4 | Ready | tenant | CUST-2954 | N |  | N
UP-DC-006-TN-016 | UP-DC-006 | UP-DC-006-TN-016 | Tenant gear | access | Tenant-owned | Network stack | — |  |  |  | UP-DC-006-RACK-E | 20 | 4 | Ready | tenant | CUST-2954 | N |  | N
UP-DC-006-TN-017 | UP-DC-006 | UP-DC-006-TN-017 | Tenant gear | access | Tenant-owned | Rack servers | — |  |  |  | UP-DC-006-RACK-E | 24 | 2 | Ready | tenant | CUST-2954 | N |  | N
UP-DC-006-TN-018 | UP-DC-006 | UP-DC-006-TN-018 | Tenant gear | access | Tenant-owned | Mixed equipment | — |  |  |  | UP-DC-006-RACK-E | 26 | 6 | Ready | tenant | CUST-2954 | N |  | N
UP-DC-006-TN-019 | UP-DC-006 | UP-DC-006-TN-019 | Tenant gear | access | Tenant-owned | Network stack | — |  |  |  | UP-DC-006-RACK-E | 32 | 2 | Ready | tenant | CUST-2954 | N |  | N
UP-DC-006-TN-020 | UP-DC-006 | UP-DC-006-TN-020 | Tenant gear | access | Tenant-owned | Storage array | — |  |  |  | UP-DC-006-RACK-F | 2 | 4 | Ready | tenant | CUST-2954 | N |  | N
UP-DC-006-TN-021 | UP-DC-006 | UP-DC-006-TN-021 | Tenant gear | access | Tenant-owned | Storage array | — |  |  |  | UP-DC-006-RACK-F | 6 | 2 | Ready | tenant | CUST-2954 | N |  | N
UP-DC-006-TN-022 | UP-DC-006 | UP-DC-006-TN-022 | Tenant gear | access | Tenant-owned | Mixed equipment | — |  |  |  | UP-DC-006-RACK-F | 8 | 4 | Ready | tenant | CUST-2954 | N |  | N
UP-DC-006-TN-023 | UP-DC-006 | UP-DC-006-TN-023 | Tenant gear | access | Tenant-owned | Rack servers | — |  |  |  | UP-DC-006-RACK-F | 12 | 4 | Ready | tenant | CUST-2954 | N |  | N
UP-DC-006-TN-024 | UP-DC-006 | UP-DC-006-TN-024 | Tenant gear | access | Tenant-owned | Storage array | — |  |  |  | UP-DC-006-RACK-F | 16 | 2 | Ready | tenant | CUST-2954 | N |  | N
UP-DC-006-TN-025 | UP-DC-006 | UP-DC-006-TN-025 | Tenant gear | access | Tenant-owned | Network stack | — |  |  |  | UP-DC-006-RACK-F | 18 | 2 | Ready | tenant | CUST-2954 | N |  | N
UP-DC-006-TN-026 | UP-DC-006 | UP-DC-006-TN-026 | Tenant gear | access | Tenant-owned | Blade chassis | — |  |  |  | UP-DC-006-RACK-F | 20 | 2 | Ready | tenant | CUST-2954 | N |  | N
UP-DC-006-TN-027 | UP-DC-006 | UP-DC-006-TN-027 | Tenant gear | access | Tenant-owned | Network stack | — |  |  |  | UP-DC-006-RACK-F | 22 | 8 | Ready | tenant | CUST-2954 | N |  | N
UP-DC-006-TN-028 | UP-DC-006 | UP-DC-006-TN-028 | Tenant gear | access | Tenant-owned | Network stack | — |  |  |  | UP-DC-006-RACK-F | 30 | 4 | Ready | tenant | CUST-2954 | N |  | N
UP-DC-006-TN-029 | UP-DC-006 | UP-DC-006-TN-029 | Tenant gear | access | Tenant-owned | Rack servers | — |  |  |  | UP-DC-006-RACK-G | 2 | 6 | Ready | tenant | CUST-8220 | N |  | N
UP-DC-006-TN-030 | UP-DC-006 | UP-DC-006-TN-030 | Tenant gear | access | Tenant-owned | Rack servers | — |  |  |  | UP-DC-006-RACK-G | 8 | 2 | Ready | tenant | CUST-8220 | N |  | N
UP-DC-006-TN-031 | UP-DC-006 | UP-DC-006-TN-031 | Tenant gear | access | Tenant-owned | Network stack | — |  |  |  | UP-DC-006-RACK-G | 10 | 4 | Ready | tenant | CUST-8220 | N |  | N
UP-DC-006-TN-032 | UP-DC-006 | UP-DC-006-TN-032 | Tenant gear | access | Tenant-owned | Network stack | — |  |  |  | UP-DC-006-RACK-G | 14 | 4 | Ready | tenant | CUST-8220 | N |  | N
UP-DC-006-TN-033 | UP-DC-006 | UP-DC-006-TN-033 | Tenant gear | access | Tenant-owned | Network stack | — |  |  |  | UP-DC-006-RACK-G | 18 | 6 | Ready | tenant | CUST-8220 | N |  | N
UP-DC-006-TN-034 | UP-DC-006 | UP-DC-006-TN-034 | Tenant gear | access | Tenant-owned | Storage array | — |  |  |  | UP-DC-006-RACK-G | 24 | 4 | Ready | tenant | CUST-8220 | N |  | N
UP-DC-006-TN-035 | UP-DC-006 | UP-DC-006-TN-035 | Tenant gear | access | Tenant-owned | Mixed equipment | — |  |  |  | UP-DC-006-RACK-G | 28 | 8 | Ready | tenant | CUST-8220 | N |  | N
UP-DC-006-TN-036 | UP-DC-006 | UP-DC-006-TN-036 | Tenant gear | access | Tenant-owned | Network stack | — |  |  |  | UP-DC-006-RACK-H | 2 | 8 | Ready | tenant | CUST-8220 | N |  | N
UP-DC-006-TN-037 | UP-DC-006 | UP-DC-006-TN-037 | Tenant gear | access | Tenant-owned | Rack servers | — |  |  |  | UP-DC-006-RACK-H | 10 | 10 | Ready | tenant | CUST-8220 | N |  | N
UP-DC-006-TN-038 | UP-DC-006 | UP-DC-006-TN-038 | Tenant gear | access | Tenant-owned | Rack servers | — |  |  |  | UP-DC-006-RACK-H | 20 | 8 | Ready | tenant | CUST-8220 | N |  | N
UP-DC-006-TN-039 | UP-DC-006 | UP-DC-006-TN-039 | Tenant gear | access | Tenant-owned | Rack servers | — |  |  |  | UP-DC-006-RACK-H | 28 | 2 | Ready | tenant | CUST-8220 | N |  | N
UP-DC-006-TN-040 | UP-DC-006 | UP-DC-006-TN-040 | Tenant gear | access | Tenant-owned | Rack servers | — |  |  |  | UP-DC-006-RACK-I | 2 | 8 | Ready | tenant | CUST-2063 | N |  | N
UP-DC-006-TN-041 | UP-DC-006 | UP-DC-006-TN-041 | Tenant gear | access | Tenant-owned | Blade chassis | — |  |  |  | UP-DC-006-RACK-I | 10 | 4 | Ready | tenant | CUST-2063 | N |  | N
UP-DC-006-TN-042 | UP-DC-006 | UP-DC-006-TN-042 | Tenant gear | access | Tenant-owned | Blade chassis | — |  |  |  | UP-DC-006-RACK-I | 14 | 4 | Ready | tenant | CUST-2063 | N |  | N
UP-DC-006-TN-043 | UP-DC-006 | UP-DC-006-TN-043 | Tenant gear | access | Tenant-owned | Blade chassis | — |  |  |  | UP-DC-006-RACK-I | 18 | 2 | Ready | tenant | CUST-2063 | N |  | N
UP-DC-006-TN-044 | UP-DC-006 | UP-DC-006-TN-044 | Tenant gear | access | Tenant-owned | Storage array | — |  |  |  | UP-DC-006-RACK-I | 20 | 2 | Ready | tenant | CUST-2063 | N |  | N
UP-DC-006-TN-045 | UP-DC-006 | UP-DC-006-TN-045 | Tenant gear | access | Tenant-owned | Storage array | — |  |  |  | UP-DC-006-RACK-I | 22 | 4 | Ready | tenant | CUST-2063 | N |  | N
UP-DC-006-TN-046 | UP-DC-006 | UP-DC-006-TN-046 | Tenant gear | access | Tenant-owned | Blade chassis | — |  |  |  | UP-DC-006-RACK-I | 26 | 6 | Ready | tenant | CUST-2063 | N |  | N
UP-DC-006-TN-047 | UP-DC-006 | UP-DC-006-TN-047 | Tenant gear | access | Tenant-owned | HPC nodes | — |  |  |  | UP-DC-006-RACK-I | 32 | 4 | Ready | tenant | CUST-2063 | N |  | N
UP-DC-006-TN-048 | UP-DC-006 | UP-DC-006-TN-048 | Tenant gear | access | Tenant-owned | Blade chassis | — |  |  |  | UP-DC-006-RACK-J | 2 | 2 | Ready | tenant | CUST-2063 | N |  | N
UP-DC-007-PE-T4-01 | UP-DC-007 | UP-DC-007-PE-T4-01 | Router | core | JUNIPER | MX204 | 21.4R3-S5.5 | JU0011006 | 172.18.40.20 | A4:5E:60:BC:C8:81 | UP-DC-007-RACK-A | 2 | 1 | Ready | operator |  | Y | COL-UP-DC-007-2 | Y
UP-DC-007-PE-T4-02 | UP-DC-007 | UP-DC-007-PE-T4-02 | Router | core | JUNIPER | MX204 | 21.4R3-S5.5 | JU0011011 | 172.18.40.21 | A4:5E:60:34:F4:41 | UP-DC-007-RACK-A | 3 | 1 | Ready | operator |  | Y | COL-UP-DC-007-1 | Y
UP-DC-007-PE-T4-03 | UP-DC-007 | UP-DC-007-PE-T4-03 | Router | core | JUNIPER | MX204 | 21.4R3-S5.5 | JU0011014 | 172.18.40.22 | A4:5E:60:03:26:C8 | UP-DC-007-RACK-A | 4 | 1 | Ready | operator |  | Y | COL-UP-DC-007-2 | Y
UP-DC-007-PE-T4-04 | UP-DC-007 | UP-DC-007-PE-T4-04 | Router | core | JUNIPER | MX204 | 21.4R3-S5.5 | JU0011026 | 172.18.40.23 | A4:5E:60:58:40:ED | UP-DC-007-RACK-A | 5 | 1 | Ready | operator |  | Y | COL-UP-DC-007-1 | Y
UP-DC-007-FW-01 | UP-DC-007 | UP-DC-007-FW-01 | Firewall | core | FORTINET | FortiGate 3700F | FortiOS 7.4.3 | FG0011030 | 172.18.40.24 | A4:5E:60:88:9A:AF | UP-DC-007-RACK-A | 6 | 3 | Ready | operator |  | Y | COL-UP-DC-007-1 | N
UP-DC-007-OLA-01 | UP-DC-007 | UP-DC-007-OLA-01 | DWDM | core | NOKIA | 1830 PSS-16II | R23.6 | NK0011037 | 172.18.40.25 | A4:5E:60:EA:2B:BE | UP-DC-007-RACK-A | 9 | 6 | Ready | operator |  | Y | COL-UP-DC-007-2 | N
UP-DC-007-AGG-R01 | UP-DC-007 | UP-DC-007-AGG-R01 | Router | spine | JUNIPER | MX480 | 22.2R3-S2 | JU0011048 | 172.18.40.26 | A4:5E:60:AF:DD:A0 | UP-DC-007-RACK-A | 15 | 4 | Ready | operator |  | Y | COL-UP-DC-007-1 | N
UP-DC-007-AGG-R02 | UP-DC-007 | UP-DC-007-AGG-R02 | Router | spine | JUNIPER | MX480 | 22.2R3-S2 | JU0011055 | 172.18.40.27 | A4:5E:60:8A:F9:D6 | UP-DC-007-RACK-A | 19 | 4 | Ready | operator |  | Y | COL-UP-DC-007-2 | N
UP-DC-007-MMR-SW-01 | UP-DC-007 | UP-DC-007-MMR-SW-01 | Switch | leaf | ARISTA | 7050SX3-48YC | EOS 4.31.1F | AR0011057 | 172.18.40.28 | A4:5E:60:E5:DF:24 | UP-DC-007-RACK-A | 23 | 1 | Ready | operator |  | Y | COL-UP-DC-007-1 | N
UP-DC-007-MMR-SW-02 | UP-DC-007 | UP-DC-007-MMR-SW-02 | Switch | leaf | JUNIPER | QFX5120-48Y | 22.2R3 | JU0011065 | 172.18.40.29 | A4:5E:60:6A:5E:B3 | UP-DC-007-RACK-A | 24 | 1 | Ready | operator |  | Y | COL-UP-DC-007-2 | N
UP-DC-007-MMR-SW-03 | UP-DC-007 | UP-DC-007-MMR-SW-03 | Switch | leaf | ARISTA | 7050SX3-48YC | EOS 4.31.1F | AR0011070 | 172.18.40.30 | A4:5E:60:C2:67:42 | UP-DC-007-RACK-A | 25 | 1 | Ready | operator |  | Y | COL-UP-DC-007-1 | N
UP-DC-007-MMR-SW-04 | UP-DC-007 | UP-DC-007-MMR-SW-04 | Switch | leaf | ARISTA | 7050SX3-48YC | EOS 4.31.1F | AR0011077 | 172.18.40.31 | A4:5E:60:2B:2B:70 | UP-DC-007-RACK-A | 26 | 1 | Ready | operator |  | Y | COL-UP-DC-007-2 | N
UP-DC-007-TOR-001 | UP-DC-007 | UP-DC-007-TOR-001 | Switch | access | JUNIPER | QFX5120-48Y | 22.2R3 | JU0011087 | 172.18.40.32 | A4:5E:60:92:87:80 | UP-DC-007-RACK-A | 27 | 1 | Ready | operator |  | Y | COL-UP-DC-007-1 | N
UP-DC-007-TOR-002 | UP-DC-007 | UP-DC-007-TOR-002 | Switch | access | CISCO | Nexus 93180YC | NX-OS 10.3(4a) | CS0011097 | 172.18.40.33 | A4:5E:60:08:46:12 | UP-DC-007-RACK-A | 28 | 1 | Ready | operator |  | Y | COL-UP-DC-007-2 | N
UP-DC-007-TOR-003 | UP-DC-007 | UP-DC-007-TOR-003 | Switch | access | JUNIPER | QFX5120-48Y | 22.2R3 | JU0011102 | 172.18.40.34 | A4:5E:60:DC:B9:C1 | UP-DC-007-RACK-A | 29 | 1 | Ready | operator |  | Y | COL-UP-DC-007-1 | N
UP-DC-007-TN-001 | UP-DC-007 | UP-DC-007-TN-001 | Tenant gear | access | Tenant-owned | Mixed equipment | — |  |  |  | UP-DC-007-RACK-B | 2 | 8 | Ready | tenant | CUST-2073 | N |  | N
UP-DC-007-TN-002 | UP-DC-007 | UP-DC-007-TN-002 | Tenant gear | access | Tenant-owned | HPC nodes | — |  |  |  | UP-DC-007-RACK-B | 10 | 2 | Ready | tenant | CUST-2073 | N |  | N
UP-DC-007-TN-003 | UP-DC-007 | UP-DC-007-TN-003 | Tenant gear | access | Tenant-owned | HPC nodes | — |  |  |  | UP-DC-007-RACK-B | 12 | 10 | Ready | tenant | CUST-2073 | N |  | N
UP-DC-007-TN-004 | UP-DC-007 | UP-DC-007-TN-004 | Tenant gear | access | Tenant-owned | Network stack | — |  |  |  | UP-DC-007-RACK-B | 22 | 10 | Ready | tenant | CUST-2073 | N |  | N
UP-DC-007-TN-005 | UP-DC-007 | UP-DC-007-TN-005 | Tenant gear | access | Tenant-owned | Rack servers | — |  |  |  | UP-DC-007-RACK-C | 2 | 4 | Ready | tenant | CUST-7359 | N |  | N
UP-DC-007-TN-006 | UP-DC-007 | UP-DC-007-TN-006 | Tenant gear | access | Tenant-owned | Blade chassis | — |  |  |  | UP-DC-007-RACK-C | 6 | 4 | Ready | tenant | CUST-7359 | N |  | N
UP-DC-007-TN-007 | UP-DC-007 | UP-DC-007-TN-007 | Tenant gear | access | Tenant-owned | Storage array | — |  |  |  | UP-DC-007-RACK-C | 10 | 6 | Ready | tenant | CUST-7359 | N |  | N
UP-DC-007-TN-008 | UP-DC-007 | UP-DC-007-TN-008 | Tenant gear | access | Tenant-owned | HPC nodes | — |  |  |  | UP-DC-007-RACK-C | 16 | 4 | Ready | tenant | CUST-7359 | N |  | N
UP-DC-007-TN-009 | UP-DC-007 | UP-DC-007-TN-009 | Tenant gear | access | Tenant-owned | Storage array | — |  |  |  | UP-DC-007-RACK-C | 20 | 10 | Ready | tenant | CUST-7359 | N |  | N
UP-DC-007-TN-010 | UP-DC-007 | UP-DC-007-TN-010 | Tenant gear | access | Tenant-owned | Blade chassis | — |  |  |  | UP-DC-007-RACK-C | 30 | 4 | Ready | tenant | CUST-7359 | N |  | N
UP-DC-007-TN-011 | UP-DC-007 | UP-DC-007-TN-011 | Tenant gear | access | Tenant-owned | Storage array | — |  |  |  | UP-DC-007-RACK-D | 2 | 10 | Ready | tenant | CUST-7359 | N |  | N
UP-DC-007-TN-012 | UP-DC-007 | UP-DC-007-TN-012 | Tenant gear | access | Tenant-owned | HPC nodes | — |  |  |  | UP-DC-007-RACK-D | 12 | 4 | Ready | tenant | CUST-7359 | N |  | N
UP-DC-007-TN-013 | UP-DC-007 | UP-DC-007-TN-013 | Tenant gear | access | Tenant-owned | Blade chassis | — |  |  |  | UP-DC-007-RACK-D | 16 | 8 | Ready | tenant | CUST-7359 | N |  | N
UP-DC-007-TN-014 | UP-DC-007 | UP-DC-007-TN-014 | Tenant gear | access | Tenant-owned | Rack servers | — |  |  |  | UP-DC-007-RACK-D | 24 | 4 | Ready | tenant | CUST-7359 | N |  | N
UP-DC-007-TN-015 | UP-DC-007 | UP-DC-007-TN-015 | Tenant gear | access | Tenant-owned | Mixed equipment | — |  |  |  | UP-DC-007-RACK-D | 28 | 4 | Ready | tenant | CUST-7359 | N |  | N
UP-DC-007-TN-016 | UP-DC-007 | UP-DC-007-TN-016 | Tenant gear | access | Tenant-owned | HPC nodes | — |  |  |  | UP-DC-007-RACK-D | 32 | 4 | Ready | tenant | CUST-7359 | N |  | N
UP-DC-007-TN-017 | UP-DC-007 | UP-DC-007-TN-017 | Tenant gear | access | Tenant-owned | HPC nodes | — |  |  |  | UP-DC-007-RACK-E | 2 | 8 | Ready | tenant | CUST-7359 | N |  | N
UP-DC-007-TN-018 | UP-DC-007 | UP-DC-007-TN-018 | Tenant gear | access | Tenant-owned | Mixed equipment | — |  |  |  | UP-DC-007-RACK-E | 10 | 4 | Ready | tenant | CUST-7359 | N |  | N
UP-DC-007-TN-019 | UP-DC-007 | UP-DC-007-TN-019 | Tenant gear | access | Tenant-owned | Storage array | — |  |  |  | UP-DC-007-RACK-E | 14 | 4 | Ready | tenant | CUST-7359 | N |  | N
UP-DC-007-TN-020 | UP-DC-007 | UP-DC-007-TN-020 | Tenant gear | access | Tenant-owned | Mixed equipment | — |  |  |  | UP-DC-007-RACK-E | 18 | 4 | Ready | tenant | CUST-7359 | N |  | N
UP-DC-007-TN-021 | UP-DC-007 | UP-DC-007-TN-021 | Tenant gear | access | Tenant-owned | HPC nodes | — |  |  |  | UP-DC-007-RACK-E | 22 | 10 | Ready | tenant | CUST-7359 | N |  | N
UP-DC-007-TN-022 | UP-DC-007 | UP-DC-007-TN-022 | Tenant gear | access | Tenant-owned | Mixed equipment | — |  |  |  | UP-DC-007-RACK-F | 2 | 4 | Ready | tenant | CUST-3825 | N |  | N
UP-DC-007-TN-023 | UP-DC-007 | UP-DC-007-TN-023 | Tenant gear | access | Tenant-owned | Mixed equipment | — |  |  |  | UP-DC-007-RACK-F | 6 | 2 | Ready | tenant | CUST-3825 | N |  | N
UP-DC-007-TN-024 | UP-DC-007 | UP-DC-007-TN-024 | Tenant gear | access | Tenant-owned | Network stack | — |  |  |  | UP-DC-007-RACK-F | 8 | 4 | Ready | tenant | CUST-3825 | N |  | N
UP-DC-007-TN-025 | UP-DC-007 | UP-DC-007-TN-025 | Tenant gear | access | Tenant-owned | Storage array | — |  |  |  | UP-DC-007-RACK-F | 12 | 6 | Ready | tenant | CUST-3825 | N |  | N
UP-DC-007-TN-026 | UP-DC-007 | UP-DC-007-TN-026 | Tenant gear | access | Tenant-owned | Blade chassis | — |  |  |  | UP-DC-007-RACK-F | 18 | 4 | Ready | tenant | CUST-3825 | N |  | N
UP-DC-007-TN-027 | UP-DC-007 | UP-DC-007-TN-027 | Tenant gear | access | Tenant-owned | HPC nodes | — |  |  |  | UP-DC-007-RACK-F | 22 | 2 | Ready | tenant | CUST-3825 | N |  | N
UP-DC-007-TN-028 | UP-DC-007 | UP-DC-007-TN-028 | Tenant gear | access | Tenant-owned | HPC nodes | — |  |  |  | UP-DC-007-RACK-F | 24 | 8 | Ready | tenant | CUST-3825 | N |  | N
UP-DC-007-TN-029 | UP-DC-007 | UP-DC-007-TN-029 | Tenant gear | access | Tenant-owned | Mixed equipment | — |  |  |  | UP-DC-007-RACK-G | 2 | 8 | Ready | tenant | CUST-3825 | N |  | N
UP-DC-007-TN-030 | UP-DC-007 | UP-DC-007-TN-030 | Tenant gear | access | Tenant-owned | Storage array | — |  |  |  | UP-DC-007-RACK-G | 10 | 2 | Ready | tenant | CUST-3825 | N |  | N
UP-DC-007-TN-031 | UP-DC-007 | UP-DC-007-TN-031 | Tenant gear | access | Tenant-owned | Storage array | — |  |  |  | UP-DC-007-RACK-G | 12 | 6 | Ready | tenant | CUST-3825 | N |  | N
UP-DC-007-TN-032 | UP-DC-007 | UP-DC-007-TN-032 | Tenant gear | access | Tenant-owned | HPC nodes | — |  |  |  | UP-DC-007-RACK-G | 18 | 4 | Ready | tenant | CUST-3825 | N |  | N
UP-DC-007-TN-033 | UP-DC-007 | UP-DC-007-TN-033 | Tenant gear | access | Tenant-owned | Blade chassis | — |  |  |  | UP-DC-007-RACK-G | 22 | 6 | Ready | tenant | CUST-3825 | N |  | N
UP-DC-007-TN-034 | UP-DC-007 | UP-DC-007-TN-034 | Tenant gear | access | Tenant-owned | Mixed equipment | — |  |  |  | UP-DC-007-RACK-G | 28 | 2 | Ready | tenant | CUST-3825 | N |  | N
UP-DC-007-TN-035 | UP-DC-007 | UP-DC-007-TN-035 | Tenant gear | access | Tenant-owned | Blade chassis | — |  |  |  | UP-DC-007-RACK-G | 30 | 4 | Ready | tenant | CUST-3825 | N |  | N
KA-DC-008-PE-T4-01 | KA-DC-008 | KA-DC-008-PE-T4-01 | Router | core | JUNIPER | MX204 | 21.4R3-S5.5 | JU0011006 | 172.28.40.20 | A4:5E:60:CE:C8:DE | KA-DC-008-RACK-A | 2 | 1 | Ready | operator |  | Y | COL-KA-DC-008-2 | Y
KA-DC-008-PE-T4-02 | KA-DC-008 | KA-DC-008-PE-T4-02 | Router | core | JUNIPER | MX204 | 21.4R3-S5.5 | JU0011012 | 172.28.40.21 | A4:5E:60:E5:81:6E | KA-DC-008-RACK-A | 3 | 1 | Ready | operator |  | Y | COL-KA-DC-008-1 | Y
KA-DC-008-PE-T4-03 | KA-DC-008 | KA-DC-008-PE-T4-03 | Router | core | JUNIPER | MX204 | 21.4R3-S5.5 | JU0011014 | 172.28.40.22 | A4:5E:60:F2:5B:A6 | KA-DC-008-RACK-A | 4 | 1 | Ready | operator |  | Y | COL-KA-DC-008-2 | Y
KA-DC-008-PE-T4-04 | KA-DC-008 | KA-DC-008-PE-T4-04 | Router | core | JUNIPER | MX204 | 21.4R3-S5.5 | JU0011027 | 172.28.40.23 | A4:5E:60:9D:A7:7C | KA-DC-008-RACK-A | 5 | 1 | Ready | operator |  | Y | COL-KA-DC-008-1 | Y
KA-DC-008-FW-01 | KA-DC-008 | KA-DC-008-FW-01 | Firewall | core | FORTINET | FortiGate 3700F | FortiOS 7.4.3 | FG0011030 | 172.28.40.24 | A4:5E:60:CA:A2:2E | KA-DC-008-RACK-A | 6 | 3 | Ready | operator |  | Y | COL-KA-DC-008-1 | N
KA-DC-008-OLA-01 | KA-DC-008 | KA-DC-008-OLA-01 | DWDM | core | NOKIA | 1830 PSS-16II | R23.6 | NK0011037 | 172.28.40.25 | A4:5E:60:1D:CE:73 | KA-DC-008-RACK-A | 9 | 6 | Ready | operator |  | Y | COL-KA-DC-008-2 | N
KA-DC-008-OLA-02 | KA-DC-008 | KA-DC-008-OLA-02 | DWDM | core | CIENA | 6500 D7 | R16.2 | CI0011045 | 172.28.40.26 | A4:5E:60:31:E6:5B | KA-DC-008-RACK-A | 15 | 6 | Ready | operator |  | Y | COL-KA-DC-008-1 | N
KA-DC-008-AGG-R01 | KA-DC-008 | KA-DC-008-AGG-R01 | Router | spine | JUNIPER | MX480 | 22.2R3-S2 | JU0011053 | 172.28.40.27 | A4:5E:60:EC:94:9C | KA-DC-008-RACK-A | 21 | 4 | Ready | operator |  | Y | COL-KA-DC-008-1 | N
KA-DC-008-AGG-R02 | KA-DC-008 | KA-DC-008-AGG-R02 | Router | spine | JUNIPER | MX480 | 22.2R3-S2 | JU0011061 | 172.28.40.28 | A4:5E:60:5B:EC:09 | KA-DC-008-RACK-A | 25 | 4 | Ready | operator |  | Y | COL-KA-DC-008-2 | N
KA-DC-008-AGG-R03 | KA-DC-008 | KA-DC-008-AGG-R03 | Router | spine | JUNIPER | MX480 | 22.2R3-S2 | JU0011066 | 172.28.40.29 | A4:5E:60:EB:B8:36 | KA-DC-008-RACK-A | 29 | 4 | Ready | operator |  | Y | COL-KA-DC-008-1 | N
KA-DC-008-MMR-SW-01 | KA-DC-008 | KA-DC-008-MMR-SW-01 | Switch | leaf | CISCO | Nexus 93180YC | NX-OS 10.3(4a) | CS0011076 | 172.28.40.30 | A4:5E:60:FF:55:3F | KA-DC-008-RACK-A | 33 | 1 | Ready | operator |  | Y | COL-KA-DC-008-1 | N
KA-DC-008-MMR-SW-02 | KA-DC-008 | KA-DC-008-MMR-SW-02 | Switch | leaf | ARISTA | 7050SX3-48YC | EOS 4.31.1F | AR0011081 | 172.28.40.31 | A4:5E:60:7A:0F:78 | KA-DC-008-RACK-A | 34 | 1 | Ready | operator |  | Y | COL-KA-DC-008-2 | N
KA-DC-008-MMR-SW-03 | KA-DC-008 | KA-DC-008-MMR-SW-03 | Switch | leaf | CISCO | Nexus 93180YC | NX-OS 10.3(4a) | CS0011084 | 172.28.40.32 | A4:5E:60:2A:02:ED | KA-DC-008-RACK-A | 35 | 1 | Ready | operator |  | Y | COL-KA-DC-008-1 | N
KA-DC-008-MMR-SW-04 | KA-DC-008 | KA-DC-008-MMR-SW-04 | Switch | leaf | JUNIPER | QFX5120-48Y | 22.2R3 | JU0011092 | 172.28.40.33 | A4:5E:60:9A:D0:DE | KA-DC-008-RACK-A | 36 | 1 | Ready | operator |  | Y | COL-KA-DC-008-2 | N
KA-DC-008-MMR-SW-05 | KA-DC-008 | KA-DC-008-MMR-SW-05 | Switch | leaf | CISCO | Nexus 93180YC | NX-OS 10.3(4a) | CS0011103 | 172.28.40.34 | A4:5E:60:F3:ED:0D | KA-DC-008-RACK-B | 2 | 1 | Ready | operator |  | Y | COL-KA-DC-008-1 | N
KA-DC-008-MMR-SW-06 | KA-DC-008 | KA-DC-008-MMR-SW-06 | Switch | leaf | JUNIPER | QFX5120-48Y | 22.2R3 | JU0011108 | 172.28.40.35 | A4:5E:60:74:C6:3C | KA-DC-008-RACK-B | 3 | 1 | Ready | operator |  | Y | COL-KA-DC-008-2 | N
KA-DC-008-MMR-SW-07 | KA-DC-008 | KA-DC-008-MMR-SW-07 | Switch | leaf | ARISTA | 7050SX3-48YC | EOS 4.31.1F | AR0011113 | 172.28.40.36 | A4:5E:60:FF:12:E6 | KA-DC-008-RACK-B | 4 | 1 | Ready | operator |  | Y | COL-KA-DC-008-1 | N
KA-DC-008-TOR-001 | KA-DC-008 | KA-DC-008-TOR-001 | Switch | access | ARISTA | 7050SX3-48YC | EOS 4.31.1F | AR0011119 | 172.28.40.37 | A4:5E:60:F0:D8:FE | KA-DC-008-RACK-B | 5 | 1 | Ready | operator |  | Y | COL-KA-DC-008-1 | N
KA-DC-008-TOR-002 | KA-DC-008 | KA-DC-008-TOR-002 | Switch | access | CISCO | Nexus 93180YC | NX-OS 10.3(4a) | CS0011129 | 172.28.40.38 | A4:5E:60:D0:DB:48 | KA-DC-008-RACK-B | 6 | 1 | Ready | operator |  | Y | COL-KA-DC-008-2 | N
KA-DC-008-TOR-003 | KA-DC-008 | KA-DC-008-TOR-003 | Switch | access | ARISTA | 7050SX3-48YC | EOS 4.31.1F | AR0011138 | 172.28.40.39 | A4:5E:60:C7:F2:F5 | KA-DC-008-RACK-B | 7 | 1 | Ready | operator |  | Y | COL-KA-DC-008-1 | N
KA-DC-008-TOR-004 | KA-DC-008 | KA-DC-008-TOR-004 | Switch | access | ARISTA | 7050SX3-48YC | EOS 4.31.1F | AR0011146 | 172.28.40.40 | A4:5E:60:0E:15:5A | KA-DC-008-RACK-B | 8 | 1 | Ready | operator |  | Y | COL-KA-DC-008-2 | N
KA-DC-008-TOR-005 | KA-DC-008 | KA-DC-008-TOR-005 | Switch | access | ARISTA | 7050SX3-48YC | EOS 4.31.1F | AR0011149 | 172.28.40.41 | A4:5E:60:DA:A8:A4 | KA-DC-008-RACK-B | 9 | 1 | Ready | operator |  | Y | COL-KA-DC-008-1 | N
KA-DC-008-TN-001 | KA-DC-008 | KA-DC-008-TN-001 | Tenant gear | access | Tenant-owned | Storage array | — |  |  |  | KA-DC-008-RACK-B | 10 | 4 | Ready | tenant |  | N |  | N
KA-DC-008-TN-002 | KA-DC-008 | KA-DC-008-TN-002 | Tenant gear | access | Tenant-owned | Network stack | — |  |  |  | KA-DC-008-RACK-B | 14 | 8 | Ready | tenant |  | N |  | N
KA-DC-008-TN-003 | KA-DC-008 | KA-DC-008-TN-003 | Tenant gear | access | Tenant-owned | Rack servers | — |  |  |  | KA-DC-008-RACK-B | 22 | 8 | Ready | tenant |  | N |  | N
KA-DC-008-TN-004 | KA-DC-008 | KA-DC-008-TN-004 | Tenant gear | access | Tenant-owned | Storage array | — |  |  |  | KA-DC-008-RACK-B | 30 | 4 | Ready | tenant |  | N |  | N
KA-DC-008-TN-005 | KA-DC-008 | KA-DC-008-TN-005 | Tenant gear | access | Tenant-owned | Blade chassis | — |  |  |  | KA-DC-008-RACK-C | 2 | 2 | Ready | tenant | CUST-8240 | N |  | N
KA-DC-008-TN-006 | KA-DC-008 | KA-DC-008-TN-006 | Tenant gear | access | Tenant-owned | Storage array | — |  |  |  | KA-DC-008-RACK-C | 4 | 4 | Ready | tenant | CUST-8240 | N |  | N
KA-DC-008-TN-007 | KA-DC-008 | KA-DC-008-TN-007 | Tenant gear | access | Tenant-owned | HPC nodes | — |  |  |  | KA-DC-008-RACK-C | 8 | 6 | Ready | tenant | CUST-8240 | N |  | N
KA-DC-008-TN-008 | KA-DC-008 | KA-DC-008-TN-008 | Tenant gear | access | Tenant-owned | Blade chassis | — |  |  |  | KA-DC-008-RACK-C | 14 | 10 | Ready | tenant | CUST-8240 | N |  | N
KA-DC-008-TN-009 | KA-DC-008 | KA-DC-008-TN-009 | Tenant gear | access | Tenant-owned | Mixed equipment | — |  |  |  | KA-DC-008-RACK-C | 24 | 8 | Ready | tenant | CUST-8240 | N |  | N
KA-DC-008-TN-010 | KA-DC-008 | KA-DC-008-TN-010 | Tenant gear | access | Tenant-owned | Rack servers | — |  |  |  | KA-DC-008-RACK-D | 2 | 6 | Ready | tenant | CUST-8240 | N |  | N
KA-DC-008-TN-011 | KA-DC-008 | KA-DC-008-TN-011 | Tenant gear | access | Tenant-owned | Network stack | — |  |  |  | KA-DC-008-RACK-D | 8 | 2 | Ready | tenant | CUST-8240 | N |  | N
KA-DC-008-TN-012 | KA-DC-008 | KA-DC-008-TN-012 | Tenant gear | access | Tenant-owned | Network stack | — |  |  |  | KA-DC-008-RACK-D | 10 | 2 | Ready | tenant | CUST-8240 | N |  | N
KA-DC-008-TN-013 | KA-DC-008 | KA-DC-008-TN-013 | Tenant gear | access | Tenant-owned | Blade chassis | — |  |  |  | KA-DC-008-RACK-D | 12 | 8 | Ready | tenant | CUST-8240 | N |  | N
KA-DC-008-TN-014 | KA-DC-008 | KA-DC-008-TN-014 | Tenant gear | access | Tenant-owned | HPC nodes | — |  |  |  | KA-DC-008-RACK-D | 20 | 4 | Ready | tenant | CUST-8240 | N |  | N
KA-DC-008-TN-015 | KA-DC-008 | KA-DC-008-TN-015 | Tenant gear | access | Tenant-owned | Mixed equipment | — |  |  |  | KA-DC-008-RACK-D | 24 | 4 | Ready | tenant | CUST-8240 | N |  | N
KA-DC-008-TN-016 | KA-DC-008 | KA-DC-008-TN-016 | Tenant gear | access | Tenant-owned | Network stack | — |  |  |  | KA-DC-008-RACK-D | 28 | 4 | Ready | tenant | CUST-8240 | N |  | N
KA-DC-008-TN-017 | KA-DC-008 | KA-DC-008-TN-017 | Tenant gear | access | Tenant-owned | Blade chassis | — |  |  |  | KA-DC-008-RACK-E | 2 | 8 | Ready | tenant | CUST-8240 | N |  | N
KA-DC-008-TN-018 | KA-DC-008 | KA-DC-008-TN-018 | Tenant gear | access | Tenant-owned | HPC nodes | — |  |  |  | KA-DC-008-RACK-E | 10 | 8 | Ready | tenant | CUST-8240 | N |  | N
KA-DC-008-TN-019 | KA-DC-008 | KA-DC-008-TN-019 | Tenant gear | access | Tenant-owned | HPC nodes | — |  |  |  | KA-DC-008-RACK-E | 18 | 2 | Ready | tenant | CUST-8240 | N |  | N
KA-DC-008-TN-020 | KA-DC-008 | KA-DC-008-TN-020 | Tenant gear | access | Tenant-owned | Blade chassis | — |  |  |  | KA-DC-008-RACK-E | 20 | 2 | Ready | tenant | CUST-8240 | N |  | N
KA-DC-008-TN-021 | KA-DC-008 | KA-DC-008-TN-021 | Tenant gear | access | Tenant-owned | HPC nodes | — |  |  |  | KA-DC-008-RACK-E | 22 | 4 | Ready | tenant | CUST-8240 | N |  | N
KA-DC-008-TN-022 | KA-DC-008 | KA-DC-008-TN-022 | Tenant gear | access | Tenant-owned | Network stack | — |  |  |  | KA-DC-008-RACK-F | 2 | 10 | Ready | tenant | CUST-7339 | N |  | N
KA-DC-008-TN-023 | KA-DC-008 | KA-DC-008-TN-023 | Tenant gear | access | Tenant-owned | Storage array | — |  |  |  | KA-DC-008-RACK-F | 12 | 8 | Ready | tenant | CUST-7339 | N |  | N
KA-DC-008-TN-024 | KA-DC-008 | KA-DC-008-TN-024 | Tenant gear | access | Tenant-owned | Rack servers | — |  |  |  | KA-DC-008-RACK-F | 20 | 6 | Ready | tenant | CUST-7339 | N |  | N
KA-DC-008-TN-025 | KA-DC-008 | KA-DC-008-TN-025 | Tenant gear | access | Tenant-owned | HPC nodes | — |  |  |  | KA-DC-008-RACK-F | 26 | 10 | Ready | tenant | CUST-7339 | N |  | N
KA-DC-008-TN-026 | KA-DC-008 | KA-DC-008-TN-026 | Tenant gear | access | Tenant-owned | Mixed equipment | — |  |  |  | KA-DC-008-RACK-G | 2 | 8 | Ready | tenant | CUST-6468 | N |  | N
KA-DC-008-TN-027 | KA-DC-008 | KA-DC-008-TN-027 | Tenant gear | access | Tenant-owned | Blade chassis | — |  |  |  | KA-DC-008-RACK-G | 10 | 4 | Ready | tenant | CUST-6468 | N |  | N
KA-DC-008-TN-028 | KA-DC-008 | KA-DC-008-TN-028 | Tenant gear | access | Tenant-owned | HPC nodes | — |  |  |  | KA-DC-008-RACK-G | 14 | 8 | Ready | tenant | CUST-6468 | N |  | N
KA-DC-008-TN-029 | KA-DC-008 | KA-DC-008-TN-029 | Tenant gear | access | Tenant-owned | Blade chassis | — |  |  |  | KA-DC-008-RACK-G | 22 | 2 | Ready | tenant | CUST-6468 | N |  | N
KA-DC-008-TN-030 | KA-DC-008 | KA-DC-008-TN-030 | Tenant gear | access | Tenant-owned | Rack servers | — |  |  |  | KA-DC-008-RACK-G | 24 | 8 | Ready | tenant | CUST-6468 | N |  | N
KA-DC-008-TN-031 | KA-DC-008 | KA-DC-008-TN-031 | Tenant gear | access | Tenant-owned | HPC nodes | — |  |  |  | KA-DC-008-RACK-H | 2 | 8 | Ready | tenant | CUST-6468 | N |  | N
KA-DC-008-TN-032 | KA-DC-008 | KA-DC-008-TN-032 | Tenant gear | access | Tenant-owned | Storage array | — |  |  |  | KA-DC-008-RACK-H | 10 | 2 | Ready | tenant | CUST-6468 | N |  | N
KA-DC-008-TN-033 | KA-DC-008 | KA-DC-008-TN-033 | Tenant gear | access | Tenant-owned | Storage array | — |  |  |  | KA-DC-008-RACK-H | 12 | 4 | Ready | tenant | CUST-6468 | N |  | N
KA-DC-008-TN-034 | KA-DC-008 | KA-DC-008-TN-034 | Tenant gear | access | Tenant-owned | Blade chassis | — |  |  |  | KA-DC-008-RACK-H | 16 | 6 | Ready | tenant | CUST-6468 | N |  | N
KA-DC-008-TN-035 | KA-DC-008 | KA-DC-008-TN-035 | Tenant gear | access | Tenant-owned | HPC nodes | — |  |  |  | KA-DC-008-RACK-H | 22 | 10 | Ready | tenant | CUST-6468 | N |  | N
KA-DC-008-TN-036 | KA-DC-008 | KA-DC-008-TN-036 | Tenant gear | access | Tenant-owned | Mixed equipment | — |  |  |  | KA-DC-008-RACK-I | 2 | 4 | Ready | tenant | CUST-2073 | N |  | N
KA-DC-008-TN-037 | KA-DC-008 | KA-DC-008-TN-037 | Tenant gear | access | Tenant-owned | Network stack | — |  |  |  | KA-DC-008-RACK-I | 6 | 4 | Ready | tenant | CUST-2073 | N |  | N
KA-DC-008-TN-038 | KA-DC-008 | KA-DC-008-TN-038 | Tenant gear | access | Tenant-owned | HPC nodes | — |  |  |  | KA-DC-008-RACK-I | 10 | 8 | Ready | tenant | CUST-2073 | N |  | N
KA-DC-008-TN-039 | KA-DC-008 | KA-DC-008-TN-039 | Tenant gear | access | Tenant-owned | Mixed equipment | — |  |  |  | KA-DC-008-RACK-I | 18 | 10 | Ready | tenant | CUST-2073 | N |  | N
KA-DC-008-TN-040 | KA-DC-008 | KA-DC-008-TN-040 | Tenant gear | access | Tenant-owned | Rack servers | — |  |  |  | KA-DC-008-RACK-J | 2 | 10 | Ready | tenant | CUST-2073 | N |  | N
KA-DC-008-TN-041 | KA-DC-008 | KA-DC-008-TN-041 | Tenant gear | access | Tenant-owned | HPC nodes | — |  |  |  | KA-DC-008-RACK-J | 12 | 6 | Ready | tenant | CUST-2073 | N |  | N
KA-DC-008-TN-042 | KA-DC-008 | KA-DC-008-TN-042 | Tenant gear | access | Tenant-owned | HPC nodes | — |  |  |  | KA-DC-008-RACK-J | 18 | 6 | Ready | tenant | CUST-2073 | N |  | N
KA-DC-008-TN-043 | KA-DC-008 | KA-DC-008-TN-043 | Tenant gear | access | Tenant-owned | Storage array | — |  |  |  | KA-DC-008-RACK-J | 24 | 4 | Ready | tenant | CUST-2073 | N |  | N
KA-DC-008-TN-044 | KA-DC-008 | KA-DC-008-TN-044 | Tenant gear | access | Tenant-owned | Network stack | — |  |  |  | KA-DC-008-RACK-J | 28 | 4 | Ready | tenant | CUST-2073 | N |  | N
KA-DC-008-TN-045 | KA-DC-008 | KA-DC-008-TN-045 | Tenant gear | access | Tenant-owned | Storage array | — |  |  |  | KA-DC-008-RACK-J | 32 | 4 | Ready | tenant | CUST-2073 | N |  | N
KA-DC-008-TN-046 | KA-DC-008 | KA-DC-008-TN-046 | Tenant gear | access | Tenant-owned | Network stack | — |  |  |  | KA-DC-008-RACK-K | 2 | 8 | Ready | tenant | CUST-9101 | N |  | N
KA-DC-008-TN-047 | KA-DC-008 | KA-DC-008-TN-047 | Tenant gear | access | Tenant-owned | Storage array | — |  |  |  | KA-DC-008-RACK-K | 10 | 6 | Ready | tenant | CUST-9101 | N |  | N
KA-DC-008-TN-048 | KA-DC-008 | KA-DC-008-TN-048 | Tenant gear | access | Tenant-owned | Blade chassis | — |  |  |  | KA-DC-008-RACK-K | 16 | 8 | Ready | tenant | CUST-9101 | N |  | N
KA-DC-008-TN-049 | KA-DC-008 | KA-DC-008-TN-049 | Tenant gear | access | Tenant-owned | Mixed equipment | — |  |  |  | KA-DC-008-RACK-K | 24 | 4 | Ready | tenant | CUST-9101 | N |  | N
KA-DC-008-TN-050 | KA-DC-008 | KA-DC-008-TN-050 | Tenant gear | access | Tenant-owned | Rack servers | — |  |  |  | KA-DC-008-RACK-K | 28 | 6 | Ready | tenant | CUST-9101 | N |  | N
KA-DC-008-TN-051 | KA-DC-008 | KA-DC-008-TN-051 | Tenant gear | access | Tenant-owned | HPC nodes | — |  |  |  | KA-DC-008-RACK-L | 2 | 2 | Ready | tenant | CUST-8220 | N |  | N
KA-DC-008-TN-052 | KA-DC-008 | KA-DC-008-TN-052 | Tenant gear | access | Tenant-owned | Network stack | — |  |  |  | KA-DC-008-RACK-L | 4 | 8 | Ready | tenant | CUST-8220 | N |  | N
KA-DC-008-TN-053 | KA-DC-008 | KA-DC-008-TN-053 | Tenant gear | access | Tenant-owned | Storage array | — |  |  |  | KA-DC-008-RACK-L | 12 | 6 | Ready | tenant | CUST-8220 | N |  | N
KA-DC-008-TN-054 | KA-DC-008 | KA-DC-008-TN-054 | Tenant gear | access | Tenant-owned | Rack servers | — |  |  |  | KA-DC-008-RACK-L | 18 | 6 | Ready | tenant | CUST-8220 | N |  | N
KA-DC-008-TN-055 | KA-DC-008 | KA-DC-008-TN-055 | Tenant gear | access | Tenant-owned | Mixed equipment | — |  |  |  | KA-DC-008-RACK-L | 24 | 2 | Ready | tenant | CUST-8220 | N |  | N
KA-DC-008-TN-056 | KA-DC-008 | KA-DC-008-TN-056 | Tenant gear | access | Tenant-owned | Blade chassis | — |  |  |  | KA-DC-008-RACK-L | 26 | 6 | Ready | tenant | CUST-8220 | N |  | N
KA-DC-008-TN-057 | KA-DC-008 | KA-DC-008-TN-057 | Tenant gear | access | Tenant-owned | HPC nodes | — |  |  |  | KA-DC-008-RACK-L | 32 | 4 | Ready | tenant | CUST-8220 | N |  | N
KA-DC-008-TN-058 | KA-DC-008 | KA-DC-008-TN-058 | Tenant gear | access | Tenant-owned | Blade chassis | — |  |  |  | KA-DC-008-RACK-M | 2 | 4 | Ready | tenant | CUST-5597 | N |  | N
KA-DC-008-TN-059 | KA-DC-008 | KA-DC-008-TN-059 | Tenant gear | access | Tenant-owned | Network stack | — |  |  |  | KA-DC-008-RACK-M | 6 | 10 | Ready | tenant | CUST-5597 | N |  | N
KA-DC-008-TN-060 | KA-DC-008 | KA-DC-008-TN-060 | Tenant gear | access | Tenant-owned | Rack servers | — |  |  |  | KA-DC-008-RACK-M | 16 | 10 | Ready | tenant | CUST-5597 | N |  | N
KA-DC-008-TN-061 | KA-DC-008 | KA-DC-008-TN-061 | Tenant gear | access | Tenant-owned | Rack servers | — |  |  |  | KA-DC-008-RACK-M | 26 | 4 | Ready | tenant | CUST-5597 | N |  | N
KA-DC-008-TN-062 | KA-DC-008 | KA-DC-008-TN-062 | Tenant gear | access | Tenant-owned | Network stack | — |  |  |  | KA-DC-008-RACK-M | 30 | 4 | Ready | tenant | CUST-5597 | N |  | N
KA-DC-008-TN-063 | KA-DC-008 | KA-DC-008-TN-063 | Tenant gear | access | Tenant-owned | Storage array | — |  |  |  | KA-DC-008-RACK-N | 2 | 4 | Ready | tenant | CUST-3835 | N |  | N
KA-DC-008-TN-064 | KA-DC-008 | KA-DC-008-TN-064 | Tenant gear | access | Tenant-owned | Rack servers | — |  |  |  | KA-DC-008-RACK-N | 6 | 10 | Ready | tenant | CUST-3835 | N |  | N
DL-DC-009-PE-T4-01 | DL-DC-009 | DL-DC-009-PE-T4-01 | Router | core | JUNIPER | MX204 | 21.4R3-S5.5 | JU0011002 | 172.27.40.20 | A4:5E:60:30:7D:C0 | DL-DC-009-RACK-A | 2 | 1 | Ready | operator |  | Y | COL-DL-DC-009-1 | Y
DL-DC-009-PE-T4-02 | DL-DC-009 | DL-DC-009-PE-T4-02 | Router | core | JUNIPER | MX204 | 21.4R3-S5.5 | JU0011012 | 172.27.40.21 | A4:5E:60:C8:D0:BF | DL-DC-009-RACK-A | 3 | 1 | Ready | operator |  | Y | COL-DL-DC-009-2 | Y
DL-DC-009-PE-T4-03 | DL-DC-009 | DL-DC-009-PE-T4-03 | Router | core | CISCO | ASR 9006 | IOS XR 7.9.2 | CS0011020 | 172.27.40.22 | A4:5E:60:E1:68:88 | DL-DC-009-RACK-A | 4 | 1 | Ready | operator |  | Y | COL-DL-DC-009-1 | Y
DL-DC-009-PE-T4-04 | DL-DC-009 | DL-DC-009-PE-T4-04 | Router | core | CISCO | ASR 9006 | IOS XR 7.9.2 | CS0011021 | 172.27.40.23 | A4:5E:60:14:D4:30 | DL-DC-009-RACK-A | 5 | 1 | Ready | operator |  | Y | COL-DL-DC-009-2 | Y
DL-DC-009-FW-01 | DL-DC-009 | DL-DC-009-FW-01 | Firewall | core | FORTINET | FortiGate 3700F | FortiOS 7.4.3 | FG0011033 | 172.27.40.24 | A4:5E:60:3F:76:61 | DL-DC-009-RACK-A | 6 | 3 | Ready | operator |  | Y | COL-DL-DC-009-2 | N
DL-DC-009-FW-02 | DL-DC-009 | DL-DC-009-FW-02 | Firewall | core | FORTINET | FortiGate 3700F | FortiOS 7.4.3 | FG0011037 | 172.27.40.25 | A4:5E:60:76:E6:DF | DL-DC-009-RACK-A | 9 | 3 | Ready | operator |  | Y | COL-DL-DC-009-1 | N
DL-DC-009-OLA-01 | DL-DC-009 | DL-DC-009-OLA-01 | DWDM | core | CIENA | 6500 D7 | R16.2 | CI0011043 | 172.27.40.26 | A4:5E:60:D4:BB:A3 | DL-DC-009-RACK-A | 12 | 6 | Ready | operator |  | Y | COL-DL-DC-009-1 | N
DL-DC-009-OLA-02 | DL-DC-009 | DL-DC-009-OLA-02 | DWDM | core | CIENA | 6500 D7 | R16.2 | CI0011049 | 172.27.40.27 | A4:5E:60:15:2F:00 | DL-DC-009-RACK-A | 18 | 6 | Ready | operator |  | Y | COL-DL-DC-009-2 | N
DL-DC-009-AGG-R01 | DL-DC-009 | DL-DC-009-AGG-R01 | Router | spine | JUNIPER | MX480 | 22.2R3-S2 | JU0011060 | 172.27.40.28 | A4:5E:60:63:D9:82 | DL-DC-009-RACK-A | 24 | 4 | Ready | operator |  | Y | COL-DL-DC-009-2 | N
DL-DC-009-AGG-R02 | DL-DC-009 | DL-DC-009-AGG-R02 | Router | spine | JUNIPER | MX480 | 22.2R3-S2 | JU0011063 | 172.27.40.29 | A4:5E:60:A0:52:EB | DL-DC-009-RACK-A | 28 | 4 | Ready | operator |  | Y | COL-DL-DC-009-1 | N
DL-DC-009-AGG-R03 | DL-DC-009 | DL-DC-009-AGG-R03 | Router | spine | JUNIPER | MX480 | 22.2R3-S2 | JU0011071 | 172.27.40.30 | A4:5E:60:CF:E0:E0 | DL-DC-009-RACK-A | 32 | 4 | Ready | operator |  | Y | COL-DL-DC-009-2 | N
DL-DC-009-MMR-SW-01 | DL-DC-009 | DL-DC-009-MMR-SW-01 | Switch | leaf | JUNIPER | QFX5120-48Y | 22.2R3 | JU0011080 | 172.27.40.31 | A4:5E:60:81:41:E9 | DL-DC-009-RACK-A | 36 | 1 | Ready | operator |  | Y | COL-DL-DC-009-2 | N
DL-DC-009-MMR-SW-02 | DL-DC-009 | DL-DC-009-MMR-SW-02 | Switch | leaf | CISCO | Nexus 93180YC | NX-OS 10.3(4a) | CS0011085 | 172.27.40.32 | A4:5E:60:4E:F4:31 | DL-DC-009-RACK-B | 2 | 1 | Ready | operator |  | Y | COL-DL-DC-009-1 | N
DL-DC-009-MMR-SW-03 | DL-DC-009 | DL-DC-009-MMR-SW-03 | Switch | leaf | JUNIPER | QFX5120-48Y | 22.2R3 | JU0011093 | 172.27.40.33 | A4:5E:60:08:6D:34 | DL-DC-009-RACK-B | 3 | 1 | Ready | operator |  | Y | COL-DL-DC-009-2 | N
DL-DC-009-MMR-SW-04 | DL-DC-009 | DL-DC-009-MMR-SW-04 | Switch | leaf | ARISTA | 7050SX3-48YC | EOS 4.31.1F | AR0011100 | 172.27.40.34 | A4:5E:60:86:A5:CD | DL-DC-009-RACK-B | 4 | 1 | Ready | operator |  | Y | COL-DL-DC-009-1 | N
DL-DC-009-MMR-SW-05 | DL-DC-009 | DL-DC-009-MMR-SW-05 | Switch | leaf | JUNIPER | QFX5120-48Y | 22.2R3 | JU0011107 | 172.27.40.35 | A4:5E:60:C0:2D:9C | DL-DC-009-RACK-B | 5 | 1 | Ready | operator |  | Y | COL-DL-DC-009-2 | N
DL-DC-009-MMR-SW-06 | DL-DC-009 | DL-DC-009-MMR-SW-06 | Switch | leaf | JUNIPER | QFX5120-48Y | 22.2R3 | JU0011117 | 172.27.40.36 | A4:5E:60:CD:B7:BC | DL-DC-009-RACK-B | 6 | 1 | Ready | operator |  | Y | COL-DL-DC-009-1 | N
DL-DC-009-MMR-SW-07 | DL-DC-009 | DL-DC-009-MMR-SW-07 | Switch | leaf | JUNIPER | QFX5120-48Y | 22.2R3 | JU0011119 | 172.27.40.37 | A4:5E:60:0E:0B:9F | DL-DC-009-RACK-B | 7 | 1 | Ready | operator |  | Y | COL-DL-DC-009-2 | N
DL-DC-009-MMR-SW-08 | DL-DC-009 | DL-DC-009-MMR-SW-08 | Switch | leaf | ARISTA | 7050SX3-48YC | EOS 4.31.1F | AR0011131 | 172.27.40.38 | A4:5E:60:3B:DB:6D | DL-DC-009-RACK-B | 8 | 1 | Ready | operator |  | Y | COL-DL-DC-009-1 | N
DL-DC-009-TOR-001 | DL-DC-009 | DL-DC-009-TOR-001 | Switch | access | JUNIPER | QFX5120-48Y | 22.2R3 | JU0011138 | 172.27.40.39 | A4:5E:60:85:6F:2B | DL-DC-009-RACK-B | 9 | 1 | Ready | operator |  | Y | COL-DL-DC-009-2 | N
DL-DC-009-TOR-002 | DL-DC-009 | DL-DC-009-TOR-002 | Switch | access | CISCO | Nexus 93180YC | NX-OS 10.3(4a) | CS0011146 | 172.27.40.40 | A4:5E:60:20:C0:37 | DL-DC-009-RACK-B | 10 | 1 | Ready | operator |  | Y | COL-DL-DC-009-1 | N
DL-DC-009-TOR-003 | DL-DC-009 | DL-DC-009-TOR-003 | Switch | access | ARISTA | 7050SX3-48YC | EOS 4.31.1F | AR0011153 | 172.27.40.41 | A4:5E:60:6F:48:10 | DL-DC-009-RACK-B | 11 | 1 | Ready | operator |  | Y | COL-DL-DC-009-2 | N
DL-DC-009-TOR-004 | DL-DC-009 | DL-DC-009-TOR-004 | Switch | access | CISCO | Nexus 93180YC | NX-OS 10.3(4a) | CS0011154 | 172.27.40.42 | A4:5E:60:98:5B:6B | DL-DC-009-RACK-B | 12 | 1 | Ready | operator |  | Y | COL-DL-DC-009-1 | N
DL-DC-009-TOR-005 | DL-DC-009 | DL-DC-009-TOR-005 | Switch | access | CISCO | Nexus 93180YC | NX-OS 10.3(4a) | CS0011164 | 172.27.40.43 | A4:5E:60:E8:18:7A | DL-DC-009-RACK-B | 13 | 1 | Ready | operator |  | Y | COL-DL-DC-009-2 | N
DL-DC-009-TOR-006 | DL-DC-009 | DL-DC-009-TOR-006 | Switch | access | CISCO | Nexus 93180YC | NX-OS 10.3(4a) | CS0011170 | 172.27.40.44 | A4:5E:60:98:CB:2D | DL-DC-009-RACK-B | 14 | 1 | Ready | operator |  | Y | COL-DL-DC-009-1 | N
DL-DC-009-TN-001 | DL-DC-009 | DL-DC-009-TN-001 | Tenant gear | access | Tenant-owned | Storage array | — |  |  |  | DL-DC-009-RACK-B | 15 | 8 | Ready | tenant |  | N |  | N
DL-DC-009-TN-002 | DL-DC-009 | DL-DC-009-TN-002 | Tenant gear | access | Tenant-owned | Storage array | — |  |  |  | DL-DC-009-RACK-B | 23 | 4 | Ready | tenant |  | N |  | N
DL-DC-009-TN-003 | DL-DC-009 | DL-DC-009-TN-003 | Tenant gear | access | Tenant-owned | Rack servers | — |  |  |  | DL-DC-009-RACK-C | 2 | 10 | Ready | tenant | CUST-6468 | N |  | N
DL-DC-009-TN-004 | DL-DC-009 | DL-DC-009-TN-004 | Tenant gear | access | Tenant-owned | Rack servers | — |  |  |  | DL-DC-009-RACK-C | 12 | 10 | Ready | tenant | CUST-6468 | N |  | N
DL-DC-009-TN-005 | DL-DC-009 | DL-DC-009-TN-005 | Tenant gear | access | Tenant-owned | Mixed equipment | — |  |  |  | DL-DC-009-RACK-C | 22 | 4 | Ready | tenant | CUST-6468 | N |  | N
DL-DC-009-TN-006 | DL-DC-009 | DL-DC-009-TN-006 | Tenant gear | access | Tenant-owned | HPC nodes | — |  |  |  | DL-DC-009-RACK-C | 26 | 4 | Ready | tenant | CUST-6468 | N |  | N
DL-DC-009-TN-007 | DL-DC-009 | DL-DC-009-TN-007 | Tenant gear | access | Tenant-owned | Mixed equipment | — |  |  |  | DL-DC-009-RACK-C | 30 | 4 | Ready | tenant | CUST-6468 | N |  | N
DL-DC-009-TN-008 | DL-DC-009 | DL-DC-009-TN-008 | Tenant gear | access | Tenant-owned | Rack servers | — |  |  |  | DL-DC-009-RACK-D | 2 | 6 | Ready | tenant | CUST-6468 | N |  | N
DL-DC-009-TN-009 | DL-DC-009 | DL-DC-009-TN-009 | Tenant gear | access | Tenant-owned | HPC nodes | — |  |  |  | DL-DC-009-RACK-D | 8 | 10 | Ready | tenant | CUST-6468 | N |  | N
DL-DC-009-TN-010 | DL-DC-009 | DL-DC-009-TN-010 | Tenant gear | access | Tenant-owned | Network stack | — |  |  |  | DL-DC-009-RACK-D | 18 | 4 | Ready | tenant | CUST-6468 | N |  | N
DL-DC-009-TN-011 | DL-DC-009 | DL-DC-009-TN-011 | Tenant gear | access | Tenant-owned | Network stack | — |  |  |  | DL-DC-009-RACK-D | 22 | 6 | Ready | tenant | CUST-6468 | N |  | N
DL-DC-009-TN-012 | DL-DC-009 | DL-DC-009-TN-012 | Tenant gear | access | Tenant-owned | Blade chassis | — |  |  |  | DL-DC-009-RACK-D | 28 | 6 | Ready | tenant | CUST-6468 | N |  | N
DL-DC-009-TN-013 | DL-DC-009 | DL-DC-009-TN-013 | Tenant gear | access | Tenant-owned | Blade chassis | — |  |  |  | DL-DC-009-RACK-E | 2 | 8 | Ready | tenant | CUST-9982 | N |  | N
DL-DC-009-TN-014 | DL-DC-009 | DL-DC-009-TN-014 | Tenant gear | access | Tenant-owned | Mixed equipment | — |  |  |  | DL-DC-009-RACK-E | 10 | 8 | Ready | tenant | CUST-9982 | N |  | N
DL-DC-009-TN-015 | DL-DC-009 | DL-DC-009-TN-015 | Tenant gear | access | Tenant-owned | Mixed equipment | — |  |  |  | DL-DC-009-RACK-E | 18 | 2 | Ready | tenant | CUST-9982 | N |  | N
DL-DC-009-TN-016 | DL-DC-009 | DL-DC-009-TN-016 | Tenant gear | access | Tenant-owned | Rack servers | — |  |  |  | DL-DC-009-RACK-E | 20 | 4 | Ready | tenant | CUST-9982 | N |  | N
DL-DC-009-TN-017 | DL-DC-009 | DL-DC-009-TN-017 | Tenant gear | access | Tenant-owned | Rack servers | — |  |  |  | DL-DC-009-RACK-E | 24 | 8 | Ready | tenant | CUST-9982 | N |  | N
DL-DC-009-TN-018 | DL-DC-009 | DL-DC-009-TN-018 | Tenant gear | access | Tenant-owned | HPC nodes | — |  |  |  | DL-DC-009-RACK-F | 2 | 8 | Ready | tenant | CUST-9982 | N |  | N
DL-DC-009-TN-019 | DL-DC-009 | DL-DC-009-TN-019 | Tenant gear | access | Tenant-owned | Storage array | — |  |  |  | DL-DC-009-RACK-F | 10 | 10 | Ready | tenant | CUST-9982 | N |  | N
DL-DC-009-TN-020 | DL-DC-009 | DL-DC-009-TN-020 | Tenant gear | access | Tenant-owned | HPC nodes | — |  |  |  | DL-DC-009-RACK-F | 20 | 8 | Ready | tenant | CUST-9982 | N |  | N
DL-DC-009-TN-021 | DL-DC-009 | DL-DC-009-TN-021 | Tenant gear | access | Tenant-owned | Storage array | — |  |  |  | DL-DC-009-RACK-F | 28 | 6 | Ready | tenant | CUST-9982 | N |  | N
DL-DC-009-TN-022 | DL-DC-009 | DL-DC-009-TN-022 | Tenant gear | access | Tenant-owned | Rack servers | — |  |  |  | DL-DC-009-RACK-G | 2 | 8 | Ready | tenant | CUST-2073 | N |  | N
DL-DC-009-TN-023 | DL-DC-009 | DL-DC-009-TN-023 | Tenant gear | access | Tenant-owned | Network stack | — |  |  |  | DL-DC-009-RACK-G | 10 | 10 | Ready | tenant | CUST-2073 | N |  | N
DL-DC-009-TN-024 | DL-DC-009 | DL-DC-009-TN-024 | Tenant gear | access | Tenant-owned | Blade chassis | — |  |  |  | DL-DC-009-RACK-G | 20 | 2 | Ready | tenant | CUST-2073 | N |  | N
DL-DC-009-TN-025 | DL-DC-009 | DL-DC-009-TN-025 | Tenant gear | access | Tenant-owned | Network stack | — |  |  |  | DL-DC-009-RACK-G | 22 | 6 | Ready | tenant | CUST-2073 | N |  | N
DL-DC-009-TN-026 | DL-DC-009 | DL-DC-009-TN-026 | Tenant gear | access | Tenant-owned | Mixed equipment | — |  |  |  | DL-DC-009-RACK-G | 28 | 4 | Ready | tenant | CUST-2073 | N |  | N
DL-DC-009-TN-027 | DL-DC-009 | DL-DC-009-TN-027 | Tenant gear | access | Tenant-owned | Blade chassis | — |  |  |  | DL-DC-009-RACK-G | 32 | 2 | Ready | tenant | CUST-2073 | N |  | N
DL-DC-009-TN-028 | DL-DC-009 | DL-DC-009-TN-028 | Tenant gear | access | Tenant-owned | HPC nodes | — |  |  |  | DL-DC-009-RACK-H | 2 | 4 | Ready | tenant | CUST-2073 | N |  | N
DL-DC-009-TN-029 | DL-DC-009 | DL-DC-009-TN-029 | Tenant gear | access | Tenant-owned | Network stack | — |  |  |  | DL-DC-009-RACK-H | 6 | 6 | Ready | tenant | CUST-2073 | N |  | N
DL-DC-009-TN-030 | DL-DC-009 | DL-DC-009-TN-030 | Tenant gear | access | Tenant-owned | Storage array | — |  |  |  | DL-DC-009-RACK-H | 12 | 10 | Ready | tenant | CUST-2073 | N |  | N
DL-DC-009-TN-031 | DL-DC-009 | DL-DC-009-TN-031 | Tenant gear | access | Tenant-owned | Storage array | — |  |  |  | DL-DC-009-RACK-H | 22 | 4 | Ready | tenant | CUST-2073 | N |  | N
DL-DC-009-TN-032 | DL-DC-009 | DL-DC-009-TN-032 | Tenant gear | access | Tenant-owned | HPC nodes | — |  |  |  | DL-DC-009-RACK-H | 26 | 4 | Ready | tenant | CUST-2073 | N |  | N
DL-DC-009-TN-033 | DL-DC-009 | DL-DC-009-TN-033 | Tenant gear | access | Tenant-owned | Blade chassis | — |  |  |  | DL-DC-009-RACK-H | 30 | 4 | Ready | tenant | CUST-2073 | N |  | N
DL-DC-009-TN-034 | DL-DC-009 | DL-DC-009-TN-034 | Tenant gear | access | Tenant-owned | Network stack | — |  |  |  | DL-DC-009-RACK-I | 2 | 2 | Ready | tenant | CUST-5597 | N |  | N
DL-DC-009-TN-035 | DL-DC-009 | DL-DC-009-TN-035 | Tenant gear | access | Tenant-owned | Rack servers | — |  |  |  | DL-DC-009-RACK-I | 4 | 8 | Ready | tenant | CUST-5597 | N |  | N
DL-DC-009-TN-036 | DL-DC-009 | DL-DC-009-TN-036 | Tenant gear | access | Tenant-owned | Blade chassis | — |  |  |  | DL-DC-009-RACK-I | 12 | 2 | Ready | tenant | CUST-5597 | N |  | N
DL-DC-009-TN-037 | DL-DC-009 | DL-DC-009-TN-037 | Tenant gear | access | Tenant-owned | Storage array | — |  |  |  | DL-DC-009-RACK-I | 14 | 6 | Ready | tenant | CUST-5597 | N |  | N
DL-DC-009-TN-038 | DL-DC-009 | DL-DC-009-TN-038 | Tenant gear | access | Tenant-owned | Network stack | — |  |  |  | DL-DC-009-RACK-I | 20 | 4 | Ready | tenant | CUST-5597 | N |  | N
DL-DC-009-TN-039 | DL-DC-009 | DL-DC-009-TN-039 | Tenant gear | access | Tenant-owned | HPC nodes | — |  |  |  | DL-DC-009-RACK-I | 24 | 4 | Ready | tenant | CUST-5597 | N |  | N
DL-DC-009-TN-040 | DL-DC-009 | DL-DC-009-TN-040 | Tenant gear | access | Tenant-owned | Mixed equipment | — |  |  |  | DL-DC-009-RACK-J | 2 | 10 | Ready | tenant | CUST-9111 | N |  | N
DL-DC-009-TN-041 | DL-DC-009 | DL-DC-009-TN-041 | Tenant gear | access | Tenant-owned | Network stack | — |  |  |  | DL-DC-009-RACK-J | 12 | 8 | Ready | tenant | CUST-9111 | N |  | N
DL-DC-009-TN-042 | DL-DC-009 | DL-DC-009-TN-042 | Tenant gear | access | Tenant-owned | HPC nodes | — |  |  |  | DL-DC-009-RACK-J | 20 | 4 | Ready | tenant | CUST-9111 | N |  | N
DL-DC-009-TN-043 | DL-DC-009 | DL-DC-009-TN-043 | Tenant gear | access | Tenant-owned | Mixed equipment | — |  |  |  | DL-DC-009-RACK-J | 24 | 8 | Ready | tenant | CUST-9111 | N |  | N
DL-DC-009-TN-044 | DL-DC-009 | DL-DC-009-TN-044 | Tenant gear | access | Tenant-owned | Mixed equipment | — |  |  |  | DL-DC-009-RACK-K | 2 | 8 | Ready | tenant | CUST-2063 | N |  | N
DL-DC-009-TN-045 | DL-DC-009 | DL-DC-009-TN-045 | Tenant gear | access | Tenant-owned | HPC nodes | — |  |  |  | DL-DC-009-RACK-K | 10 | 4 | Ready | tenant | CUST-2063 | N |  | N
DL-DC-009-TN-046 | DL-DC-009 | DL-DC-009-TN-046 | Tenant gear | access | Tenant-owned | Blade chassis | — |  |  |  | DL-DC-009-RACK-K | 14 | 2 | Ready | tenant | CUST-2063 | N |  | N
DL-DC-009-TN-047 | DL-DC-009 | DL-DC-009-TN-047 | Tenant gear | access | Tenant-owned | Network stack | — |  |  |  | DL-DC-009-RACK-K | 16 | 8 | Ready | tenant | CUST-2063 | N |  | N
DL-DC-009-TN-048 | DL-DC-009 | DL-DC-009-TN-048 | Tenant gear | access | Tenant-owned | Storage array | — |  |  |  | DL-DC-009-RACK-K | 24 | 10 | Ready | tenant | CUST-2063 | N |  | N
DL-DC-009-TN-049 | DL-DC-009 | DL-DC-009-TN-049 | Tenant gear | access | Tenant-owned | Rack servers | — |  |  |  | DL-DC-009-RACK-L | 2 | 10 | Ready | tenant | CUST-2063 | N |  | N
DL-DC-009-TN-050 | DL-DC-009 | DL-DC-009-TN-050 | Tenant gear | access | Tenant-owned | Rack servers | — |  |  |  | DL-DC-009-RACK-L | 12 | 4 | Ready | tenant | CUST-2063 | N |  | N
DL-DC-009-TN-051 | DL-DC-009 | DL-DC-009-TN-051 | Tenant gear | access | Tenant-owned | Rack servers | — |  |  |  | DL-DC-009-RACK-L | 16 | 8 | Ready | tenant | CUST-2063 | N |  | N
DL-DC-009-TN-052 | DL-DC-009 | DL-DC-009-TN-052 | Tenant gear | access | Tenant-owned | HPC nodes | — |  |  |  | DL-DC-009-RACK-L | 24 | 6 | Ready | tenant | CUST-2063 | N |  | N
DL-DC-009-TN-053 | DL-DC-009 | DL-DC-009-TN-053 | Tenant gear | access | Tenant-owned | Blade chassis | — |  |  |  | DL-DC-009-RACK-L | 30 | 4 | Ready | tenant | CUST-2063 | N |  | N
DL-DC-009-TN-054 | DL-DC-009 | DL-DC-009-TN-054 | Tenant gear | access | Tenant-owned | Storage array | — |  |  |  | DL-DC-009-RACK-M | 2 | 8 | Ready | tenant | CUST-7349 | N |  | N
DL-DC-009-TN-055 | DL-DC-009 | DL-DC-009-TN-055 | Tenant gear | access | Tenant-owned | Rack servers | — |  |  |  | DL-DC-009-RACK-M | 10 | 4 | Ready | tenant | CUST-7349 | N |  | N
DL-DC-009-TN-056 | DL-DC-009 | DL-DC-009-TN-056 | Tenant gear | access | Tenant-owned | Storage array | — |  |  |  | DL-DC-009-RACK-M | 14 | 10 | Ready | tenant | CUST-7349 | N |  | N
DL-DC-009-TN-057 | DL-DC-009 | DL-DC-009-TN-057 | Tenant gear | access | Tenant-owned | Network stack | — |  |  |  | DL-DC-009-RACK-M | 24 | 10 | Ready | tenant | CUST-7349 | N |  | N
DL-DC-009-TN-058 | DL-DC-009 | DL-DC-009-TN-058 | Tenant gear | access | Tenant-owned | Network stack | — |  |  |  | DL-DC-009-RACK-N | 2 | 10 | Ready | tenant | CUST-7349 | N |  | N
DL-DC-009-TN-059 | DL-DC-009 | DL-DC-009-TN-059 | Tenant gear | access | Tenant-owned | Rack servers | — |  |  |  | DL-DC-009-RACK-N | 12 | 8 | Ready | tenant | CUST-7349 | N |  | N
DL-DC-009-TN-060 | DL-DC-009 | DL-DC-009-TN-060 | Tenant gear | access | Tenant-owned | Storage array | — |  |  |  | DL-DC-009-RACK-N | 20 | 6 | Ready | tenant | CUST-7349 | N |  | N
DL-DC-009-TN-061 | DL-DC-009 | DL-DC-009-TN-061 | Tenant gear | access | Tenant-owned | Network stack | — |  |  |  | DL-DC-009-RACK-O | 2 | 10 | Ready | tenant | CUST-7359 | N |  | N
DL-DC-009-TN-062 | DL-DC-009 | DL-DC-009-TN-062 | Tenant gear | access | Tenant-owned | Network stack | — |  |  |  | DL-DC-009-RACK-O | 12 | 8 | Ready | tenant | CUST-7359 | N |  | N
DL-DC-009-TN-063 | DL-DC-009 | DL-DC-009-TN-063 | Tenant gear | access | Tenant-owned | Mixed equipment | — |  |  |  | DL-DC-009-RACK-O | 20 | 8 | Ready | tenant | CUST-7359 | N |  | N
DL-DC-009-TN-064 | DL-DC-009 | DL-DC-009-TN-064 | Tenant gear | access | Tenant-owned | HPC nodes | — |  |  |  | DL-DC-009-RACK-O | 28 | 8 | Ready | tenant | CUST-7359 | N |  | N
DL-DC-009-TN-065 | DL-DC-009 | DL-DC-009-TN-065 | Tenant gear | access | Tenant-owned | Storage array | — |  |  |  | DL-DC-009-RACK-P | 2 | 8 | Ready | tenant | CUST-7359 | N |  | N
DL-DC-009-TN-066 | DL-DC-009 | DL-DC-009-TN-066 | Tenant gear | access | Tenant-owned | Rack servers | — |  |  |  | DL-DC-009-RACK-P | 10 | 8 | Ready | tenant | CUST-7359 | N |  | N
DL-DC-009-TN-067 | DL-DC-009 | DL-DC-009-TN-067 | Tenant gear | access | Tenant-owned | Rack servers | — |  |  |  | DL-DC-009-RACK-P | 18 | 2 | Ready | tenant | CUST-7359 | N |  | N
DL-DC-009-TN-068 | DL-DC-009 | DL-DC-009-TN-068 | Tenant gear | access | Tenant-owned | Storage array | — |  |  |  | DL-DC-009-RACK-P | 20 | 6 | Ready | tenant | CUST-7359 | N |  | N
DL-DC-009-TN-069 | DL-DC-009 | DL-DC-009-TN-069 | Tenant gear | access | Tenant-owned | Storage array | — |  |  |  | DL-DC-009-RACK-P | 26 | 6 | Ready | tenant | CUST-7359 | N |  | N
DL-DC-009-TN-070 | DL-DC-009 | DL-DC-009-TN-070 | Tenant gear | access | Tenant-owned | Rack servers | — |  |  |  | DL-DC-009-RACK-Q | 2 | 6 | Ready | tenant | CUST-7359 | N |  | N
DL-DC-009-TN-071 | DL-DC-009 | DL-DC-009-TN-071 | Tenant gear | access | Tenant-owned | HPC nodes | — |  |  |  | DL-DC-009-RACK-Q | 8 | 4 | Ready | tenant | CUST-7359 | N |  | N
DL-DC-009-TN-072 | DL-DC-009 | DL-DC-009-TN-072 | Tenant gear | access | Tenant-owned | HPC nodes | — |  |  |  | DL-DC-009-RACK-Q | 12 | 6 | Ready | tenant | CUST-7359 | N |  | N
DL-DC-009-TN-073 | DL-DC-009 | DL-DC-009-TN-073 | Tenant gear | access | Tenant-owned | Blade chassis | — |  |  |  | DL-DC-009-RACK-Q | 18 | 2 | Ready | tenant | CUST-7359 | N |  | N
DL-DC-009-TN-074 | DL-DC-009 | DL-DC-009-TN-074 | Tenant gear | access | Tenant-owned | Mixed equipment | — |  |  |  | DL-DC-009-RACK-Q | 20 | 8 | Ready | tenant | CUST-7359 | N |  | N
DL-DC-009-TN-075 | DL-DC-009 | DL-DC-009-TN-075 | Tenant gear | access | Tenant-owned | Blade chassis | — |  |  |  | DL-DC-009-RACK-Q | 28 | 2 | Ready | tenant | CUST-7359 | N |  | N
DL-DC-009-TN-076 | DL-DC-009 | DL-DC-009-TN-076 | Tenant gear | access | Tenant-owned | Storage array | — |  |  |  | DL-DC-009-RACK-Q | 30 | 2 | Ready | tenant | CUST-7359 | N |  | N
AP-DC-010-PE-T4-01 | AP-DC-010 | AP-DC-010-PE-T4-01 | Router | core | JUNIPER | MX204 | 21.4R3-S5.5 | JU0011005 | 172.30.40.20 | A4:5E:60:BC:B2:50 | AP-DC-010-RACK-A | 2 | 1 | Ready | operator |  | Y | COL-AP-DC-010-2 | Y
AP-DC-010-PE-T4-02 | AP-DC-010 | AP-DC-010-PE-T4-02 | Router | core | JUNIPER | MX204 | 21.4R3-S5.5 | JU0011009 | 172.30.40.21 | A4:5E:60:5A:58:40 | AP-DC-010-RACK-A | 3 | 1 | Ready | operator |  | Y | COL-AP-DC-010-1 | Y
AP-DC-010-PE-T4-03 | AP-DC-010 | AP-DC-010-PE-T4-03 | Router | core | CISCO | ASR 9006 | IOS XR 7.9.2 | CS0011018 | 172.30.40.22 | A4:5E:60:CB:AB:B3 | AP-DC-010-RACK-A | 4 | 1 | Ready | operator |  | Y | COL-AP-DC-010-2 | Y
AP-DC-010-PE-T4-04 | AP-DC-010 | AP-DC-010-PE-T4-04 | Router | core | CISCO | ASR 9006 | IOS XR 7.9.2 | CS0011024 | 172.30.40.23 | A4:5E:60:76:78:DD | AP-DC-010-RACK-A | 5 | 1 | Ready | operator |  | Y | COL-AP-DC-010-1 | Y
AP-DC-010-FW-01 | AP-DC-010 | AP-DC-010-FW-01 | Firewall | core | FORTINET | FortiGate 3700F | FortiOS 7.4.3 | FG0011032 | 172.30.40.24 | A4:5E:60:A7:2E:B1 | AP-DC-010-RACK-A | 6 | 3 | Ready | operator |  | Y | COL-AP-DC-010-1 | N
AP-DC-010-OLA-01 | AP-DC-010 | AP-DC-010-OLA-01 | DWDM | core | NOKIA | 1830 PSS-16II | R23.6 | NK0011038 | 172.30.40.25 | A4:5E:60:B8:85:98 | AP-DC-010-RACK-A | 9 | 6 | Ready | operator |  | Y | COL-AP-DC-010-2 | N
AP-DC-010-AGG-R01 | AP-DC-010 | AP-DC-010-AGG-R01 | Router | spine | JUNIPER | MX480 | 22.2R3-S2 | JU0011043 | 172.30.40.26 | A4:5E:60:C8:6D:D5 | AP-DC-010-RACK-A | 15 | 4 | Ready | operator |  | Y | COL-AP-DC-010-1 | N
AP-DC-010-AGG-R02 | AP-DC-010 | AP-DC-010-AGG-R02 | Router | spine | JUNIPER | MX480 | 22.2R3-S2 | JU0011050 | 172.30.40.27 | A4:5E:60:F2:DD:D9 | AP-DC-010-RACK-A | 19 | 4 | Ready | operator |  | Y | COL-AP-DC-010-2 | N
AP-DC-010-MMR-SW-01 | AP-DC-010 | AP-DC-010-MMR-SW-01 | Switch | leaf | ARISTA | 7050SX3-48YC | EOS 4.31.1F | AR0011061 | 172.30.40.28 | A4:5E:60:36:66:89 | AP-DC-010-RACK-A | 23 | 1 | Ready | operator |  | Y | COL-AP-DC-010-1 | N
AP-DC-010-MMR-SW-02 | AP-DC-010 | AP-DC-010-MMR-SW-02 | Switch | leaf | JUNIPER | QFX5120-48Y | 22.2R3 | JU0011067 | 172.30.40.29 | A4:5E:60:D9:2F:E8 | AP-DC-010-RACK-A | 24 | 1 | Ready | operator |  | Y | COL-AP-DC-010-2 | N
AP-DC-010-MMR-SW-03 | AP-DC-010 | AP-DC-010-MMR-SW-03 | Switch | leaf | CISCO | Nexus 93180YC | NX-OS 10.3(4a) | CS0011074 | 172.30.40.30 | A4:5E:60:22:2E:81 | AP-DC-010-RACK-A | 25 | 1 | Ready | operator |  | Y | COL-AP-DC-010-1 | N
AP-DC-010-MMR-SW-04 | AP-DC-010 | AP-DC-010-MMR-SW-04 | Switch | leaf | CISCO | Nexus 93180YC | NX-OS 10.3(4a) | CS0011081 | 172.30.40.31 | A4:5E:60:3A:BE:92 | AP-DC-010-RACK-A | 26 | 1 | Ready | operator |  | Y | COL-AP-DC-010-2 | N
AP-DC-010-TOR-001 | AP-DC-010 | AP-DC-010-TOR-001 | Switch | access | JUNIPER | QFX5120-48Y | 22.2R3 | JU0011084 | 172.30.40.32 | A4:5E:60:67:07:56 | AP-DC-010-RACK-A | 27 | 1 | Ready | operator |  | Y | COL-AP-DC-010-1 | N
AP-DC-010-TOR-002 | AP-DC-010 | AP-DC-010-TOR-002 | Switch | access | CISCO | Nexus 93180YC | NX-OS 10.3(4a) | CS0011096 | 172.30.40.33 | A4:5E:60:F1:7A:F3 | AP-DC-010-RACK-A | 28 | 1 | Ready | operator |  | Y | COL-AP-DC-010-2 | N
AP-DC-010-TOR-003 | AP-DC-010 | AP-DC-010-TOR-003 | Switch | access | ARISTA | 7050SX3-48YC | EOS 4.31.1F | AR0011100 | 172.30.40.34 | A4:5E:60:1D:9B:1A | AP-DC-010-RACK-A | 29 | 1 | Ready | operator |  | Y | COL-AP-DC-010-1 | N
AP-DC-010-TN-001 | AP-DC-010 | AP-DC-010-TN-001 | Tenant gear | access | Tenant-owned | Network stack | — |  |  |  | AP-DC-010-RACK-B | 2 | 10 | Ready | tenant | CUST-8240 | N |  | N
AP-DC-010-TN-002 | AP-DC-010 | AP-DC-010-TN-002 | Tenant gear | access | Tenant-owned | Mixed equipment | — |  |  |  | AP-DC-010-RACK-B | 12 | 4 | Ready | tenant | CUST-8240 | N |  | N
AP-DC-010-TN-003 | AP-DC-010 | AP-DC-010-TN-003 | Tenant gear | access | Tenant-owned | HPC nodes | — |  |  |  | AP-DC-010-RACK-B | 16 | 6 | Ready | tenant | CUST-8240 | N |  | N
AP-DC-010-TN-004 | AP-DC-010 | AP-DC-010-TN-004 | Tenant gear | access | Tenant-owned | HPC nodes | — |  |  |  | AP-DC-010-RACK-B | 22 | 4 | Ready | tenant | CUST-8240 | N |  | N
AP-DC-010-TN-005 | AP-DC-010 | AP-DC-010-TN-005 | Tenant gear | access | Tenant-owned | HPC nodes | — |  |  |  | AP-DC-010-RACK-B | 26 | 4 | Ready | tenant | CUST-8240 | N |  | N
AP-DC-010-TN-006 | AP-DC-010 | AP-DC-010-TN-006 | Tenant gear | access | Tenant-owned | HPC nodes | — |  |  |  | AP-DC-010-RACK-B | 30 | 4 | Ready | tenant | CUST-8240 | N |  | N
AP-DC-010-TN-007 | AP-DC-010 | AP-DC-010-TN-007 | Tenant gear | access | Tenant-owned | HPC nodes | — |  |  |  | AP-DC-010-RACK-C | 2 | 4 | Ready | tenant | CUST-8240 | N |  | N
AP-DC-010-TN-008 | AP-DC-010 | AP-DC-010-TN-008 | Tenant gear | access | Tenant-owned | Blade chassis | — |  |  |  | AP-DC-010-RACK-C | 6 | 4 | Ready | tenant | CUST-8240 | N |  | N
AP-DC-010-TN-009 | AP-DC-010 | AP-DC-010-TN-009 | Tenant gear | access | Tenant-owned | Storage array | — |  |  |  | AP-DC-010-RACK-C | 10 | 4 | Ready | tenant | CUST-8240 | N |  | N
AP-DC-010-TN-010 | AP-DC-010 | AP-DC-010-TN-010 | Tenant gear | access | Tenant-owned | Mixed equipment | — |  |  |  | AP-DC-010-RACK-C | 14 | 10 | Ready | tenant | CUST-8240 | N |  | N
AP-DC-010-TN-011 | AP-DC-010 | AP-DC-010-TN-011 | Tenant gear | access | Tenant-owned | Network stack | — |  |  |  | AP-DC-010-RACK-C | 24 | 8 | Ready | tenant | CUST-8240 | N |  | N
AP-DC-010-TN-012 | AP-DC-010 | AP-DC-010-TN-012 | Tenant gear | access | Tenant-owned | Blade chassis | — |  |  |  | AP-DC-010-RACK-D | 2 | 6 | Ready | tenant | CUST-8240 | N |  | N
AP-DC-010-TN-013 | AP-DC-010 | AP-DC-010-TN-013 | Tenant gear | access | Tenant-owned | Blade chassis | — |  |  |  | AP-DC-010-RACK-D | 8 | 6 | Ready | tenant | CUST-8240 | N |  | N
AP-DC-010-TN-014 | AP-DC-010 | AP-DC-010-TN-014 | Tenant gear | access | Tenant-owned | Storage array | — |  |  |  | AP-DC-010-RACK-D | 14 | 2 | Ready | tenant | CUST-8240 | N |  | N
AP-DC-010-TN-015 | AP-DC-010 | AP-DC-010-TN-015 | Tenant gear | access | Tenant-owned | HPC nodes | — |  |  |  | AP-DC-010-RACK-D | 16 | 10 | Ready | tenant | CUST-8240 | N |  | N
AP-DC-010-TN-016 | AP-DC-010 | AP-DC-010-TN-016 | Tenant gear | access | Tenant-owned | Rack servers | — |  |  |  | AP-DC-010-RACK-D | 26 | 6 | Ready | tenant | CUST-8240 | N |  | N
AP-DC-010-TN-017 | AP-DC-010 | AP-DC-010-TN-017 | Tenant gear | access | Tenant-owned | Storage array | — |  |  |  | AP-DC-010-RACK-D | 32 | 4 | Ready | tenant | CUST-8240 | N |  | N
AP-DC-010-TN-018 | AP-DC-010 | AP-DC-010-TN-018 | Tenant gear | access | Tenant-owned | Mixed equipment | — |  |  |  | AP-DC-010-RACK-E | 2 | 6 | Ready | tenant | CUST-5597 | N |  | N
AP-DC-010-TN-019 | AP-DC-010 | AP-DC-010-TN-019 | Tenant gear | access | Tenant-owned | Network stack | — |  |  |  | AP-DC-010-RACK-E | 8 | 4 | Ready | tenant | CUST-5597 | N |  | N
AP-DC-010-TN-020 | AP-DC-010 | AP-DC-010-TN-020 | Tenant gear | access | Tenant-owned | Storage array | — |  |  |  | AP-DC-010-RACK-E | 12 | 6 | Ready | tenant | CUST-5597 | N |  | N
AP-DC-010-TN-021 | AP-DC-010 | AP-DC-010-TN-021 | Tenant gear | access | Tenant-owned | Mixed equipment | — |  |  |  | AP-DC-010-RACK-E | 18 | 6 | Ready | tenant | CUST-5597 | N |  | N
AP-DC-010-TN-022 | AP-DC-010 | AP-DC-010-TN-022 | Tenant gear | access | Tenant-owned | Storage array | — |  |  |  | AP-DC-010-RACK-E | 24 | 4 | Ready | tenant | CUST-5597 | N |  | N
AP-DC-010-TN-023 | AP-DC-010 | AP-DC-010-TN-023 | Tenant gear | access | Tenant-owned | Storage array | — |  |  |  | AP-DC-010-RACK-E | 28 | 2 | Ready | tenant | CUST-5597 | N |  | N
AP-DC-010-TN-024 | AP-DC-010 | AP-DC-010-TN-024 | Tenant gear | access | Tenant-owned | Network stack | — |  |  |  | AP-DC-010-RACK-E | 30 | 4 | Ready | tenant | CUST-5597 | N |  | N
AP-DC-010-TN-025 | AP-DC-010 | AP-DC-010-TN-025 | Tenant gear | access | Tenant-owned | Network stack | — |  |  |  | AP-DC-010-RACK-F | 2 | 4 | Ready | tenant | CUST-9111 | N |  | N
AP-DC-010-TN-026 | AP-DC-010 | AP-DC-010-TN-026 | Tenant gear | access | Tenant-owned | HPC nodes | — |  |  |  | AP-DC-010-RACK-F | 6 | 10 | Ready | tenant | CUST-9111 | N |  | N
AP-DC-010-TN-027 | AP-DC-010 | AP-DC-010-TN-027 | Tenant gear | access | Tenant-owned | Mixed equipment | — |  |  |  | AP-DC-010-RACK-F | 16 | 4 | Ready | tenant | CUST-9111 | N |  | N
AP-DC-010-TN-028 | AP-DC-010 | AP-DC-010-TN-028 | Tenant gear | access | Tenant-owned | Storage array | — |  |  |  | AP-DC-010-RACK-F | 20 | 4 | Ready | tenant | CUST-9111 | N |  | N
HR-DC-011-PE-T4-01 | HR-DC-011 | HR-DC-011-PE-T4-01 | Router | core | JUNIPER | MX204 | 21.4R3-S5.5 | JU0011000 | 172.24.40.20 | A4:5E:60:F1:83:4E | HR-DC-011-RACK-A | 2 | 1 | Ready | operator |  | Y | COL-HR-DC-011-2 | Y
HR-DC-011-PE-T4-02 | HR-DC-011 | HR-DC-011-PE-T4-02 | Router | core | JUNIPER | MX204 | 21.4R3-S5.5 | JU0011010 | 172.24.40.21 | A4:5E:60:9B:82:53 | HR-DC-011-RACK-A | 3 | 1 | Ready | operator |  | Y | COL-HR-DC-011-1 | Y
HR-DC-011-PE-T4-03 | HR-DC-011 | HR-DC-011-PE-T4-03 | Router | core | JUNIPER | MX480 | 22.2R3-S2 | JU0011016 | 172.24.40.22 | A4:5E:60:B9:9F:67 | HR-DC-011-RACK-A | 4 | 1 | Ready | operator |  | Y | COL-HR-DC-011-2 | Y
HR-DC-011-PE-T4-04 | HR-DC-011 | HR-DC-011-PE-T4-04 | Router | core | JUNIPER | MX480 | 22.2R3-S2 | JU0011023 | 172.24.40.23 | A4:5E:60:7A:00:56 | HR-DC-011-RACK-A | 5 | 1 | Ready | operator |  | Y | COL-HR-DC-011-1 | Y
HR-DC-011-FW-01 | HR-DC-011 | HR-DC-011-FW-01 | Firewall | core | FORTINET | FortiGate 3700F | FortiOS 7.4.3 | FG0011034 | 172.24.40.24 | A4:5E:60:BD:D7:6A | HR-DC-011-RACK-A | 6 | 3 | Ready | operator |  | Y | COL-HR-DC-011-1 | N
HR-DC-011-OLA-01 | HR-DC-011 | HR-DC-011-OLA-01 | DWDM | core | CIENA | 6500 D7 | R16.2 | CI0011039 | 172.24.40.25 | A4:5E:60:63:90:64 | HR-DC-011-RACK-A | 9 | 6 | Ready | operator |  | Y | COL-HR-DC-011-2 | N
HR-DC-011-OLA-02 | HR-DC-011 | HR-DC-011-OLA-02 | DWDM | core | NOKIA | 1830 PSS-16II | R23.6 | NK0011047 | 172.24.40.26 | A4:5E:60:51:2E:69 | HR-DC-011-RACK-A | 15 | 6 | Ready | operator |  | Y | COL-HR-DC-011-1 | N
HR-DC-011-AGG-R01 | HR-DC-011 | HR-DC-011-AGG-R01 | Router | spine | JUNIPER | MX480 | 22.2R3-S2 | JU0011053 | 172.24.40.27 | A4:5E:60:35:25:10 | HR-DC-011-RACK-A | 21 | 4 | Ready | operator |  | Y | COL-HR-DC-011-1 | N
HR-DC-011-AGG-R02 | HR-DC-011 | HR-DC-011-AGG-R02 | Router | spine | JUNIPER | MX480 | 22.2R3-S2 | JU0011061 | 172.24.40.28 | A4:5E:60:71:9F:07 | HR-DC-011-RACK-A | 25 | 4 | Ready | operator |  | Y | COL-HR-DC-011-2 | N
HR-DC-011-MMR-SW-01 | HR-DC-011 | HR-DC-011-MMR-SW-01 | Switch | leaf | ARISTA | 7050SX3-48YC | EOS 4.31.1F | AR0011068 | 172.24.40.29 | A4:5E:60:0A:18:78 | HR-DC-011-RACK-A | 29 | 1 | Ready | operator |  | Y | COL-HR-DC-011-1 | N
HR-DC-011-MMR-SW-02 | HR-DC-011 | HR-DC-011-MMR-SW-02 | Switch | leaf | ARISTA | 7050SX3-48YC | EOS 4.31.1F | AR0011072 | 172.24.40.30 | A4:5E:60:D0:1B:14 | HR-DC-011-RACK-A | 30 | 1 | Ready | operator |  | Y | COL-HR-DC-011-2 | N
HR-DC-011-MMR-SW-03 | HR-DC-011 | HR-DC-011-MMR-SW-03 | Switch | leaf | ARISTA | 7050SX3-48YC | EOS 4.31.1F | AR0011080 | 172.24.40.31 | A4:5E:60:07:14:49 | HR-DC-011-RACK-A | 31 | 1 | Ready | operator |  | Y | COL-HR-DC-011-1 | N
HR-DC-011-MMR-SW-04 | HR-DC-011 | HR-DC-011-MMR-SW-04 | Switch | leaf | ARISTA | 7050SX3-48YC | EOS 4.31.1F | AR0011086 | 172.24.40.32 | A4:5E:60:99:2B:E6 | HR-DC-011-RACK-A | 32 | 1 | Ready | operator |  | Y | COL-HR-DC-011-2 | N
HR-DC-011-MMR-SW-05 | HR-DC-011 | HR-DC-011-MMR-SW-05 | Switch | leaf | CISCO | Nexus 93180YC | NX-OS 10.3(4a) | CS0011094 | 172.24.40.33 | A4:5E:60:27:3B:71 | HR-DC-011-RACK-A | 33 | 1 | Ready | operator |  | Y | COL-HR-DC-011-1 | N
HR-DC-011-MMR-SW-06 | HR-DC-011 | HR-DC-011-MMR-SW-06 | Switch | leaf | CISCO | Nexus 93180YC | NX-OS 10.3(4a) | CS0011102 | 172.24.40.34 | A4:5E:60:16:21:3E | HR-DC-011-RACK-A | 34 | 1 | Ready | operator |  | Y | COL-HR-DC-011-2 | N
HR-DC-011-TOR-001 | HR-DC-011 | HR-DC-011-TOR-001 | Switch | access | CISCO | Nexus 93180YC | NX-OS 10.3(4a) | CS0011106 | 172.24.40.35 | A4:5E:60:86:1D:AF | HR-DC-011-RACK-A | 35 | 1 | Ready | operator |  | Y | COL-HR-DC-011-1 | N
HR-DC-011-TOR-002 | HR-DC-011 | HR-DC-011-TOR-002 | Switch | access | CISCO | Nexus 93180YC | NX-OS 10.3(4a) | CS0011116 | 172.24.40.36 | A4:5E:60:A6:2A:DA | HR-DC-011-RACK-A | 36 | 1 | Ready | operator |  | Y | COL-HR-DC-011-2 | N
HR-DC-011-TOR-003 | HR-DC-011 | HR-DC-011-TOR-003 | Switch | access | JUNIPER | QFX5120-48Y | 22.2R3 | JU0011119 | 172.24.40.37 | A4:5E:60:64:94:99 | HR-DC-011-RACK-B | 2 | 1 | Ready | operator |  | Y | COL-HR-DC-011-1 | N
HR-DC-011-TOR-004 | HR-DC-011 | HR-DC-011-TOR-004 | Switch | access | JUNIPER | QFX5120-48Y | 22.2R3 | JU0011126 | 172.24.40.38 | A4:5E:60:C6:8F:22 | HR-DC-011-RACK-B | 3 | 1 | Ready | operator |  | Y | COL-HR-DC-011-2 | N
HR-DC-011-TOR-005 | HR-DC-011 | HR-DC-011-TOR-005 | Switch | access | JUNIPER | QFX5120-48Y | 22.2R3 | JU0011137 | 172.24.40.39 | A4:5E:60:E7:39:13 | HR-DC-011-RACK-B | 4 | 1 | Ready | operator |  | Y | COL-HR-DC-011-1 | N
HR-DC-011-TN-001 | HR-DC-011 | HR-DC-011-TN-001 | Tenant gear | access | Tenant-owned | HPC nodes | — |  |  |  | HR-DC-011-RACK-B | 5 | 10 | Ready | tenant |  | N |  | N
HR-DC-011-TN-002 | HR-DC-011 | HR-DC-011-TN-002 | Tenant gear | access | Tenant-owned | Network stack | — |  |  |  | HR-DC-011-RACK-B | 15 | 10 | Ready | tenant |  | N |  | N
HR-DC-011-TN-003 | HR-DC-011 | HR-DC-011-TN-003 | Tenant gear | access | Tenant-owned | Network stack | — |  |  |  | HR-DC-011-RACK-B | 25 | 2 | Ready | tenant |  | N |  | N
HR-DC-011-TN-004 | HR-DC-011 | HR-DC-011-TN-004 | Tenant gear | access | Tenant-owned | Storage array | — |  |  |  | HR-DC-011-RACK-B | 27 | 6 | Ready | tenant |  | N |  | N
HR-DC-011-TN-005 | HR-DC-011 | HR-DC-011-TN-005 | Tenant gear | access | Tenant-owned | HPC nodes | — |  |  |  | HR-DC-011-RACK-C | 2 | 6 | Ready | tenant | CUST-5587 | N |  | N
HR-DC-011-TN-006 | HR-DC-011 | HR-DC-011-TN-006 | Tenant gear | access | Tenant-owned | Storage array | — |  |  |  | HR-DC-011-RACK-C | 8 | 10 | Ready | tenant | CUST-5587 | N |  | N
HR-DC-011-TN-007 | HR-DC-011 | HR-DC-011-TN-007 | Tenant gear | access | Tenant-owned | Storage array | — |  |  |  | HR-DC-011-RACK-C | 18 | 4 | Ready | tenant | CUST-5587 | N |  | N
HR-DC-011-TN-008 | HR-DC-011 | HR-DC-011-TN-008 | Tenant gear | access | Tenant-owned | Rack servers | — |  |  |  | HR-DC-011-RACK-C | 22 | 2 | Ready | tenant | CUST-5587 | N |  | N
HR-DC-011-TN-009 | HR-DC-011 | HR-DC-011-TN-009 | Tenant gear | access | Tenant-owned | Blade chassis | — |  |  |  | HR-DC-011-RACK-C | 24 | 8 | Ready | tenant | CUST-5587 | N |  | N
HR-DC-011-TN-010 | HR-DC-011 | HR-DC-011-TN-010 | Tenant gear | access | Tenant-owned | Mixed equipment | — |  |  |  | HR-DC-011-RACK-D | 2 | 8 | Ready | tenant | CUST-5587 | N |  | N
HR-DC-011-TN-011 | HR-DC-011 | HR-DC-011-TN-011 | Tenant gear | access | Tenant-owned | Storage array | — |  |  |  | HR-DC-011-RACK-D | 10 | 4 | Ready | tenant | CUST-5587 | N |  | N
HR-DC-011-TN-012 | HR-DC-011 | HR-DC-011-TN-012 | Tenant gear | access | Tenant-owned | Mixed equipment | — |  |  |  | HR-DC-011-RACK-D | 14 | 8 | Ready | tenant | CUST-5587 | N |  | N
HR-DC-011-TN-013 | HR-DC-011 | HR-DC-011-TN-013 | Tenant gear | access | Tenant-owned | Network stack | — |  |  |  | HR-DC-011-RACK-D | 22 | 2 | Ready | tenant | CUST-5587 | N |  | N
HR-DC-011-TN-014 | HR-DC-011 | HR-DC-011-TN-014 | Tenant gear | access | Tenant-owned | Storage array | — |  |  |  | HR-DC-011-RACK-D | 24 | 4 | Ready | tenant | CUST-5587 | N |  | N
HR-DC-011-TN-015 | HR-DC-011 | HR-DC-011-TN-015 | Tenant gear | access | Tenant-owned | Network stack | — |  |  |  | HR-DC-011-RACK-D | 28 | 6 | Ready | tenant | CUST-5587 | N |  | N
HR-DC-011-TN-016 | HR-DC-011 | HR-DC-011-TN-016 | Tenant gear | access | Tenant-owned | Network stack | — |  |  |  | HR-DC-011-RACK-E | 2 | 8 | Ready | tenant | CUST-8220 | N |  | N
HR-DC-011-TN-017 | HR-DC-011 | HR-DC-011-TN-017 | Tenant gear | access | Tenant-owned | Storage array | — |  |  |  | HR-DC-011-RACK-E | 10 | 8 | Ready | tenant | CUST-8220 | N |  | N
HR-DC-011-TN-018 | HR-DC-011 | HR-DC-011-TN-018 | Tenant gear | access | Tenant-owned | Network stack | — |  |  |  | HR-DC-011-RACK-E | 18 | 8 | Ready | tenant | CUST-8220 | N |  | N
HR-DC-011-TN-019 | HR-DC-011 | HR-DC-011-TN-019 | Tenant gear | access | Tenant-owned | Network stack | — |  |  |  | HR-DC-011-RACK-E | 26 | 6 | Ready | tenant | CUST-8220 | N |  | N
HR-DC-011-TN-020 | HR-DC-011 | HR-DC-011-TN-020 | Tenant gear | access | Tenant-owned | Mixed equipment | — |  |  |  | HR-DC-011-RACK-F | 2 | 6 | Ready | tenant | CUST-8220 | N |  | N
HR-DC-011-TN-021 | HR-DC-011 | HR-DC-011-TN-021 | Tenant gear | access | Tenant-owned | Network stack | — |  |  |  | HR-DC-011-RACK-F | 8 | 8 | Ready | tenant | CUST-8220 | N |  | N
HR-DC-011-TN-022 | HR-DC-011 | HR-DC-011-TN-022 | Tenant gear | access | Tenant-owned | Network stack | — |  |  |  | HR-DC-011-RACK-F | 16 | 4 | Ready | tenant | CUST-8220 | N |  | N
HR-DC-011-TN-023 | HR-DC-011 | HR-DC-011-TN-023 | Tenant gear | access | Tenant-owned | Mixed equipment | — |  |  |  | HR-DC-011-RACK-F | 20 | 2 | Ready | tenant | CUST-8220 | N |  | N
HR-DC-011-TN-024 | HR-DC-011 | HR-DC-011-TN-024 | Tenant gear | access | Tenant-owned | Rack servers | — |  |  |  | HR-DC-011-RACK-F | 22 | 2 | Ready | tenant | CUST-8220 | N |  | N
HR-DC-011-TN-025 | HR-DC-011 | HR-DC-011-TN-025 | Tenant gear | access | Tenant-owned | Rack servers | — |  |  |  | HR-DC-011-RACK-F | 24 | 2 | Ready | tenant | CUST-8220 | N |  | N
HR-DC-011-TN-026 | HR-DC-011 | HR-DC-011-TN-026 | Tenant gear | access | Tenant-owned | Rack servers | — |  |  |  | HR-DC-011-RACK-F | 26 | 4 | Ready | tenant | CUST-8220 | N |  | N
HR-DC-011-TN-027 | HR-DC-011 | HR-DC-011-TN-027 | Tenant gear | access | Tenant-owned | Storage array | — |  |  |  | HR-DC-011-RACK-F | 30 | 2 | Ready | tenant | CUST-8220 | N |  | N
HR-DC-011-TN-028 | HR-DC-011 | HR-DC-011-TN-028 | Tenant gear | access | Tenant-owned | Mixed equipment | — |  |  |  | HR-DC-011-RACK-F | 32 | 2 | Ready | tenant | CUST-8220 | N |  | N
HR-DC-011-TN-029 | HR-DC-011 | HR-DC-011-TN-029 | Tenant gear | access | Tenant-owned | HPC nodes | — |  |  |  | HR-DC-011-RACK-G | 2 | 6 | Ready | tenant | CUST-2944 | N |  | N
HR-DC-011-TN-030 | HR-DC-011 | HR-DC-011-TN-030 | Tenant gear | access | Tenant-owned | Rack servers | — |  |  |  | HR-DC-011-RACK-G | 8 | 4 | Ready | tenant | CUST-2944 | N |  | N
HR-DC-011-TN-031 | HR-DC-011 | HR-DC-011-TN-031 | Tenant gear | access | Tenant-owned | Network stack | — |  |  |  | HR-DC-011-RACK-G | 12 | 4 | Ready | tenant | CUST-2944 | N |  | N
HR-DC-011-TN-032 | HR-DC-011 | HR-DC-011-TN-032 | Tenant gear | access | Tenant-owned | HPC nodes | — |  |  |  | HR-DC-011-RACK-G | 16 | 4 | Ready | tenant | CUST-2944 | N |  | N
HR-DC-011-TN-033 | HR-DC-011 | HR-DC-011-TN-033 | Tenant gear | access | Tenant-owned | Rack servers | — |  |  |  | HR-DC-011-RACK-G | 20 | 6 | Ready | tenant | CUST-2944 | N |  | N
HR-DC-011-TN-034 | HR-DC-011 | HR-DC-011-TN-034 | Tenant gear | access | Tenant-owned | Blade chassis | — |  |  |  | HR-DC-011-RACK-G | 26 | 6 | Ready | tenant | CUST-2944 | N |  | N
HR-DC-011-TN-035 | HR-DC-011 | HR-DC-011-TN-035 | Tenant gear | access | Tenant-owned | Network stack | — |  |  |  | HR-DC-011-RACK-H | 2 | 8 | Ready | tenant | CUST-2944 | N |  | N
HR-DC-011-TN-036 | HR-DC-011 | HR-DC-011-TN-036 | Tenant gear | access | Tenant-owned | HPC nodes | — |  |  |  | HR-DC-011-RACK-H | 10 | 6 | Ready | tenant | CUST-2944 | N |  | N
HR-DC-011-TN-037 | HR-DC-011 | HR-DC-011-TN-037 | Tenant gear | access | Tenant-owned | Network stack | — |  |  |  | HR-DC-011-RACK-H | 16 | 4 | Ready | tenant | CUST-2944 | N |  | N
HR-DC-011-TN-038 | HR-DC-011 | HR-DC-011-TN-038 | Tenant gear | access | Tenant-owned | Storage array | — |  |  |  | HR-DC-011-RACK-H | 20 | 2 | Ready | tenant | CUST-2944 | N |  | N
HR-DC-011-TN-039 | HR-DC-011 | HR-DC-011-TN-039 | Tenant gear | access | Tenant-owned | Network stack | — |  |  |  | HR-DC-011-RACK-H | 22 | 4 | Ready | tenant | CUST-2944 | N |  | N
HR-DC-011-TN-040 | HR-DC-011 | HR-DC-011-TN-040 | Tenant gear | access | Tenant-owned | HPC nodes | — |  |  |  | HR-DC-011-RACK-H | 26 | 4 | Ready | tenant | CUST-2944 | N |  | N
HR-DC-011-TN-041 | HR-DC-011 | HR-DC-011-TN-041 | Tenant gear | access | Tenant-owned | Rack servers | — |  |  |  | HR-DC-011-RACK-I | 2 | 10 | Ready | tenant | CUST-4716 | N |  | N
HR-DC-011-TN-042 | HR-DC-011 | HR-DC-011-TN-042 | Tenant gear | access | Tenant-owned | HPC nodes | — |  |  |  | HR-DC-011-RACK-I | 12 | 8 | Ready | tenant | CUST-4716 | N |  | N
HR-DC-011-TN-043 | HR-DC-011 | HR-DC-011-TN-043 | Tenant gear | access | Tenant-owned | Network stack | — |  |  |  | HR-DC-011-RACK-I | 20 | 2 | Ready | tenant | CUST-4716 | N |  | N
HR-DC-011-TN-044 | HR-DC-011 | HR-DC-011-TN-044 | Tenant gear | access | Tenant-owned | Storage array | — |  |  |  | HR-DC-011-RACK-I | 22 | 4 | Ready | tenant | CUST-4716 | N |  | N
HR-DC-011-TN-045 | HR-DC-011 | HR-DC-011-TN-045 | Tenant gear | access | Tenant-owned | Rack servers | — |  |  |  | HR-DC-011-RACK-I | 26 | 10 | Ready | tenant | CUST-4716 | N |  | N
HR-DC-011-TN-046 | HR-DC-011 | HR-DC-011-TN-046 | Tenant gear | access | Tenant-owned | Storage array | — |  |  |  | HR-DC-011-RACK-J | 2 | 10 | Ready | tenant | CUST-3825 | N |  | N
HR-DC-011-TN-047 | HR-DC-011 | HR-DC-011-TN-047 | Tenant gear | access | Tenant-owned | Storage array | — |  |  |  | HR-DC-011-RACK-J | 12 | 10 | Ready | tenant | CUST-3825 | N |  | N
HR-DC-011-TN-048 | HR-DC-011 | HR-DC-011-TN-048 | Tenant gear | access | Tenant-owned | Network stack | — |  |  |  | HR-DC-011-RACK-J | 22 | 2 | Ready | tenant | CUST-3825 | N |  | N
HR-DC-011-TN-049 | HR-DC-011 | HR-DC-011-TN-049 | Tenant gear | access | Tenant-owned | Rack servers | — |  |  |  | HR-DC-011-RACK-J | 24 | 6 | Ready | tenant | CUST-3825 | N |  | N
HR-DC-011-TN-050 | HR-DC-011 | HR-DC-011-TN-050 | Tenant gear | access | Tenant-owned | Rack servers | — |  |  |  | HR-DC-011-RACK-K | 2 | 10 | Ready | tenant | CUST-5597 | N |  | N
HR-DC-011-TN-051 | HR-DC-011 | HR-DC-011-TN-051 | Tenant gear | access | Tenant-owned | Blade chassis | — |  |  |  | HR-DC-011-RACK-K | 12 | 2 | Ready | tenant | CUST-5597 | N |  | N
HR-DC-011-TN-052 | HR-DC-011 | HR-DC-011-TN-052 | Tenant gear | access | Tenant-owned | HPC nodes | — |  |  |  | HR-DC-011-RACK-K | 14 | 4 | Ready | tenant | CUST-5597 | N |  | N
HR-DC-011-TN-053 | HR-DC-011 | HR-DC-011-TN-053 | Tenant gear | access | Tenant-owned | HPC nodes | — |  |  |  | HR-DC-011-RACK-K | 18 | 2 | Ready | tenant | CUST-5597 | N |  | N
HR-DC-011-TN-054 | HR-DC-011 | HR-DC-011-TN-054 | Tenant gear | access | Tenant-owned | Network stack | — |  |  |  | HR-DC-011-RACK-K | 20 | 8 | Ready | tenant | CUST-5597 | N |  | N
HR-DC-011-TN-055 | HR-DC-011 | HR-DC-011-TN-055 | Tenant gear | access | Tenant-owned | Mixed equipment | — |  |  |  | HR-DC-011-RACK-L | 2 | 10 | Ready | tenant | CUST-5597 | N |  | N
HR-DC-011-TN-056 | HR-DC-011 | HR-DC-011-TN-056 | Tenant gear | access | Tenant-owned | Storage array | — |  |  |  | HR-DC-011-RACK-L | 12 | 4 | Ready | tenant | CUST-5597 | N |  | N
PB-DC-012-PE-T4-01 | PB-DC-012 | PB-DC-012-PE-T4-01 | Router | core | JUNIPER | MX204 | 21.4R3-S5.5 | JU0011005 | 172.25.40.20 | A4:5E:60:13:F4:76 | PB-DC-012-RACK-A | 2 | 1 | Ready | operator |  | Y | COL-PB-DC-012-1 | Y
PB-DC-012-PE-T4-02 | PB-DC-012 | PB-DC-012-PE-T4-02 | Router | core | JUNIPER | MX204 | 21.4R3-S5.5 | JU0011011 | 172.25.40.21 | A4:5E:60:DE:AB:1A | PB-DC-012-RACK-A | 3 | 1 | Ready | operator |  | Y | COL-PB-DC-012-2 | Y
PB-DC-012-PE-T4-03 | PB-DC-012 | PB-DC-012-PE-T4-03 | Router | core | JUNIPER | MX204 | 21.4R3-S5.5 | JU0011018 | 172.25.40.22 | A4:5E:60:0B:FC:9E | PB-DC-012-RACK-A | 4 | 1 | Ready | operator |  | Y | COL-PB-DC-012-1 | Y
PB-DC-012-PE-T4-04 | PB-DC-012 | PB-DC-012-PE-T4-04 | Router | core | JUNIPER | MX204 | 21.4R3-S5.5 | JU0011025 | 172.25.40.23 | A4:5E:60:1E:FC:2A | PB-DC-012-RACK-A | 5 | 1 | Ready | operator |  | Y | COL-PB-DC-012-2 | Y
PB-DC-012-FW-01 | PB-DC-012 | PB-DC-012-FW-01 | Firewall | core | FORTINET | FortiGate 3700F | FortiOS 7.4.3 | FG0011029 | 172.25.40.24 | A4:5E:60:30:A4:11 | PB-DC-012-RACK-A | 6 | 3 | Ready | operator |  | Y | COL-PB-DC-012-2 | N
PB-DC-012-OLA-01 | PB-DC-012 | PB-DC-012-OLA-01 | DWDM | core | NOKIA | 1830 PSS-16II | R23.6 | NK0011036 | 172.25.40.25 | A4:5E:60:96:85:68 | PB-DC-012-RACK-A | 9 | 6 | Ready | operator |  | Y | COL-PB-DC-012-1 | N
PB-DC-012-AGG-R01 | PB-DC-012 | PB-DC-012-AGG-R01 | Router | spine | JUNIPER | MX480 | 22.2R3-S2 | JU0011047 | 172.25.40.26 | A4:5E:60:9F:E3:46 | PB-DC-012-RACK-A | 15 | 4 | Ready | operator |  | Y | COL-PB-DC-012-2 | N
PB-DC-012-AGG-R02 | PB-DC-012 | PB-DC-012-AGG-R02 | Router | spine | JUNIPER | MX480 | 22.2R3-S2 | JU0011055 | 172.25.40.27 | A4:5E:60:60:2B:42 | PB-DC-012-RACK-A | 19 | 4 | Ready | operator |  | Y | COL-PB-DC-012-1 | N
PB-DC-012-MMR-SW-01 | PB-DC-012 | PB-DC-012-MMR-SW-01 | Switch | leaf | CISCO | Nexus 93180YC | NX-OS 10.3(4a) | CS0011059 | 172.25.40.28 | A4:5E:60:9D:84:A9 | PB-DC-012-RACK-A | 23 | 1 | Ready | operator |  | Y | COL-PB-DC-012-2 | N
PB-DC-012-MMR-SW-02 | PB-DC-012 | PB-DC-012-MMR-SW-02 | Switch | leaf | ARISTA | 7050SX3-48YC | EOS 4.31.1F | AR0011067 | 172.25.40.29 | A4:5E:60:CD:71:65 | PB-DC-012-RACK-A | 24 | 1 | Ready | operator |  | Y | COL-PB-DC-012-1 | N
PB-DC-012-MMR-SW-03 | PB-DC-012 | PB-DC-012-MMR-SW-03 | Switch | leaf | ARISTA | 7050SX3-48YC | EOS 4.31.1F | AR0011070 | 172.25.40.30 | A4:5E:60:80:3B:7F | PB-DC-012-RACK-A | 25 | 1 | Ready | operator |  | Y | COL-PB-DC-012-2 | N
PB-DC-012-MMR-SW-04 | PB-DC-012 | PB-DC-012-MMR-SW-04 | Switch | leaf | CISCO | Nexus 93180YC | NX-OS 10.3(4a) | CS0011080 | 172.25.40.31 | A4:5E:60:4D:17:C8 | PB-DC-012-RACK-A | 26 | 1 | Ready | operator |  | Y | COL-PB-DC-012-1 | N
PB-DC-012-TOR-001 | PB-DC-012 | PB-DC-012-TOR-001 | Switch | access | JUNIPER | QFX5120-48Y | 22.2R3 | JU0011086 | 172.25.40.32 | A4:5E:60:C6:FA:5B | PB-DC-012-RACK-A | 27 | 1 | Ready | operator |  | Y | COL-PB-DC-012-2 | N
PB-DC-012-TOR-002 | PB-DC-012 | PB-DC-012-TOR-002 | Switch | access | CISCO | Nexus 93180YC | NX-OS 10.3(4a) | CS0011091 | 172.25.40.33 | A4:5E:60:17:FF:01 | PB-DC-012-RACK-A | 28 | 1 | Ready | operator |  | Y | COL-PB-DC-012-1 | N
PB-DC-012-TN-001 | PB-DC-012 | PB-DC-012-TN-001 | Tenant gear | access | Tenant-owned | Storage array | — |  |  |  | PB-DC-012-RACK-A | 29 | 4 | Ready | tenant |  | N |  | N
PB-DC-012-TN-002 | PB-DC-012 | PB-DC-012-TN-002 | Tenant gear | access | Tenant-owned | Rack servers | — |  |  |  | PB-DC-012-RACK-A | 33 | 2 | Ready | tenant |  | N |  | N
PB-DC-012-TN-003 | PB-DC-012 | PB-DC-012-TN-003 | Tenant gear | access | Tenant-owned | Mixed equipment | — |  |  |  | PB-DC-012-RACK-B | 2 | 4 | Ready | tenant | CUST-8240 | N |  | N
PB-DC-012-TN-004 | PB-DC-012 | PB-DC-012-TN-004 | Tenant gear | access | Tenant-owned | Storage array | — |  |  |  | PB-DC-012-RACK-B | 6 | 10 | Ready | tenant | CUST-8240 | N |  | N
PB-DC-012-TN-005 | PB-DC-012 | PB-DC-012-TN-005 | Tenant gear | access | Tenant-owned | Network stack | — |  |  |  | PB-DC-012-RACK-B | 16 | 6 | Ready | tenant | CUST-8240 | N |  | N
PB-DC-012-TN-006 | PB-DC-012 | PB-DC-012-TN-006 | Tenant gear | access | Tenant-owned | Blade chassis | — |  |  |  | PB-DC-012-RACK-B | 22 | 4 | Ready | tenant | CUST-8240 | N |  | N
PB-DC-012-TN-007 | PB-DC-012 | PB-DC-012-TN-007 | Tenant gear | access | Tenant-owned | Rack servers | — |  |  |  | PB-DC-012-RACK-B | 26 | 4 | Ready | tenant | CUST-8240 | N |  | N
PB-DC-012-TN-008 | PB-DC-012 | PB-DC-012-TN-008 | Tenant gear | access | Tenant-owned | Storage array | — |  |  |  | PB-DC-012-RACK-B | 30 | 4 | Ready | tenant | CUST-8240 | N |  | N
PB-DC-012-TN-009 | PB-DC-012 | PB-DC-012-TN-009 | Tenant gear | access | Tenant-owned | Network stack | — |  |  |  | PB-DC-012-RACK-C | 2 | 4 | Ready | tenant | CUST-8240 | N |  | N
PB-DC-012-TN-010 | PB-DC-012 | PB-DC-012-TN-010 | Tenant gear | access | Tenant-owned | Storage array | — |  |  |  | PB-DC-012-RACK-C | 6 | 4 | Ready | tenant | CUST-8240 | N |  | N
PB-DC-012-TN-011 | PB-DC-012 | PB-DC-012-TN-011 | Tenant gear | access | Tenant-owned | Network stack | — |  |  |  | PB-DC-012-RACK-C | 10 | 6 | Ready | tenant | CUST-8240 | N |  | N
PB-DC-012-TN-012 | PB-DC-012 | PB-DC-012-TN-012 | Tenant gear | access | Tenant-owned | Mixed equipment | — |  |  |  | PB-DC-012-RACK-C | 16 | 2 | Ready | tenant | CUST-8240 | N |  | N
PB-DC-012-TN-013 | PB-DC-012 | PB-DC-012-TN-013 | Tenant gear | access | Tenant-owned | Blade chassis | — |  |  |  | PB-DC-012-RACK-C | 18 | 8 | Ready | tenant | CUST-8240 | N |  | N
PB-DC-012-TN-014 | PB-DC-012 | PB-DC-012-TN-014 | Tenant gear | access | Tenant-owned | Rack servers | — |  |  |  | PB-DC-012-RACK-C | 26 | 4 | Ready | tenant | CUST-8240 | N |  | N
PB-DC-012-TN-015 | PB-DC-012 | PB-DC-012-TN-015 | Tenant gear | access | Tenant-owned | Blade chassis | — |  |  |  | PB-DC-012-RACK-C | 30 | 4 | Ready | tenant | CUST-8240 | N |  | N
PB-DC-012-TN-016 | PB-DC-012 | PB-DC-012-TN-016 | Tenant gear | access | Tenant-owned | Network stack | — |  |  |  | PB-DC-012-RACK-D | 2 | 4 | Ready | tenant | CUST-8230 | N |  | N
PB-DC-012-TN-017 | PB-DC-012 | PB-DC-012-TN-017 | Tenant gear | access | Tenant-owned | Network stack | — |  |  |  | PB-DC-012-RACK-D | 6 | 6 | Ready | tenant | CUST-8230 | N |  | N
PB-DC-012-TN-018 | PB-DC-012 | PB-DC-012-TN-018 | Tenant gear | access | Tenant-owned | HPC nodes | — |  |  |  | PB-DC-012-RACK-D | 12 | 8 | Ready | tenant | CUST-8230 | N |  | N
PB-DC-012-TN-019 | PB-DC-012 | PB-DC-012-TN-019 | Tenant gear | access | Tenant-owned | HPC nodes | — |  |  |  | PB-DC-012-RACK-D | 20 | 6 | Ready | tenant | CUST-8230 | N |  | N
PB-DC-012-TN-020 | PB-DC-012 | PB-DC-012-TN-020 | Tenant gear | access | Tenant-owned | Network stack | — |  |  |  | PB-DC-012-RACK-D | 26 | 2 | Ready | tenant | CUST-8230 | N |  | N
PB-DC-012-TN-021 | PB-DC-012 | PB-DC-012-TN-021 | Tenant gear | access | Tenant-owned | Storage array | — |  |  |  | PB-DC-012-RACK-D | 28 | 6 | Ready | tenant | CUST-8230 | N |  | N
PB-DC-012-TN-022 | PB-DC-012 | PB-DC-012-TN-022 | Tenant gear | access | Tenant-owned | HPC nodes | — |  |  |  | PB-DC-012-RACK-E | 2 | 8 | Ready | tenant | CUST-8230 | N |  | N
PB-DC-012-TN-023 | PB-DC-012 | PB-DC-012-TN-023 | Tenant gear | access | Tenant-owned | HPC nodes | — |  |  |  | PB-DC-012-RACK-E | 10 | 10 | Ready | tenant | CUST-8230 | N |  | N
PB-DC-012-TN-024 | PB-DC-012 | PB-DC-012-TN-024 | Tenant gear | access | Tenant-owned | Network stack | — |  |  |  | PB-DC-012-RACK-E | 20 | 10 | Ready | tenant | CUST-8230 | N |  | N
GJ-DC-013-PE-T4-01 | GJ-DC-013 | GJ-DC-013-PE-T4-01 | Router | core | JUNIPER | MX204 | 21.4R3-S5.5 | JU0011002 | 172.27.40.20 | A4:5E:60:50:79:C1 | GJ-DC-013-RACK-A | 2 | 1 | Planned | operator |  | N |  | Y
GJ-DC-013-PE-T4-02 | GJ-DC-013 | GJ-DC-013-PE-T4-02 | Router | core | JUNIPER | MX204 | 21.4R3-S5.5 | JU0011013 | 172.27.40.21 | A4:5E:60:CE:D2:28 | GJ-DC-013-RACK-A | 3 | 1 | Planned | operator |  | N |  | Y
GJ-DC-013-PE-T4-03 | GJ-DC-013 | GJ-DC-013-PE-T4-03 | Router | core | CISCO | ASR 9006 | IOS XR 7.9.2 | CS0011020 | 172.27.40.22 | A4:5E:60:66:F0:F4 | GJ-DC-013-RACK-A | 4 | 1 | Planned | operator |  | N |  | Y
GJ-DC-013-PE-T4-04 | GJ-DC-013 | GJ-DC-013-PE-T4-04 | Router | core | CISCO | ASR 9006 | IOS XR 7.9.2 | CS0011024 | 172.27.40.23 | A4:5E:60:D9:15:B6 | GJ-DC-013-RACK-A | 5 | 1 | Planned | operator |  | N |  | Y
GJ-DC-013-FW-01 | GJ-DC-013 | GJ-DC-013-FW-01 | Firewall | core | FORTINET | FortiGate 3700F | FortiOS 7.4.3 | FG0011033 | 172.27.40.24 | A4:5E:60:3D:45:BD | GJ-DC-013-RACK-A | 6 | 3 | Planned | operator |  | N |  | N
GJ-DC-013-OLA-01 | GJ-DC-013 | GJ-DC-013-OLA-01 | DWDM | core | CIENA | 6500 D7 | R16.2 | CI0011036 | 172.27.40.25 | A4:5E:60:88:36:49 | GJ-DC-013-RACK-A | 9 | 6 | Planned | operator |  | N |  | N
GJ-DC-013-AGG-R01 | GJ-DC-013 | GJ-DC-013-AGG-R01 | Router | spine | JUNIPER | MX480 | 22.2R3-S2 | JU0011047 | 172.27.40.26 | A4:5E:60:39:E6:6B | GJ-DC-013-RACK-A | 15 | 4 | Planned | operator |  | N |  | N
GJ-DC-013-AGG-R02 | GJ-DC-013 | GJ-DC-013-AGG-R02 | Router | spine | JUNIPER | MX480 | 22.2R3-S2 | JU0011052 | 172.27.40.27 | A4:5E:60:DD:53:CF | GJ-DC-013-RACK-A | 19 | 4 | Planned | operator |  | N |  | N
GJ-DC-013-MMR-SW-01 | GJ-DC-013 | GJ-DC-013-MMR-SW-01 | Switch | leaf | CISCO | Nexus 93180YC | NX-OS 10.3(4a) | CS0011060 | 172.27.40.28 | A4:5E:60:66:1F:98 | GJ-DC-013-RACK-A | 23 | 1 | Planned | operator |  | N |  | N
GJ-DC-013-MMR-SW-02 | GJ-DC-013 | GJ-DC-013-MMR-SW-02 | Switch | leaf | CISCO | Nexus 93180YC | NX-OS 10.3(4a) | CS0011066 | 172.27.40.29 | A4:5E:60:A3:56:4A | GJ-DC-013-RACK-A | 24 | 1 | Planned | operator |  | N |  | N
GJ-DC-013-MMR-SW-03 | GJ-DC-013 | GJ-DC-013-MMR-SW-03 | Switch | leaf | JUNIPER | QFX5120-48Y | 22.2R3 | JU0011072 | 172.27.40.30 | A4:5E:60:6C:C3:56 | GJ-DC-013-RACK-A | 25 | 1 | Planned | operator |  | N |  | N
GJ-DC-013-MMR-SW-04 | GJ-DC-013 | GJ-DC-013-MMR-SW-04 | Switch | leaf | ARISTA | 7050SX3-48YC | EOS 4.31.1F | AR0011077 | 172.27.40.31 | A4:5E:60:87:2C:87 | GJ-DC-013-RACK-A | 26 | 1 | Planned | operator |  | N |  | N
GJ-DC-013-TOR-001 | GJ-DC-013 | GJ-DC-013-TOR-001 | Switch | access | CISCO | Nexus 93180YC | NX-OS 10.3(4a) | CS0011085 | 172.27.40.32 | A4:5E:60:85:1E:E7 | GJ-DC-013-RACK-A | 27 | 1 | Planned | operator |  | N |  | N
GJ-DC-013-TOR-002 | GJ-DC-013 | GJ-DC-013-TOR-002 | Switch | access | JUNIPER | QFX5120-48Y | 22.2R3 | JU0011095 | 172.27.40.33 | A4:5E:60:0B:FD:C4 | GJ-DC-013-RACK-A | 28 | 1 | Planned | operator |  | N |  | N
GJ-DC-013-TN-001 | GJ-DC-013 | GJ-DC-013-TN-001 | Tenant gear | access | Tenant-owned | Rack servers | — |  |  |  | GJ-DC-013-RACK-A | 29 | 2 | Planned | tenant |  | N |  | N
GJ-DC-013-TN-002 | GJ-DC-013 | GJ-DC-013-TN-002 | Tenant gear | access | Tenant-owned | Blade chassis | — |  |  |  | GJ-DC-013-RACK-A | 31 | 4 | Planned | tenant |  | N |  | N
GJ-DC-013-TN-003 | GJ-DC-013 | GJ-DC-013-TN-003 | Tenant gear | access | Tenant-owned | Mixed equipment | — |  |  |  | GJ-DC-013-RACK-B | 2 | 10 | Planned | tenant | CUST-6468 | N |  | N
GJ-DC-013-TN-004 | GJ-DC-013 | GJ-DC-013-TN-004 | Tenant gear | access | Tenant-owned | Storage array | — |  |  |  | GJ-DC-013-RACK-B | 12 | 4 | Planned | tenant | CUST-6468 | N |  | N
GJ-DC-013-TN-005 | GJ-DC-013 | GJ-DC-013-TN-005 | Tenant gear | access | Tenant-owned | Blade chassis | — |  |  |  | GJ-DC-013-RACK-B | 16 | 2 | Planned | tenant | CUST-6468 | N |  | N
GJ-DC-013-TN-006 | GJ-DC-013 | GJ-DC-013-TN-006 | Tenant gear | access | Tenant-owned | HPC nodes | — |  |  |  | GJ-DC-013-RACK-B | 18 | 4 | Planned | tenant | CUST-6468 | N |  | N
GJ-DC-013-TN-007 | GJ-DC-013 | GJ-DC-013-TN-007 | Tenant gear | access | Tenant-owned | Blade chassis | — |  |  |  | GJ-DC-013-RACK-B | 22 | 4 | Planned | tenant | CUST-6468 | N |  | N
GJ-DC-013-TN-008 | GJ-DC-013 | GJ-DC-013-TN-008 | Tenant gear | access | Tenant-owned | HPC nodes | — |  |  |  | GJ-DC-013-RACK-B | 26 | 2 | Planned | tenant | CUST-6468 | N |  | N
GJ-DC-013-TN-009 | GJ-DC-013 | GJ-DC-013-TN-009 | Tenant gear | access | Tenant-owned | Storage array | — |  |  |  | GJ-DC-013-RACK-B | 28 | 4 | Planned | tenant | CUST-6468 | N |  | N
GJ-DC-013-TN-010 | GJ-DC-013 | GJ-DC-013-TN-010 | Tenant gear | access | Tenant-owned | Blade chassis | — |  |  |  | GJ-DC-013-RACK-C | 2 | 10 | Planned | tenant | CUST-6468 | N |  | N
GJ-DC-013-TN-011 | GJ-DC-013 | GJ-DC-013-TN-011 | Tenant gear | access | Tenant-owned | HPC nodes | — |  |  |  | GJ-DC-013-RACK-C | 12 | 4 | Planned | tenant | CUST-6468 | N |  | N
GJ-DC-013-TN-012 | GJ-DC-013 | GJ-DC-013-TN-012 | Tenant gear | access | Tenant-owned | Network stack | — |  |  |  | GJ-DC-013-RACK-C | 16 | 2 | Planned | tenant | CUST-6468 | N |  | N
GJ-DC-013-TN-013 | GJ-DC-013 | GJ-DC-013-TN-013 | Tenant gear | access | Tenant-owned | Blade chassis | — |  |  |  | GJ-DC-013-RACK-C | 18 | 4 | Planned | tenant | CUST-6468 | N |  | N
GJ-DC-013-TN-014 | GJ-DC-013 | GJ-DC-013-TN-014 | Tenant gear | access | Tenant-owned | HPC nodes | — |  |  |  | GJ-DC-013-RACK-C | 22 | 4 | Planned | tenant | CUST-6468 | N |  | N
GJ-DC-013-TN-015 | GJ-DC-013 | GJ-DC-013-TN-015 | Tenant gear | access | Tenant-owned | Network stack | — |  |  |  | GJ-DC-013-RACK-C | 26 | 8 | Planned | tenant | CUST-6468 | N |  | N
MP-DC-014-PE-T4-01 | MP-DC-014 | MP-DC-014-PE-T4-01 | Router | core | JUNIPER | MX204 | 21.4R3-S5.5 | JU0011005 | 172.22.40.20 | A4:5E:60:8C:B5:F4 | MP-DC-014-RACK-A | 2 | 1 | Ready | operator |  | Y | COL-MP-DC-014-2 | Y
MP-DC-014-PE-T4-02 | MP-DC-014 | MP-DC-014-PE-T4-02 | Router | core | JUNIPER | MX204 | 21.4R3-S5.5 | JU0011013 | 172.22.40.21 | A4:5E:60:45:6B:40 | MP-DC-014-RACK-A | 3 | 1 | Ready | operator |  | Y | COL-MP-DC-014-1 | Y
MP-DC-014-PE-T4-03 | MP-DC-014 | MP-DC-014-PE-T4-03 | Router | core | NOKIA | 7750 SR-1 | SR OS 23.10.R2 | NK0011020 | 172.22.40.22 | A4:5E:60:BA:C1:F4 | MP-DC-014-RACK-A | 4 | 1 | Ready | operator |  | Y | COL-MP-DC-014-2 | Y
MP-DC-014-PE-T4-04 | MP-DC-014 | MP-DC-014-PE-T4-04 | Router | core | NOKIA | 7750 SR-1 | SR OS 23.10.R2 | NK0011026 | 172.22.40.23 | A4:5E:60:27:B5:43 | MP-DC-014-RACK-A | 5 | 1 | Ready | operator |  | Y | COL-MP-DC-014-1 | Y
MP-DC-014-FW-01 | MP-DC-014 | MP-DC-014-FW-01 | Firewall | core | FORTINET | FortiGate 3700F | FortiOS 7.4.3 | FG0011028 | 172.22.40.24 | A4:5E:60:22:2B:24 | MP-DC-014-RACK-A | 6 | 3 | Ready | operator |  | Y | COL-MP-DC-014-1 | N
MP-DC-014-OLA-01 | MP-DC-014 | MP-DC-014-OLA-01 | DWDM | core | CIENA | 6500 D7 | R16.2 | CI0011038 | 172.22.40.25 | A4:5E:60:66:A5:1F | MP-DC-014-RACK-A | 9 | 6 | Ready | operator |  | Y | COL-MP-DC-014-2 | N
MP-DC-014-AGG-R01 | MP-DC-014 | MP-DC-014-AGG-R01 | Router | spine | JUNIPER | MX480 | 22.2R3-S2 | JU0011044 | 172.22.40.26 | A4:5E:60:8A:4B:5D | MP-DC-014-RACK-A | 15 | 4 | Ready | operator |  | Y | COL-MP-DC-014-1 | N
MP-DC-014-AGG-R02 | MP-DC-014 | MP-DC-014-AGG-R02 | Router | spine | JUNIPER | MX480 | 22.2R3-S2 | JU0011054 | 172.22.40.27 | A4:5E:60:69:32:58 | MP-DC-014-RACK-A | 19 | 4 | Ready | operator |  | Y | COL-MP-DC-014-2 | N
MP-DC-014-MMR-SW-01 | MP-DC-014 | MP-DC-014-MMR-SW-01 | Switch | leaf | JUNIPER | QFX5120-48Y | 22.2R3 | JU0011060 | 172.22.40.28 | A4:5E:60:9B:2B:62 | MP-DC-014-RACK-A | 23 | 1 | Ready | operator |  | Y | COL-MP-DC-014-1 | N
MP-DC-014-MMR-SW-02 | MP-DC-014 | MP-DC-014-MMR-SW-02 | Switch | leaf | ARISTA | 7050SX3-48YC | EOS 4.31.1F | AR0011068 | 172.22.40.29 | A4:5E:60:2D:A5:C5 | MP-DC-014-RACK-A | 24 | 1 | Ready | operator |  | Y | COL-MP-DC-014-2 | N
MP-DC-014-MMR-SW-03 | MP-DC-014 | MP-DC-014-MMR-SW-03 | Switch | leaf | CISCO | Nexus 93180YC | NX-OS 10.3(4a) | CS0011076 | 172.22.40.30 | A4:5E:60:B0:66:29 | MP-DC-014-RACK-A | 25 | 1 | Ready | operator |  | Y | COL-MP-DC-014-1 | N
MP-DC-014-MMR-SW-04 | MP-DC-014 | MP-DC-014-MMR-SW-04 | Switch | leaf | CISCO | Nexus 93180YC | NX-OS 10.3(4a) | CS0011081 | 172.22.40.31 | A4:5E:60:E7:ED:1E | MP-DC-014-RACK-A | 26 | 1 | Ready | operator |  | Y | COL-MP-DC-014-2 | N
MP-DC-014-MMR-SW-05 | MP-DC-014 | MP-DC-014-MMR-SW-05 | Switch | leaf | JUNIPER | QFX5120-48Y | 22.2R3 | JU0011088 | 172.22.40.32 | A4:5E:60:D7:F3:3A | MP-DC-014-RACK-A | 27 | 1 | Ready | operator |  | Y | COL-MP-DC-014-1 | N
MP-DC-014-TOR-001 | MP-DC-014 | MP-DC-014-TOR-001 | Switch | access | ARISTA | 7050SX3-48YC | EOS 4.31.1F | AR0011095 | 172.22.40.33 | A4:5E:60:29:0A:83 | MP-DC-014-RACK-A | 28 | 1 | Ready | operator |  | Y | COL-MP-DC-014-1 | N
MP-DC-014-TOR-002 | MP-DC-014 | MP-DC-014-TOR-002 | Switch | access | JUNIPER | QFX5120-48Y | 22.2R3 | JU0011098 | 172.22.40.34 | A4:5E:60:90:E2:89 | MP-DC-014-RACK-A | 29 | 1 | Ready | operator |  | Y | COL-MP-DC-014-2 | N
MP-DC-014-TOR-003 | MP-DC-014 | MP-DC-014-TOR-003 | Switch | access | ARISTA | 7050SX3-48YC | EOS 4.31.1F | AR0011109 | 172.22.40.35 | A4:5E:60:3C:96:5A | MP-DC-014-RACK-A | 30 | 1 | Ready | operator |  | Y | COL-MP-DC-014-1 | N
MP-DC-014-TN-001 | MP-DC-014 | MP-DC-014-TN-001 | Tenant gear | access | Tenant-owned | Mixed equipment | — |  |  |  | MP-DC-014-RACK-B | 2 | 10 | Ready | tenant | CUST-9982 | N |  | N
MP-DC-014-TN-002 | MP-DC-014 | MP-DC-014-TN-002 | Tenant gear | access | Tenant-owned | Network stack | — |  |  |  | MP-DC-014-RACK-B | 12 | 2 | Ready | tenant | CUST-9982 | N |  | N
MP-DC-014-TN-003 | MP-DC-014 | MP-DC-014-TN-003 | Tenant gear | access | Tenant-owned | Blade chassis | — |  |  |  | MP-DC-014-RACK-B | 14 | 4 | Ready | tenant | CUST-9982 | N |  | N
MP-DC-014-TN-004 | MP-DC-014 | MP-DC-014-TN-004 | Tenant gear | access | Tenant-owned | HPC nodes | — |  |  |  | MP-DC-014-RACK-B | 18 | 2 | Ready | tenant | CUST-9982 | N |  | N
MP-DC-014-TN-005 | MP-DC-014 | MP-DC-014-TN-005 | Tenant gear | access | Tenant-owned | Network stack | — |  |  |  | MP-DC-014-RACK-B | 20 | 6 | Ready | tenant | CUST-9982 | N |  | N
MP-DC-014-TN-006 | MP-DC-014 | MP-DC-014-TN-006 | Tenant gear | access | Tenant-owned | HPC nodes | — |  |  |  | MP-DC-014-RACK-B | 26 | 2 | Ready | tenant | CUST-9982 | N |  | N
MP-DC-014-TN-007 | MP-DC-014 | MP-DC-014-TN-007 | Tenant gear | access | Tenant-owned | Network stack | — |  |  |  | MP-DC-014-RACK-C | 2 | 10 | Ready | tenant | CUST-9982 | N |  | N
MP-DC-014-TN-008 | MP-DC-014 | MP-DC-014-TN-008 | Tenant gear | access | Tenant-owned | Storage array | — |  |  |  | MP-DC-014-RACK-C | 12 | 8 | Ready | tenant | CUST-9982 | N |  | N
MP-DC-014-TN-009 | MP-DC-014 | MP-DC-014-TN-009 | Tenant gear | access | Tenant-owned | HPC nodes | — |  |  |  | MP-DC-014-RACK-C | 20 | 6 | Ready | tenant | CUST-9982 | N |  | N
MP-DC-014-TN-010 | MP-DC-014 | MP-DC-014-TN-010 | Tenant gear | access | Tenant-owned | Blade chassis | — |  |  |  | MP-DC-014-RACK-C | 26 | 10 | Ready | tenant | CUST-9982 | N |  | N
MP-DC-014-TN-011 | MP-DC-014 | MP-DC-014-TN-011 | Tenant gear | access | Tenant-owned | Network stack | — |  |  |  | MP-DC-014-RACK-D | 2 | 6 | Ready | tenant | CUST-7349 | N |  | N
MP-DC-014-TN-012 | MP-DC-014 | MP-DC-014-TN-012 | Tenant gear | access | Tenant-owned | Rack servers | — |  |  |  | MP-DC-014-RACK-D | 8 | 4 | Ready | tenant | CUST-7349 | N |  | N
MP-DC-014-TN-013 | MP-DC-014 | MP-DC-014-TN-013 | Tenant gear | access | Tenant-owned | HPC nodes | — |  |  |  | MP-DC-014-RACK-D | 12 | 4 | Ready | tenant | CUST-7349 | N |  | N
MP-DC-014-TN-014 | MP-DC-014 | MP-DC-014-TN-014 | Tenant gear | access | Tenant-owned | Rack servers | — |  |  |  | MP-DC-014-RACK-D | 16 | 8 | Ready | tenant | CUST-7349 | N |  | N
MP-DC-014-TN-015 | MP-DC-014 | MP-DC-014-TN-015 | Tenant gear | access | Tenant-owned | Network stack | — |  |  |  | MP-DC-014-RACK-D | 24 | 10 | Ready | tenant | CUST-7349 | N |  | N
MP-DC-014-TN-016 | MP-DC-014 | MP-DC-014-TN-016 | Tenant gear | access | Tenant-owned | Storage array | — |  |  |  | MP-DC-014-RACK-E | 2 | 4 | Ready | tenant | CUST-9121 | N |  | N
MP-DC-014-TN-017 | MP-DC-014 | MP-DC-014-TN-017 | Tenant gear | access | Tenant-owned | Mixed equipment | — |  |  |  | MP-DC-014-RACK-E | 6 | 10 | Ready | tenant | CUST-9121 | N |  | N
MP-DC-014-TN-018 | MP-DC-014 | MP-DC-014-TN-018 | Tenant gear | access | Tenant-owned | Blade chassis | — |  |  |  | MP-DC-014-RACK-E | 16 | 10 | Ready | tenant | CUST-9121 | N |  | N
MP-DC-014-TN-019 | MP-DC-014 | MP-DC-014-TN-019 | Tenant gear | access | Tenant-owned | Storage array | — |  |  |  | MP-DC-014-RACK-E | 26 | 6 | Ready | tenant | CUST-9121 | N |  | N
MP-DC-014-TN-020 | MP-DC-014 | MP-DC-014-TN-020 | Tenant gear | access | Tenant-owned | Storage array | — |  |  |  | MP-DC-014-RACK-F | 2 | 10 | Ready | tenant | CUST-9121 | N |  | N
MP-DC-014-TN-021 | MP-DC-014 | MP-DC-014-TN-021 | Tenant gear | access | Tenant-owned | HPC nodes | — |  |  |  | MP-DC-014-RACK-F | 12 | 2 | Ready | tenant | CUST-9121 | N |  | N
MP-DC-014-TN-022 | MP-DC-014 | MP-DC-014-TN-022 | Tenant gear | access | Tenant-owned | Mixed equipment | — |  |  |  | MP-DC-014-RACK-F | 14 | 6 | Ready | tenant | CUST-9121 | N |  | N
MP-DC-014-TN-023 | MP-DC-014 | MP-DC-014-TN-023 | Tenant gear | access | Tenant-owned | HPC nodes | — |  |  |  | MP-DC-014-RACK-F | 20 | 10 | Ready | tenant | CUST-9121 | N |  | N
MP-DC-014-TN-024 | MP-DC-014 | MP-DC-014-TN-024 | Tenant gear | access | Tenant-owned | Rack servers | — |  |  |  | MP-DC-014-RACK-G | 2 | 10 | Ready | tenant | CUST-9121 | N |  | N
MP-DC-014-TN-025 | MP-DC-014 | MP-DC-014-TN-025 | Tenant gear | access | Tenant-owned | Storage array | — |  |  |  | MP-DC-014-RACK-G | 12 | 6 | Ready | tenant | CUST-9121 | N |  | N
MP-DC-014-TN-026 | MP-DC-014 | MP-DC-014-TN-026 | Tenant gear | access | Tenant-owned | Network stack | — |  |  |  | MP-DC-014-RACK-G | 18 | 8 | Ready | tenant | CUST-9121 | N |  | N
MP-DC-014-TN-027 | MP-DC-014 | MP-DC-014-TN-027 | Tenant gear | access | Tenant-owned | Rack servers | — |  |  |  | MP-DC-014-RACK-G | 26 | 6 | Ready | tenant | CUST-9121 | N |  | N
MP-DC-014-TN-028 | MP-DC-014 | MP-DC-014-TN-028 | Tenant gear | access | Tenant-owned | Storage array | — |  |  |  | MP-DC-014-RACK-H | 2 | 6 | Ready | tenant | CUST-9121 | N |  | N
MP-DC-014-TN-029 | MP-DC-014 | MP-DC-014-TN-029 | Tenant gear | access | Tenant-owned | Blade chassis | — |  |  |  | MP-DC-014-RACK-H | 8 | 4 | Ready | tenant | CUST-9121 | N |  | N
MP-DC-014-TN-030 | MP-DC-014 | MP-DC-014-TN-030 | Tenant gear | access | Tenant-owned | Mixed equipment | — |  |  |  | MP-DC-014-RACK-H | 12 | 4 | Ready | tenant | CUST-9121 | N |  | N
MP-DC-014-TN-031 | MP-DC-014 | MP-DC-014-TN-031 | Tenant gear | access | Tenant-owned | Blade chassis | — |  |  |  | MP-DC-014-RACK-H | 16 | 4 | Ready | tenant | CUST-9121 | N |  | N
MP-DC-014-TN-032 | MP-DC-014 | MP-DC-014-TN-032 | Tenant gear | access | Tenant-owned | Blade chassis | — |  |  |  | MP-DC-014-RACK-H | 20 | 6 | Ready | tenant | CUST-9121 | N |  | N
MP-DC-014-TN-033 | MP-DC-014 | MP-DC-014-TN-033 | Tenant gear | access | Tenant-owned | Rack servers | — |  |  |  | MP-DC-014-RACK-H | 26 | 2 | Ready | tenant | CUST-9121 | N |  | N
MP-DC-014-TN-034 | MP-DC-014 | MP-DC-014-TN-034 | Tenant gear | access | Tenant-owned | HPC nodes | — |  |  |  | MP-DC-014-RACK-I | 2 | 10 | Ready | tenant | CUST-9121 | N |  | N
MP-DC-014-TN-035 | MP-DC-014 | MP-DC-014-TN-035 | Tenant gear | access | Tenant-owned | Network stack | — |  |  |  | MP-DC-014-RACK-I | 12 | 6 | Ready | tenant | CUST-9121 | N |  | N
MP-DC-014-TN-036 | MP-DC-014 | MP-DC-014-TN-036 | Tenant gear | access | Tenant-owned | Storage array | — |  |  |  | MP-DC-014-RACK-I | 18 | 4 | Ready | tenant | CUST-9121 | N |  | N
MP-DC-014-TN-037 | MP-DC-014 | MP-DC-014-TN-037 | Tenant gear | access | Tenant-owned | HPC nodes | — |  |  |  | MP-DC-014-RACK-I | 22 | 6 | Ready | tenant | CUST-9121 | N |  | N
MP-DC-014-TN-038 | MP-DC-014 | MP-DC-014-TN-038 | Tenant gear | access | Tenant-owned | Network stack | — |  |  |  | MP-DC-014-RACK-I | 28 | 4 | Ready | tenant | CUST-9121 | N |  | N
MP-DC-014-TN-039 | MP-DC-014 | MP-DC-014-TN-039 | Tenant gear | access | Tenant-owned | Mixed equipment | — |  |  |  | MP-DC-014-RACK-I | 32 | 4 | Ready | tenant | CUST-9121 | N |  | N
MP-DC-014-TN-040 | MP-DC-014 | MP-DC-014-TN-040 | Tenant gear | access | Tenant-owned | Mixed equipment | — |  |  |  | MP-DC-014-RACK-J | 2 | 4 | Ready | tenant | CUST-9121 | N |  | N
MP-DC-014-TN-041 | MP-DC-014 | MP-DC-014-TN-041 | Tenant gear | access | Tenant-owned | HPC nodes | — |  |  |  | MP-DC-014-RACK-J | 6 | 4 | Ready | tenant | CUST-9121 | N |  | N
MP-DC-014-TN-042 | MP-DC-014 | MP-DC-014-TN-042 | Tenant gear | access | Tenant-owned | Storage array | — |  |  |  | MP-DC-014-RACK-J | 10 | 2 | Ready | tenant | CUST-9121 | N |  | N
RJ-DC-015-PE-T4-01 | RJ-DC-015 | RJ-DC-015-PE-T4-01 | Router | core | JUNIPER | MX204 | 21.4R3-S5.5 | JU0011000 | 172.18.40.20 | A4:5E:60:A8:69:7C | RJ-DC-015-RACK-A | 2 | 1 | Ready | operator |  | Y | COL-RJ-DC-015-2 | Y
RJ-DC-015-PE-T4-02 | RJ-DC-015 | RJ-DC-015-PE-T4-02 | Router | core | JUNIPER | MX204 | 21.4R3-S5.5 | JU0011012 | 172.18.40.21 | A4:5E:60:09:44:F9 | RJ-DC-015-RACK-A | 3 | 1 | Ready | operator |  | Y | COL-RJ-DC-015-1 | Y
RJ-DC-015-PE-T4-03 | RJ-DC-015 | RJ-DC-015-PE-T4-03 | Router | core | NOKIA | 7750 SR-1 | SR OS 23.10.R2 | NK0011020 | 172.18.40.22 | A4:5E:60:52:48:51 | RJ-DC-015-RACK-A | 4 | 1 | Ready | operator |  | Y | COL-RJ-DC-015-2 | Y
RJ-DC-015-PE-T4-04 | RJ-DC-015 | RJ-DC-015-PE-T4-04 | Router | core | NOKIA | 7750 SR-1 | SR OS 23.10.R2 | NK0011023 | 172.18.40.23 | A4:5E:60:44:EA:97 | RJ-DC-015-RACK-A | 5 | 1 | Ready | operator |  | Y | COL-RJ-DC-015-1 | Y
RJ-DC-015-FW-01 | RJ-DC-015 | RJ-DC-015-FW-01 | Firewall | core | FORTINET | FortiGate 3700F | FortiOS 7.4.3 | FG0011029 | 172.18.40.24 | A4:5E:60:EB:35:AF | RJ-DC-015-RACK-A | 6 | 3 | Ready | operator |  | Y | COL-RJ-DC-015-1 | N
RJ-DC-015-OLA-01 | RJ-DC-015 | RJ-DC-015-OLA-01 | DWDM | core | NOKIA | 1830 PSS-16II | R23.6 | NK0011037 | 172.18.40.25 | A4:5E:60:C9:C2:3E | RJ-DC-015-RACK-A | 9 | 6 | Ready | operator |  | Y | COL-RJ-DC-015-2 | N
RJ-DC-015-AGG-R01 | RJ-DC-015 | RJ-DC-015-AGG-R01 | Router | spine | JUNIPER | MX480 | 22.2R3-S2 | JU0011043 | 172.18.40.26 | A4:5E:60:60:A6:F8 | RJ-DC-015-RACK-A | 15 | 4 | Ready | operator |  | Y | COL-RJ-DC-015-1 | N
RJ-DC-015-AGG-R02 | RJ-DC-015 | RJ-DC-015-AGG-R02 | Router | spine | JUNIPER | MX480 | 22.2R3-S2 | JU0011053 | 172.18.40.27 | A4:5E:60:EC:8D:A2 | RJ-DC-015-RACK-A | 19 | 4 | Ready | operator |  | Y | COL-RJ-DC-015-2 | N
RJ-DC-015-MMR-SW-01 | RJ-DC-015 | RJ-DC-015-MMR-SW-01 | Switch | leaf | ARISTA | 7050SX3-48YC | EOS 4.31.1F | AR0011062 | 172.18.40.28 | A4:5E:60:2C:30:62 | RJ-DC-015-RACK-A | 23 | 1 | Ready | operator |  | Y | COL-RJ-DC-015-1 | N
RJ-DC-015-MMR-SW-02 | RJ-DC-015 | RJ-DC-015-MMR-SW-02 | Switch | leaf | JUNIPER | QFX5120-48Y | 22.2R3 | JU0011066 | 172.18.40.29 | A4:5E:60:B1:48:49 | RJ-DC-015-RACK-A | 24 | 1 | Ready | operator |  | Y | COL-RJ-DC-015-2 | N
RJ-DC-015-MMR-SW-03 | RJ-DC-015 | RJ-DC-015-MMR-SW-03 | Switch | leaf | CISCO | Nexus 93180YC | NX-OS 10.3(4a) | CS0011076 | 172.18.40.30 | A4:5E:60:06:81:3B | RJ-DC-015-RACK-A | 25 | 1 | Ready | operator |  | Y | COL-RJ-DC-015-1 | N
RJ-DC-015-MMR-SW-04 | RJ-DC-015 | RJ-DC-015-MMR-SW-04 | Switch | leaf | CISCO | Nexus 93180YC | NX-OS 10.3(4a) | CS0011077 | 172.18.40.31 | A4:5E:60:D7:88:3D | RJ-DC-015-RACK-A | 26 | 1 | Ready | operator |  | Y | COL-RJ-DC-015-2 | N
RJ-DC-015-TOR-001 | RJ-DC-015 | RJ-DC-015-TOR-001 | Switch | access | JUNIPER | QFX5120-48Y | 22.2R3 | JU0011089 | 172.18.40.32 | A4:5E:60:D8:91:0C | RJ-DC-015-RACK-A | 27 | 1 | Ready | operator |  | Y | COL-RJ-DC-015-1 | N
RJ-DC-015-TOR-002 | RJ-DC-015 | RJ-DC-015-TOR-002 | Switch | access | JUNIPER | QFX5120-48Y | 22.2R3 | JU0011097 | 172.18.40.33 | A4:5E:60:C0:97:B5 | RJ-DC-015-RACK-A | 28 | 1 | Ready | operator |  | Y | COL-RJ-DC-015-2 | N
RJ-DC-015-TOR-003 | RJ-DC-015 | RJ-DC-015-TOR-003 | Switch | access | ARISTA | 7050SX3-48YC | EOS 4.31.1F | AR0011099 | 172.18.40.34 | A4:5E:60:F4:03:79 | RJ-DC-015-RACK-A | 29 | 1 | Ready | operator |  | Y | COL-RJ-DC-015-1 | N
RJ-DC-015-TN-001 | RJ-DC-015 | RJ-DC-015-TN-001 | Tenant gear | access | Tenant-owned | Network stack | — |  |  |  | RJ-DC-015-RACK-A | 30 | 2 | Ready | tenant |  | N |  | N
RJ-DC-015-TN-002 | RJ-DC-015 | RJ-DC-015-TN-002 | Tenant gear | access | Tenant-owned | Rack servers | — |  |  |  | RJ-DC-015-RACK-B | 2 | 6 | Ready | tenant | CUST-8240 | N |  | N
RJ-DC-015-TN-003 | RJ-DC-015 | RJ-DC-015-TN-003 | Tenant gear | access | Tenant-owned | Rack servers | — |  |  |  | RJ-DC-015-RACK-B | 8 | 8 | Ready | tenant | CUST-8240 | N |  | N
RJ-DC-015-TN-004 | RJ-DC-015 | RJ-DC-015-TN-004 | Tenant gear | access | Tenant-owned | Blade chassis | — |  |  |  | RJ-DC-015-RACK-B | 16 | 10 | Ready | tenant | CUST-8240 | N |  | N
RJ-DC-015-TN-005 | RJ-DC-015 | RJ-DC-015-TN-005 | Tenant gear | access | Tenant-owned | Mixed equipment | — |  |  |  | RJ-DC-015-RACK-B | 26 | 4 | Ready | tenant | CUST-8240 | N |  | N
RJ-DC-015-TN-006 | RJ-DC-015 | RJ-DC-015-TN-006 | Tenant gear | access | Tenant-owned | Rack servers | — |  |  |  | RJ-DC-015-RACK-C | 2 | 10 | Ready | tenant | CUST-8240 | N |  | N
RJ-DC-015-TN-007 | RJ-DC-015 | RJ-DC-015-TN-007 | Tenant gear | access | Tenant-owned | Storage array | — |  |  |  | RJ-DC-015-RACK-C | 12 | 6 | Ready | tenant | CUST-8240 | N |  | N
RJ-DC-015-TN-008 | RJ-DC-015 | RJ-DC-015-TN-008 | Tenant gear | access | Tenant-owned | Storage array | — |  |  |  | RJ-DC-015-RACK-C | 18 | 4 | Ready | tenant | CUST-8240 | N |  | N
RJ-DC-015-TN-009 | RJ-DC-015 | RJ-DC-015-TN-009 | Tenant gear | access | Tenant-owned | HPC nodes | — |  |  |  | RJ-DC-015-RACK-C | 22 | 8 | Ready | tenant | CUST-8240 | N |  | N
RJ-DC-015-TN-010 | RJ-DC-015 | RJ-DC-015-TN-010 | Tenant gear | access | Tenant-owned | Rack servers | — |  |  |  | RJ-DC-015-RACK-C | 30 | 2 | Ready | tenant | CUST-8240 | N |  | N
RJ-DC-015-TN-011 | RJ-DC-015 | RJ-DC-015-TN-011 | Tenant gear | access | Tenant-owned | Rack servers | — |  |  |  | RJ-DC-015-RACK-C | 32 | 4 | Ready | tenant | CUST-8240 | N |  | N
RJ-DC-015-TN-012 | RJ-DC-015 | RJ-DC-015-TN-012 | Tenant gear | access | Tenant-owned | HPC nodes | — |  |  |  | RJ-DC-015-RACK-D | 2 | 4 | Ready | tenant | CUST-8240 | N |  | N
RJ-DC-015-TN-013 | RJ-DC-015 | RJ-DC-015-TN-013 | Tenant gear | access | Tenant-owned | Mixed equipment | — |  |  |  | RJ-DC-015-RACK-D | 6 | 4 | Ready | tenant | CUST-8240 | N |  | N
RJ-DC-015-TN-014 | RJ-DC-015 | RJ-DC-015-TN-014 | Tenant gear | access | Tenant-owned | Rack servers | — |  |  |  | RJ-DC-015-RACK-D | 10 | 10 | Ready | tenant | CUST-8240 | N |  | N
RJ-DC-015-TN-015 | RJ-DC-015 | RJ-DC-015-TN-015 | Tenant gear | access | Tenant-owned | Rack servers | — |  |  |  | RJ-DC-015-RACK-D | 20 | 6 | Ready | tenant | CUST-8240 | N |  | N
RJ-DC-015-TN-016 | RJ-DC-015 | RJ-DC-015-TN-016 | Tenant gear | access | Tenant-owned | Storage array | — |  |  |  | RJ-DC-015-RACK-D | 26 | 2 | Ready | tenant | CUST-8240 | N |  | N
RJ-DC-015-TN-017 | RJ-DC-015 | RJ-DC-015-TN-017 | Tenant gear | access | Tenant-owned | Network stack | — |  |  |  | RJ-DC-015-RACK-D | 28 | 6 | Ready | tenant | CUST-8240 | N |  | N
RJ-DC-015-TN-018 | RJ-DC-015 | RJ-DC-015-TN-018 | Tenant gear | access | Tenant-owned | Blade chassis | — |  |  |  | RJ-DC-015-RACK-E | 2 | 4 | Ready | tenant | CUST-1202 | N |  | N
RJ-DC-015-TN-019 | RJ-DC-015 | RJ-DC-015-TN-019 | Tenant gear | access | Tenant-owned | Network stack | — |  |  |  | RJ-DC-015-RACK-E | 6 | 4 | Ready | tenant | CUST-1202 | N |  | N
RJ-DC-015-TN-020 | RJ-DC-015 | RJ-DC-015-TN-020 | Tenant gear | access | Tenant-owned | Blade chassis | — |  |  |  | RJ-DC-015-RACK-E | 10 | 4 | Ready | tenant | CUST-1202 | N |  | N
RJ-DC-015-TN-021 | RJ-DC-015 | RJ-DC-015-TN-021 | Tenant gear | access | Tenant-owned | Mixed equipment | — |  |  |  | RJ-DC-015-RACK-E | 14 | 2 | Ready | tenant | CUST-1202 | N |  | N
RJ-DC-015-TN-022 | RJ-DC-015 | RJ-DC-015-TN-022 | Tenant gear | access | Tenant-owned | Rack servers | — |  |  |  | RJ-DC-015-RACK-E | 16 | 10 | Ready | tenant | CUST-1202 | N |  | N
RJ-DC-015-TN-023 | RJ-DC-015 | RJ-DC-015-TN-023 | Tenant gear | access | Tenant-owned | Mixed equipment | — |  |  |  | RJ-DC-015-RACK-E | 26 | 8 | Ready | tenant | CUST-1202 | N |  | N
RJ-DC-015-TN-024 | RJ-DC-015 | RJ-DC-015-TN-024 | Tenant gear | access | Tenant-owned | Blade chassis | — |  |  |  | RJ-DC-015-RACK-F | 2 | 6 | Ready | tenant | CUST-1202 | N |  | N
RJ-DC-015-TN-025 | RJ-DC-015 | RJ-DC-015-TN-025 | Tenant gear | access | Tenant-owned | HPC nodes | — |  |  |  | RJ-DC-015-RACK-F | 8 | 10 | Ready | tenant | CUST-1202 | N |  | N
RJ-DC-015-TN-026 | RJ-DC-015 | RJ-DC-015-TN-026 | Tenant gear | access | Tenant-owned | HPC nodes | — |  |  |  | RJ-DC-015-RACK-F | 18 | 4 | Ready | tenant | CUST-1202 | N |  | N
RJ-DC-015-TN-027 | RJ-DC-015 | RJ-DC-015-TN-027 | Tenant gear | access | Tenant-owned | Storage array | — |  |  |  | RJ-DC-015-RACK-F | 22 | 8 | Ready | tenant | CUST-1202 | N |  | N
WB-DC-016-PE-T4-01 | WB-DC-016 | WB-DC-016-PE-T4-01 | Router | core | JUNIPER | MX204 | 21.4R3-S5.5 | JU0011001 | 172.28.40.20 | A4:5E:60:BD:17:E3 | WB-DC-016-RACK-A | 2 | 1 | Ready | operator |  | Y | COL-WB-DC-016-2 | Y
WB-DC-016-PE-T4-02 | WB-DC-016 | WB-DC-016-PE-T4-02 | Router | core | JUNIPER | MX204 | 21.4R3-S5.5 | JU0011013 | 172.28.40.21 | A4:5E:60:4D:F6:E5 | WB-DC-016-RACK-A | 3 | 1 | Ready | operator |  | Y | COL-WB-DC-016-1 | Y
WB-DC-016-PE-T4-03 | WB-DC-016 | WB-DC-016-PE-T4-03 | Router | core | JUNIPER | MX480 | 22.2R3-S2 | JU0011017 | 172.28.40.22 | A4:5E:60:04:7B:B4 | WB-DC-016-RACK-A | 4 | 1 | Ready | operator |  | Y | COL-WB-DC-016-2 | Y
WB-DC-016-PE-T4-04 | WB-DC-016 | WB-DC-016-PE-T4-04 | Router | core | JUNIPER | MX480 | 22.2R3-S2 | JU0011021 | 172.28.40.23 | A4:5E:60:84:B0:0A | WB-DC-016-RACK-A | 5 | 1 | Ready | operator |  | Y | COL-WB-DC-016-1 | Y
WB-DC-016-FW-01 | WB-DC-016 | WB-DC-016-FW-01 | Firewall | core | FORTINET | FortiGate 3700F | FortiOS 7.4.3 | FG0011033 | 172.28.40.24 | A4:5E:60:76:99:04 | WB-DC-016-RACK-A | 6 | 3 | Ready | operator |  | Y | COL-WB-DC-016-1 | N
WB-DC-016-OLA-01 | WB-DC-016 | WB-DC-016-OLA-01 | DWDM | core | NOKIA | 1830 PSS-16II | R23.6 | NK0011036 | 172.28.40.25 | A4:5E:60:DF:1B:82 | WB-DC-016-RACK-A | 9 | 6 | Ready | operator |  | Y | COL-WB-DC-016-2 | N
WB-DC-016-OLA-02 | WB-DC-016 | WB-DC-016-OLA-02 | DWDM | core | NOKIA | 1830 PSS-16II | R23.6 | NK0011043 | 172.28.40.26 | A4:5E:60:DA:FA:BF | WB-DC-016-RACK-A | 15 | 6 | Ready | operator |  | Y | COL-WB-DC-016-1 | N
WB-DC-016-AGG-R01 | WB-DC-016 | WB-DC-016-AGG-R01 | Router | spine | JUNIPER | MX480 | 22.2R3-S2 | JU0011054 | 172.28.40.27 | A4:5E:60:11:75:A0 | WB-DC-016-RACK-A | 21 | 4 | Ready | operator |  | Y | COL-WB-DC-016-1 | N
WB-DC-016-AGG-R02 | WB-DC-016 | WB-DC-016-AGG-R02 | Router | spine | JUNIPER | MX480 | 22.2R3-S2 | JU0011060 | 172.28.40.28 | A4:5E:60:33:F3:B9 | WB-DC-016-RACK-A | 25 | 4 | Ready | operator |  | Y | COL-WB-DC-016-2 | N
WB-DC-016-MMR-SW-01 | WB-DC-016 | WB-DC-016-MMR-SW-01 | Switch | leaf | JUNIPER | QFX5120-48Y | 22.2R3 | JU0011068 | 172.28.40.29 | A4:5E:60:1B:BB:3A | WB-DC-016-RACK-A | 29 | 1 | Ready | operator |  | Y | COL-WB-DC-016-1 | N
WB-DC-016-MMR-SW-02 | WB-DC-016 | WB-DC-016-MMR-SW-02 | Switch | leaf | JUNIPER | QFX5120-48Y | 22.2R3 | JU0011073 | 172.28.40.30 | A4:5E:60:F1:0D:22 | WB-DC-016-RACK-A | 30 | 1 | Ready | operator |  | Y | COL-WB-DC-016-2 | N
WB-DC-016-MMR-SW-03 | WB-DC-016 | WB-DC-016-MMR-SW-03 | Switch | leaf | CISCO | Nexus 93180YC | NX-OS 10.3(4a) | CS0011078 | 172.28.40.31 | A4:5E:60:7A:EB:E2 | WB-DC-016-RACK-A | 31 | 1 | Ready | operator |  | Y | COL-WB-DC-016-1 | N
WB-DC-016-MMR-SW-04 | WB-DC-016 | WB-DC-016-MMR-SW-04 | Switch | leaf | CISCO | Nexus 93180YC | NX-OS 10.3(4a) | CS0011090 | 172.28.40.32 | A4:5E:60:2B:E9:5C | WB-DC-016-RACK-A | 32 | 1 | Ready | operator |  | Y | COL-WB-DC-016-2 | N
WB-DC-016-MMR-SW-05 | WB-DC-016 | WB-DC-016-MMR-SW-05 | Switch | leaf | ARISTA | 7050SX3-48YC | EOS 4.31.1F | AR0011091 | 172.28.40.33 | A4:5E:60:27:E8:FA | WB-DC-016-RACK-A | 33 | 1 | Ready | operator |  | Y | COL-WB-DC-016-1 | N
WB-DC-016-MMR-SW-06 | WB-DC-016 | WB-DC-016-MMR-SW-06 | Switch | leaf | ARISTA | 7050SX3-48YC | EOS 4.31.1F | AR0011098 | 172.28.40.34 | A4:5E:60:BF:9F:6C | WB-DC-016-RACK-A | 34 | 1 | Ready | operator |  | Y | COL-WB-DC-016-2 | N
WB-DC-016-TOR-001 | WB-DC-016 | WB-DC-016-TOR-001 | Switch | access | ARISTA | 7050SX3-48YC | EOS 4.31.1F | AR0011106 | 172.28.40.35 | A4:5E:60:55:C8:0A | WB-DC-016-RACK-A | 35 | 1 | Ready | operator |  | Y | COL-WB-DC-016-1 | N
WB-DC-016-TOR-002 | WB-DC-016 | WB-DC-016-TOR-002 | Switch | access | CISCO | Nexus 93180YC | NX-OS 10.3(4a) | CS0011115 | 172.28.40.36 | A4:5E:60:64:0E:18 | WB-DC-016-RACK-A | 36 | 1 | Ready | operator |  | Y | COL-WB-DC-016-2 | N
WB-DC-016-TOR-003 | WB-DC-016 | WB-DC-016-TOR-003 | Switch | access | CISCO | Nexus 93180YC | NX-OS 10.3(4a) | CS0011120 | 172.28.40.37 | A4:5E:60:C9:CE:D7 | WB-DC-016-RACK-B | 2 | 1 | Ready | operator |  | Y | COL-WB-DC-016-1 | N
WB-DC-016-TOR-004 | WB-DC-016 | WB-DC-016-TOR-004 | Switch | access | ARISTA | 7050SX3-48YC | EOS 4.31.1F | AR0011128 | 172.28.40.38 | A4:5E:60:43:EB:38 | WB-DC-016-RACK-B | 3 | 1 | Ready | operator |  | Y | COL-WB-DC-016-2 | N
WB-DC-016-TOR-005 | WB-DC-016 | WB-DC-016-TOR-005 | Switch | access | CISCO | Nexus 93180YC | NX-OS 10.3(4a) | CS0011134 | 172.28.40.39 | A4:5E:60:AF:1D:C4 | WB-DC-016-RACK-B | 4 | 1 | Ready | operator |  | Y | COL-WB-DC-016-1 | N
WB-DC-016-TN-001 | WB-DC-016 | WB-DC-016-TN-001 | Tenant gear | access | Tenant-owned | Rack servers | — |  |  |  | WB-DC-016-RACK-B | 5 | 2 | Ready | tenant |  | N |  | N
WB-DC-016-TN-002 | WB-DC-016 | WB-DC-016-TN-002 | Tenant gear | access | Tenant-owned | Storage array | — |  |  |  | WB-DC-016-RACK-B | 7 | 2 | Ready | tenant |  | N |  | N
WB-DC-016-TN-003 | WB-DC-016 | WB-DC-016-TN-003 | Tenant gear | access | Tenant-owned | HPC nodes | — |  |  |  | WB-DC-016-RACK-B | 9 | 6 | Ready | tenant |  | N |  | N
WB-DC-016-TN-004 | WB-DC-016 | WB-DC-016-TN-004 | Tenant gear | access | Tenant-owned | Storage array | — |  |  |  | WB-DC-016-RACK-B | 15 | 6 | Ready | tenant |  | N |  | N
WB-DC-016-TN-005 | WB-DC-016 | WB-DC-016-TN-005 | Tenant gear | access | Tenant-owned | Blade chassis | — |  |  |  | WB-DC-016-RACK-B | 21 | 10 | Ready | tenant |  | N |  | N
WB-DC-016-TN-006 | WB-DC-016 | WB-DC-016-TN-006 | Tenant gear | access | Tenant-owned | Mixed equipment | — |  |  |  | WB-DC-016-RACK-C | 2 | 6 | Ready | tenant | CUST-9992 | N |  | N
WB-DC-016-TN-007 | WB-DC-016 | WB-DC-016-TN-007 | Tenant gear | access | Tenant-owned | HPC nodes | — |  |  |  | WB-DC-016-RACK-C | 8 | 8 | Ready | tenant | CUST-9992 | N |  | N
WB-DC-016-TN-008 | WB-DC-016 | WB-DC-016-TN-008 | Tenant gear | access | Tenant-owned | HPC nodes | — |  |  |  | WB-DC-016-RACK-C | 16 | 4 | Ready | tenant | CUST-9992 | N |  | N
WB-DC-016-TN-009 | WB-DC-016 | WB-DC-016-TN-009 | Tenant gear | access | Tenant-owned | Network stack | — |  |  |  | WB-DC-016-RACK-C | 20 | 8 | Ready | tenant | CUST-9992 | N |  | N
WB-DC-016-TN-010 | WB-DC-016 | WB-DC-016-TN-010 | Tenant gear | access | Tenant-owned | HPC nodes | — |  |  |  | WB-DC-016-RACK-C | 28 | 2 | Ready | tenant | CUST-9992 | N |  | N
WB-DC-016-TN-011 | WB-DC-016 | WB-DC-016-TN-011 | Tenant gear | access | Tenant-owned | Storage array | — |  |  |  | WB-DC-016-RACK-D | 2 | 10 | Ready | tenant | CUST-9992 | N |  | N
WB-DC-016-TN-012 | WB-DC-016 | WB-DC-016-TN-012 | Tenant gear | access | Tenant-owned | HPC nodes | — |  |  |  | WB-DC-016-RACK-D | 12 | 4 | Ready | tenant | CUST-9992 | N |  | N
WB-DC-016-TN-013 | WB-DC-016 | WB-DC-016-TN-013 | Tenant gear | access | Tenant-owned | HPC nodes | — |  |  |  | WB-DC-016-RACK-D | 16 | 4 | Ready | tenant | CUST-9992 | N |  | N
WB-DC-016-TN-014 | WB-DC-016 | WB-DC-016-TN-014 | Tenant gear | access | Tenant-owned | Mixed equipment | — |  |  |  | WB-DC-016-RACK-D | 20 | 4 | Ready | tenant | CUST-9992 | N |  | N
WB-DC-016-TN-015 | WB-DC-016 | WB-DC-016-TN-015 | Tenant gear | access | Tenant-owned | Blade chassis | — |  |  |  | WB-DC-016-RACK-D | 24 | 4 | Ready | tenant | CUST-9992 | N |  | N
WB-DC-016-TN-016 | WB-DC-016 | WB-DC-016-TN-016 | Tenant gear | access | Tenant-owned | Network stack | — |  |  |  | WB-DC-016-RACK-D | 28 | 8 | Ready | tenant | CUST-9992 | N |  | N
WB-DC-016-TN-017 | WB-DC-016 | WB-DC-016-TN-017 | Tenant gear | access | Tenant-owned | Blade chassis | — |  |  |  | WB-DC-016-RACK-E | 2 | 4 | Ready | tenant | CUST-7349 | N |  | N
WB-DC-016-TN-018 | WB-DC-016 | WB-DC-016-TN-018 | Tenant gear | access | Tenant-owned | HPC nodes | — |  |  |  | WB-DC-016-RACK-E | 6 | 6 | Ready | tenant | CUST-7349 | N |  | N
WB-DC-016-TN-019 | WB-DC-016 | WB-DC-016-TN-019 | Tenant gear | access | Tenant-owned | Network stack | — |  |  |  | WB-DC-016-RACK-E | 12 | 4 | Ready | tenant | CUST-7349 | N |  | N
WB-DC-016-TN-020 | WB-DC-016 | WB-DC-016-TN-020 | Tenant gear | access | Tenant-owned | Blade chassis | — |  |  |  | WB-DC-016-RACK-E | 16 | 6 | Ready | tenant | CUST-7349 | N |  | N
WB-DC-016-TN-021 | WB-DC-016 | WB-DC-016-TN-021 | Tenant gear | access | Tenant-owned | HPC nodes | — |  |  |  | WB-DC-016-RACK-E | 22 | 2 | Ready | tenant | CUST-7349 | N |  | N
WB-DC-016-TN-022 | WB-DC-016 | WB-DC-016-TN-022 | Tenant gear | access | Tenant-owned | Blade chassis | — |  |  |  | WB-DC-016-RACK-E | 24 | 2 | Ready | tenant | CUST-7349 | N |  | N
WB-DC-016-TN-023 | WB-DC-016 | WB-DC-016-TN-023 | Tenant gear | access | Tenant-owned | Mixed equipment | — |  |  |  | WB-DC-016-RACK-E | 26 | 4 | Ready | tenant | CUST-7349 | N |  | N
WB-DC-016-TN-024 | WB-DC-016 | WB-DC-016-TN-024 | Tenant gear | access | Tenant-owned | Mixed equipment | — |  |  |  | WB-DC-016-RACK-F | 2 | 10 | Ready | tenant | CUST-7349 | N |  | N
WB-DC-016-TN-025 | WB-DC-016 | WB-DC-016-TN-025 | Tenant gear | access | Tenant-owned | Mixed equipment | — |  |  |  | WB-DC-016-RACK-F | 12 | 8 | Ready | tenant | CUST-7349 | N |  | N
WB-DC-016-TN-026 | WB-DC-016 | WB-DC-016-TN-026 | Tenant gear | access | Tenant-owned | Blade chassis | — |  |  |  | WB-DC-016-RACK-F | 20 | 8 | Ready | tenant | CUST-7349 | N |  | N
WB-DC-016-TN-027 | WB-DC-016 | WB-DC-016-TN-027 | Tenant gear | access | Tenant-owned | Network stack | — |  |  |  | WB-DC-016-RACK-F | 28 | 4 | Ready | tenant | CUST-7349 | N |  | N
WB-DC-016-TN-028 | WB-DC-016 | WB-DC-016-TN-028 | Tenant gear | access | Tenant-owned | Rack servers | — |  |  |  | WB-DC-016-RACK-F | 32 | 4 | Ready | tenant | CUST-7349 | N |  | N
WB-DC-016-TN-029 | WB-DC-016 | WB-DC-016-TN-029 | Tenant gear | access | Tenant-owned | Mixed equipment | — |  |  |  | WB-DC-016-RACK-G | 2 | 4 | Ready | tenant | CUST-2954 | N |  | N
WB-DC-016-TN-030 | WB-DC-016 | WB-DC-016-TN-030 | Tenant gear | access | Tenant-owned | HPC nodes | — |  |  |  | WB-DC-016-RACK-G | 6 | 8 | Ready | tenant | CUST-2954 | N |  | N
WB-DC-016-TN-031 | WB-DC-016 | WB-DC-016-TN-031 | Tenant gear | access | Tenant-owned | Rack servers | — |  |  |  | WB-DC-016-RACK-G | 14 | 4 | Ready | tenant | CUST-2954 | N |  | N
WB-DC-016-TN-032 | WB-DC-016 | WB-DC-016-TN-032 | Tenant gear | access | Tenant-owned | Network stack | — |  |  |  | WB-DC-016-RACK-G | 18 | 4 | Ready | tenant | CUST-2954 | N |  | N
WB-DC-016-TN-033 | WB-DC-016 | WB-DC-016-TN-033 | Tenant gear | access | Tenant-owned | Storage array | — |  |  |  | WB-DC-016-RACK-G | 22 | 4 | Ready | tenant | CUST-2954 | N |  | N
WB-DC-016-TN-034 | WB-DC-016 | WB-DC-016-TN-034 | Tenant gear | access | Tenant-owned | Mixed equipment | — |  |  |  | WB-DC-016-RACK-G | 26 | 6 | Ready | tenant | CUST-2954 | N |  | N
WB-DC-016-TN-035 | WB-DC-016 | WB-DC-016-TN-035 | Tenant gear | access | Tenant-owned | Blade chassis | — |  |  |  | WB-DC-016-RACK-G | 32 | 4 | Ready | tenant | CUST-2954 | N |  | N
WB-DC-016-TN-036 | WB-DC-016 | WB-DC-016-TN-036 | Tenant gear | access | Tenant-owned | Storage array | — |  |  |  | WB-DC-016-RACK-H | 2 | 10 | Ready | tenant | CUST-2063 | N |  | N
WB-DC-016-TN-037 | WB-DC-016 | WB-DC-016-TN-037 | Tenant gear | access | Tenant-owned | Network stack | — |  |  |  | WB-DC-016-RACK-H | 12 | 2 | Ready | tenant | CUST-2063 | N |  | N
WB-DC-016-TN-038 | WB-DC-016 | WB-DC-016-TN-038 | Tenant gear | access | Tenant-owned | Blade chassis | — |  |  |  | WB-DC-016-RACK-H | 14 | 4 | Ready | tenant | CUST-2063 | N |  | N
WB-DC-016-TN-039 | WB-DC-016 | WB-DC-016-TN-039 | Tenant gear | access | Tenant-owned | Rack servers | — |  |  |  | WB-DC-016-RACK-H | 18 | 10 | Ready | tenant | CUST-2063 | N |  | N
WB-DC-016-TN-040 | WB-DC-016 | WB-DC-016-TN-040 | Tenant gear | access | Tenant-owned | Mixed equipment | — |  |  |  | WB-DC-016-RACK-H | 28 | 6 | Ready | tenant | CUST-2063 | N |  | N
WB-DC-016-TN-041 | WB-DC-016 | WB-DC-016-TN-041 | Tenant gear | access | Tenant-owned | Blade chassis | — |  |  |  | WB-DC-016-RACK-I | 2 | 6 | Ready | tenant | CUST-2063 | N |  | N
WB-DC-016-TN-042 | WB-DC-016 | WB-DC-016-TN-042 | Tenant gear | access | Tenant-owned | Network stack | — |  |  |  | WB-DC-016-RACK-I | 8 | 4 | Ready | tenant | CUST-2063 | N |  | N
WB-DC-016-TN-043 | WB-DC-016 | WB-DC-016-TN-043 | Tenant gear | access | Tenant-owned | Storage array | — |  |  |  | WB-DC-016-RACK-I | 12 | 10 | Ready | tenant | CUST-2063 | N |  | N
WB-DC-016-TN-044 | WB-DC-016 | WB-DC-016-TN-044 | Tenant gear | access | Tenant-owned | Storage array | — |  |  |  | WB-DC-016-RACK-I | 22 | 4 | Ready | tenant | CUST-2063 | N |  | N
WB-DC-016-TN-045 | WB-DC-016 | WB-DC-016-TN-045 | Tenant gear | access | Tenant-owned | Blade chassis | — |  |  |  | WB-DC-016-RACK-I | 26 | 8 | Ready | tenant | CUST-2063 | N |  | N
WB-DC-016-TN-046 | WB-DC-016 | WB-DC-016-TN-046 | Tenant gear | access | Tenant-owned | HPC nodes | — |  |  |  | WB-DC-016-RACK-J | 2 | 4 | Ready | tenant | CUST-9121 | N |  | N
WB-DC-016-TN-047 | WB-DC-016 | WB-DC-016-TN-047 | Tenant gear | access | Tenant-owned | Storage array | — |  |  |  | WB-DC-016-RACK-J | 6 | 8 | Ready | tenant | CUST-9121 | N |  | N
WB-DC-016-TN-048 | WB-DC-016 | WB-DC-016-TN-048 | Tenant gear | access | Tenant-owned | Blade chassis | — |  |  |  | WB-DC-016-RACK-J | 14 | 6 | Ready | tenant | CUST-9121 | N |  | N
WB-DC-016-TN-049 | WB-DC-016 | WB-DC-016-TN-049 | Tenant gear | access | Tenant-owned | Storage array | — |  |  |  | WB-DC-016-RACK-J | 20 | 10 | Ready | tenant | CUST-9121 | N |  | N
WB-DC-016-TN-050 | WB-DC-016 | WB-DC-016-TN-050 | Tenant gear | access | Tenant-owned | Blade chassis | — |  |  |  | WB-DC-016-RACK-K | 2 | 10 | Ready | tenant | CUST-9121 | N |  | N
WB-DC-016-TN-051 | WB-DC-016 | WB-DC-016-TN-051 | Tenant gear | access | Tenant-owned | HPC nodes | — |  |  |  | WB-DC-016-RACK-K | 12 | 4 | Ready | tenant | CUST-9121 | N |  | N
WB-DC-016-TN-052 | WB-DC-016 | WB-DC-016-TN-052 | Tenant gear | access | Tenant-owned | Mixed equipment | — |  |  |  | WB-DC-016-RACK-K | 16 | 8 | Ready | tenant | CUST-9121 | N |  | N
WB-DC-016-TN-053 | WB-DC-016 | WB-DC-016-TN-053 | Tenant gear | access | Tenant-owned | Blade chassis | — |  |  |  | WB-DC-016-RACK-K | 24 | 2 | Ready | tenant | CUST-9121 | N |  | N
WB-DC-016-TN-054 | WB-DC-016 | WB-DC-016-TN-054 | Tenant gear | access | Tenant-owned | HPC nodes | — |  |  |  | WB-DC-016-RACK-L | 2 | 10 | Ready | tenant | CUST-9121 | N |  | N
WB-DC-016-TN-055 | WB-DC-016 | WB-DC-016-TN-055 | Tenant gear | access | Tenant-owned | Blade chassis | — |  |  |  | WB-DC-016-RACK-L | 12 | 8 | Ready | tenant | CUST-9121 | N |  | N
WB-DC-016-TN-056 | WB-DC-016 | WB-DC-016-TN-056 | Tenant gear | access | Tenant-owned | Network stack | — |  |  |  | WB-DC-016-RACK-L | 20 | 4 | Ready | tenant | CUST-9121 | N |  | N
WB-DC-016-TN-057 | WB-DC-016 | WB-DC-016-TN-057 | Tenant gear | access | Tenant-owned | Network stack | — |  |  |  | WB-DC-016-RACK-L | 24 | 4 | Ready | tenant | CUST-9121 | N |  | N
WB-DC-016-TN-058 | WB-DC-016 | WB-DC-016-TN-058 | Tenant gear | access | Tenant-owned | HPC nodes | — |  |  |  | WB-DC-016-RACK-L | 28 | 8 | Ready | tenant | CUST-9121 | N |  | N
WB-DC-016-TN-059 | WB-DC-016 | WB-DC-016-TN-059 | Tenant gear | access | Tenant-owned | Blade chassis | — |  |  |  | WB-DC-016-RACK-M | 2 | 2 | Ready | tenant | CUST-9121 | N |  | N
WB-DC-017-PE-T4-01 | WB-DC-017 | WB-DC-017-PE-T4-01 | Router | core | JUNIPER | MX204 | 21.4R3-S5.5 | JU0011001 | 172.31.40.20 | A4:5E:60:95:8B:45 | WB-DC-017-RACK-A | 2 | 1 | Ready | operator |  | Y | COL-WB-DC-017-1 | Y
WB-DC-017-PE-T4-02 | WB-DC-017 | WB-DC-017-PE-T4-02 | Router | core | JUNIPER | MX204 | 21.4R3-S5.5 | JU0011013 | 172.31.40.21 | A4:5E:60:CC:81:F0 | WB-DC-017-RACK-A | 3 | 1 | Ready | operator |  | Y | COL-WB-DC-017-2 | Y
WB-DC-017-PE-T4-03 | WB-DC-017 | WB-DC-017-PE-T4-03 | Router | core | NOKIA | 7750 SR-1 | SR OS 23.10.R2 | NK0011015 | 172.31.40.22 | A4:5E:60:4F:F0:38 | WB-DC-017-RACK-A | 4 | 1 | Ready | operator |  | Y | COL-WB-DC-017-1 | Y
WB-DC-017-PE-T4-04 | WB-DC-017 | WB-DC-017-PE-T4-04 | Router | core | NOKIA | 7750 SR-1 | SR OS 23.10.R2 | NK0011026 | 172.31.40.23 | A4:5E:60:C1:0C:A6 | WB-DC-017-RACK-A | 5 | 1 | Ready | operator |  | Y | COL-WB-DC-017-2 | Y
WB-DC-017-FW-01 | WB-DC-017 | WB-DC-017-FW-01 | Firewall | core | FORTINET | FortiGate 3700F | FortiOS 7.4.3 | FG0011032 | 172.31.40.24 | A4:5E:60:4E:91:45 | WB-DC-017-RACK-A | 6 | 3 | Ready | operator |  | Y | COL-WB-DC-017-2 | N
WB-DC-017-OLA-01 | WB-DC-017 | WB-DC-017-OLA-01 | DWDM | core | NOKIA | 1830 PSS-16II | R23.6 | NK0011040 | 172.31.40.25 | A4:5E:60:0E:C0:9B | WB-DC-017-RACK-A | 9 | 6 | Ready | operator |  | Y | COL-WB-DC-017-1 | N
WB-DC-017-AGG-R01 | WB-DC-017 | WB-DC-017-AGG-R01 | Router | spine | JUNIPER | MX480 | 22.2R3-S2 | JU0011043 | 172.31.40.26 | A4:5E:60:B6:34:E6 | WB-DC-017-RACK-A | 15 | 4 | Ready | operator |  | Y | COL-WB-DC-017-2 | N
WB-DC-017-AGG-R02 | WB-DC-017 | WB-DC-017-AGG-R02 | Router | spine | JUNIPER | MX480 | 22.2R3-S2 | JU0011055 | 172.31.40.27 | A4:5E:60:02:18:28 | WB-DC-017-RACK-A | 19 | 4 | Ready | operator |  | Y | COL-WB-DC-017-1 | N
WB-DC-017-MMR-SW-01 | WB-DC-017 | WB-DC-017-MMR-SW-01 | Switch | leaf | CISCO | Nexus 93180YC | NX-OS 10.3(4a) | CS0011057 | 172.31.40.28 | A4:5E:60:8F:C2:68 | WB-DC-017-RACK-A | 23 | 1 | Ready | operator |  | Y | COL-WB-DC-017-2 | N
WB-DC-017-MMR-SW-02 | WB-DC-017 | WB-DC-017-MMR-SW-02 | Switch | leaf | CISCO | Nexus 93180YC | NX-OS 10.3(4a) | CS0011067 | 172.31.40.29 | A4:5E:60:56:FD:71 | WB-DC-017-RACK-A | 24 | 1 | Ready | operator |  | Y | COL-WB-DC-017-1 | N
WB-DC-017-MMR-SW-03 | WB-DC-017 | WB-DC-017-MMR-SW-03 | Switch | leaf | JUNIPER | QFX5120-48Y | 22.2R3 | JU0011076 | 172.31.40.30 | A4:5E:60:EC:35:00 | WB-DC-017-RACK-A | 25 | 1 | Ready | operator |  | Y | COL-WB-DC-017-2 | N
WB-DC-017-MMR-SW-04 | WB-DC-017 | WB-DC-017-MMR-SW-04 | Switch | leaf | JUNIPER | QFX5120-48Y | 22.2R3 | JU0011081 | 172.31.40.31 | A4:5E:60:DC:FC:BE | WB-DC-017-RACK-A | 26 | 1 | Ready | operator |  | Y | COL-WB-DC-017-1 | N
WB-DC-017-TOR-001 | WB-DC-017 | WB-DC-017-TOR-001 | Switch | access | CISCO | Nexus 93180YC | NX-OS 10.3(4a) | CS0011086 | 172.31.40.32 | A4:5E:60:00:B2:22 | WB-DC-017-RACK-A | 27 | 1 | Ready | operator |  | Y | COL-WB-DC-017-2 | N
WB-DC-017-TOR-002 | WB-DC-017 | WB-DC-017-TOR-002 | Switch | access | JUNIPER | QFX5120-48Y | 22.2R3 | JU0011094 | 172.31.40.33 | A4:5E:60:ED:80:5B | WB-DC-017-RACK-A | 28 | 1 | Ready | operator |  | Y | COL-WB-DC-017-1 | N
WB-DC-017-TOR-003 | WB-DC-017 | WB-DC-017-TOR-003 | Switch | access | JUNIPER | QFX5120-48Y | 22.2R3 | JU0011102 | 172.31.40.34 | A4:5E:60:D5:B7:3D | WB-DC-017-RACK-A | 29 | 1 | Ready | operator |  | Y | COL-WB-DC-017-2 | N
WB-DC-017-TN-001 | WB-DC-017 | WB-DC-017-TN-001 | Tenant gear | access | Tenant-owned | HPC nodes | — |  |  |  | WB-DC-017-RACK-A | 30 | 4 | Ready | tenant |  | N |  | N
WB-DC-017-TN-002 | WB-DC-017 | WB-DC-017-TN-002 | Tenant gear | access | Tenant-owned | Storage array | — |  |  |  | WB-DC-017-RACK-B | 2 | 10 | Ready | tenant | CUST-4706 | N |  | N
WB-DC-017-TN-003 | WB-DC-017 | WB-DC-017-TN-003 | Tenant gear | access | Tenant-owned | Network stack | — |  |  |  | WB-DC-017-RACK-B | 12 | 6 | Ready | tenant | CUST-4706 | N |  | N
WB-DC-017-TN-004 | WB-DC-017 | WB-DC-017-TN-004 | Tenant gear | access | Tenant-owned | Rack servers | — |  |  |  | WB-DC-017-RACK-B | 18 | 2 | Ready | tenant | CUST-4706 | N |  | N
WB-DC-017-TN-005 | WB-DC-017 | WB-DC-017-TN-005 | Tenant gear | access | Tenant-owned | Storage array | — |  |  |  | WB-DC-017-RACK-B | 20 | 8 | Ready | tenant | CUST-4706 | N |  | N
WB-DC-017-TN-006 | WB-DC-017 | WB-DC-017-TN-006 | Tenant gear | access | Tenant-owned | Blade chassis | — |  |  |  | WB-DC-017-RACK-B | 28 | 2 | Ready | tenant | CUST-4706 | N |  | N
WB-DC-017-TN-007 | WB-DC-017 | WB-DC-017-TN-007 | Tenant gear | access | Tenant-owned | HPC nodes | — |  |  |  | WB-DC-017-RACK-C | 2 | 10 | Ready | tenant | CUST-4706 | N |  | N
WB-DC-017-TN-008 | WB-DC-017 | WB-DC-017-TN-008 | Tenant gear | access | Tenant-owned | Network stack | — |  |  |  | WB-DC-017-RACK-C | 12 | 2 | Ready | tenant | CUST-4706 | N |  | N
WB-DC-017-TN-009 | WB-DC-017 | WB-DC-017-TN-009 | Tenant gear | access | Tenant-owned | Rack servers | — |  |  |  | WB-DC-017-RACK-C | 14 | 4 | Ready | tenant | CUST-4706 | N |  | N
WB-DC-017-TN-010 | WB-DC-017 | WB-DC-017-TN-010 | Tenant gear | access | Tenant-owned | Blade chassis | — |  |  |  | WB-DC-017-RACK-C | 18 | 6 | Ready | tenant | CUST-4706 | N |  | N
WB-DC-017-TN-011 | WB-DC-017 | WB-DC-017-TN-011 | Tenant gear | access | Tenant-owned | Storage array | — |  |  |  | WB-DC-017-RACK-C | 24 | 6 | Ready | tenant | CUST-4706 | N |  | N
WB-DC-017-TN-012 | WB-DC-017 | WB-DC-017-TN-012 | Tenant gear | access | Tenant-owned | Mixed equipment | — |  |  |  | WB-DC-017-RACK-C | 30 | 4 | Ready | tenant | CUST-4706 | N |  | N
WB-DC-017-TN-013 | WB-DC-017 | WB-DC-017-TN-013 | Tenant gear | access | Tenant-owned | Rack servers | — |  |  |  | WB-DC-017-RACK-D | 2 | 8 | Ready | tenant | CUST-9101 | N |  | N
WB-DC-017-TN-014 | WB-DC-017 | WB-DC-017-TN-014 | Tenant gear | access | Tenant-owned | Network stack | — |  |  |  | WB-DC-017-RACK-D | 10 | 4 | Ready | tenant | CUST-9101 | N |  | N
WB-DC-017-TN-015 | WB-DC-017 | WB-DC-017-TN-015 | Tenant gear | access | Tenant-owned | Storage array | — |  |  |  | WB-DC-017-RACK-D | 14 | 6 | Ready | tenant | CUST-9101 | N |  | N
WB-DC-017-TN-016 | WB-DC-017 | WB-DC-017-TN-016 | Tenant gear | access | Tenant-owned | Mixed equipment | — |  |  |  | WB-DC-017-RACK-D | 20 | 4 | Ready | tenant | CUST-9101 | N |  | N
WB-DC-017-TN-017 | WB-DC-017 | WB-DC-017-TN-017 | Tenant gear | access | Tenant-owned | Storage array | — |  |  |  | WB-DC-017-RACK-D | 24 | 4 | Ready | tenant | CUST-9101 | N |  | N
WB-DC-017-TN-018 | WB-DC-017 | WB-DC-017-TN-018 | Tenant gear | access | Tenant-owned | HPC nodes | — |  |  |  | WB-DC-017-RACK-D | 28 | 4 | Ready | tenant | CUST-9101 | N |  | N
WB-DC-017-TN-019 | WB-DC-017 | WB-DC-017-TN-019 | Tenant gear | access | Tenant-owned | Mixed equipment | — |  |  |  | WB-DC-017-RACK-D | 32 | 2 | Ready | tenant | CUST-9101 | N |  | N
WB-DC-017-TN-020 | WB-DC-017 | WB-DC-017-TN-020 | Tenant gear | access | Tenant-owned | Mixed equipment | — |  |  |  | WB-DC-017-RACK-E | 2 | 8 | Ready | tenant | CUST-3825 | N |  | N
WB-DC-017-TN-021 | WB-DC-017 | WB-DC-017-TN-021 | Tenant gear | access | Tenant-owned | Mixed equipment | — |  |  |  | WB-DC-017-RACK-E | 10 | 10 | Ready | tenant | CUST-3825 | N |  | N
WB-DC-017-TN-022 | WB-DC-017 | WB-DC-017-TN-022 | Tenant gear | access | Tenant-owned | HPC nodes | — |  |  |  | WB-DC-017-RACK-E | 20 | 10 | Ready | tenant | CUST-3825 | N |  | N
WB-DC-017-TN-023 | WB-DC-017 | WB-DC-017-TN-023 | Tenant gear | access | Tenant-owned | Storage array | — |  |  |  | WB-DC-017-RACK-E | 30 | 4 | Ready | tenant | CUST-3825 | N |  | N
WB-DC-017-TN-024 | WB-DC-017 | WB-DC-017-TN-024 | Tenant gear | access | Tenant-owned | HPC nodes | — |  |  |  | WB-DC-017-RACK-F | 2 | 10 | Ready | tenant | CUST-3825 | N |  | N
WB-DC-017-TN-025 | WB-DC-017 | WB-DC-017-TN-025 | Tenant gear | access | Tenant-owned | Network stack | — |  |  |  | WB-DC-017-RACK-F | 12 | 4 | Ready | tenant | CUST-3825 | N |  | N
WB-DC-017-TN-026 | WB-DC-017 | WB-DC-017-TN-026 | Tenant gear | access | Tenant-owned | Mixed equipment | — |  |  |  | WB-DC-017-RACK-F | 16 | 4 | Ready | tenant | CUST-3825 | N |  | N
WB-DC-017-TN-027 | WB-DC-017 | WB-DC-017-TN-027 | Tenant gear | access | Tenant-owned | Blade chassis | — |  |  |  | WB-DC-017-RACK-F | 20 | 4 | Ready | tenant | CUST-3825 | N |  | N
WB-DC-017-TN-028 | WB-DC-017 | WB-DC-017-TN-028 | Tenant gear | access | Tenant-owned | HPC nodes | — |  |  |  | WB-DC-017-RACK-F | 24 | 2 | Ready | tenant | CUST-3825 | N |  | N
WB-DC-017-TN-029 | WB-DC-017 | WB-DC-017-TN-029 | Tenant gear | access | Tenant-owned | Blade chassis | — |  |  |  | WB-DC-017-RACK-F | 26 | 10 | Ready | tenant | CUST-3825 | N |  | N
WB-DC-017-TN-030 | WB-DC-017 | WB-DC-017-TN-030 | Tenant gear | access | Tenant-owned | Rack servers | — |  |  |  | WB-DC-017-RACK-G | 2 | 6 | Ready | tenant | CUST-7349 | N |  | N
WB-DC-017-TN-031 | WB-DC-017 | WB-DC-017-TN-031 | Tenant gear | access | Tenant-owned | Blade chassis | — |  |  |  | WB-DC-017-RACK-G | 8 | 10 | Ready | tenant | CUST-7349 | N |  | N
WB-DC-017-TN-032 | WB-DC-017 | WB-DC-017-TN-032 | Tenant gear | access | Tenant-owned | Mixed equipment | — |  |  |  | WB-DC-017-RACK-G | 18 | 4 | Ready | tenant | CUST-7349 | N |  | N
WB-DC-017-TN-033 | WB-DC-017 | WB-DC-017-TN-033 | Tenant gear | access | Tenant-owned | Blade chassis | — |  |  |  | WB-DC-017-RACK-G | 22 | 4 | Ready | tenant | CUST-7349 | N |  | N
WB-DC-017-TN-034 | WB-DC-017 | WB-DC-017-TN-034 | Tenant gear | access | Tenant-owned | Storage array | — |  |  |  | WB-DC-017-RACK-G | 26 | 4 | Ready | tenant | CUST-7349 | N |  | N
WB-DC-017-TN-035 | WB-DC-017 | WB-DC-017-TN-035 | Tenant gear | access | Tenant-owned | Rack servers | — |  |  |  | WB-DC-017-RACK-G | 30 | 4 | Ready | tenant | CUST-7349 | N |  | N
WB-DC-017-TN-036 | WB-DC-017 | WB-DC-017-TN-036 | Tenant gear | access | Tenant-owned | HPC nodes | — |  |  |  | WB-DC-017-RACK-H | 2 | 10 | Ready | tenant | CUST-4716 | N |  | N
WB-DC-017-TN-037 | WB-DC-017 | WB-DC-017-TN-037 | Tenant gear | access | Tenant-owned | HPC nodes | — |  |  |  | WB-DC-017-RACK-H | 12 | 10 | Ready | tenant | CUST-4716 | N |  | N
WB-DC-017-TN-038 | WB-DC-017 | WB-DC-017-TN-038 | Tenant gear | access | Tenant-owned | Network stack | — |  |  |  | WB-DC-017-RACK-H | 22 | 6 | Ready | tenant | CUST-4716 | N |  | N
OD-DC-018-PE-T4-01 | OD-DC-018 | OD-DC-018-PE-T4-01 | Router | core | JUNIPER | MX204 | 21.4R3-S5.5 | JU0011001 | 172.16.40.20 | A4:5E:60:A6:92:80 | OD-DC-018-RACK-A | 2 | 1 | Ready | operator |  | Y | COL-OD-DC-018-2 | Y
OD-DC-018-PE-T4-02 | OD-DC-018 | OD-DC-018-PE-T4-02 | Router | core | JUNIPER | MX204 | 21.4R3-S5.5 | JU0011011 | 172.16.40.21 | A4:5E:60:0F:21:BA | OD-DC-018-RACK-A | 3 | 1 | Ready | operator |  | Y | COL-OD-DC-018-1 | Y
OD-DC-018-PE-T4-03 | OD-DC-018 | OD-DC-018-PE-T4-03 | Router | core | JUNIPER | MX480 | 22.2R3-S2 | JU0011016 | 172.16.40.22 | A4:5E:60:63:0E:30 | OD-DC-018-RACK-A | 4 | 1 | Ready | operator |  | Y | COL-OD-DC-018-2 | Y
OD-DC-018-PE-T4-04 | OD-DC-018 | OD-DC-018-PE-T4-04 | Router | core | JUNIPER | MX480 | 22.2R3-S2 | JU0011027 | 172.16.40.23 | A4:5E:60:FC:BA:B9 | OD-DC-018-RACK-A | 5 | 1 | Ready | operator |  | Y | COL-OD-DC-018-1 | Y
OD-DC-018-FW-01 | OD-DC-018 | OD-DC-018-FW-01 | Firewall | core | FORTINET | FortiGate 3700F | FortiOS 7.4.3 | FG0011034 | 172.16.40.24 | A4:5E:60:DF:9E:4A | OD-DC-018-RACK-A | 6 | 3 | Ready | operator |  | Y | COL-OD-DC-018-1 | N
OD-DC-018-OLA-01 | OD-DC-018 | OD-DC-018-OLA-01 | DWDM | core | NOKIA | 1830 PSS-16II | R23.6 | NK0011038 | 172.16.40.25 | A4:5E:60:D7:F7:FD | OD-DC-018-RACK-A | 9 | 6 | Ready | operator |  | Y | COL-OD-DC-018-2 | N
OD-DC-018-AGG-R01 | OD-DC-018 | OD-DC-018-AGG-R01 | Router | spine | JUNIPER | MX480 | 22.2R3-S2 | JU0011043 | 172.16.40.26 | A4:5E:60:28:57:64 | OD-DC-018-RACK-A | 15 | 4 | Ready | operator |  | Y | COL-OD-DC-018-1 | N
OD-DC-018-AGG-R02 | OD-DC-018 | OD-DC-018-AGG-R02 | Router | spine | JUNIPER | MX480 | 22.2R3-S2 | JU0011051 | 172.16.40.27 | A4:5E:60:4E:74:FE | OD-DC-018-RACK-A | 19 | 4 | Ready | operator |  | Y | COL-OD-DC-018-2 | N
OD-DC-018-MMR-SW-01 | OD-DC-018 | OD-DC-018-MMR-SW-01 | Switch | leaf | JUNIPER | QFX5120-48Y | 22.2R3 | JU0011058 | 172.16.40.28 | A4:5E:60:EE:9A:0E | OD-DC-018-RACK-A | 23 | 1 | Ready | operator |  | Y | COL-OD-DC-018-1 | N
OD-DC-018-MMR-SW-02 | OD-DC-018 | OD-DC-018-MMR-SW-02 | Switch | leaf | JUNIPER | QFX5120-48Y | 22.2R3 | JU0011063 | 172.16.40.29 | A4:5E:60:B4:1C:D1 | OD-DC-018-RACK-A | 24 | 1 | Ready | operator |  | Y | COL-OD-DC-018-2 | N
OD-DC-018-MMR-SW-03 | OD-DC-018 | OD-DC-018-MMR-SW-03 | Switch | leaf | ARISTA | 7050SX3-48YC | EOS 4.31.1F | AR0011076 | 172.16.40.30 | A4:5E:60:53:29:33 | OD-DC-018-RACK-A | 25 | 1 | Ready | operator |  | Y | COL-OD-DC-018-1 | N
OD-DC-018-MMR-SW-04 | OD-DC-018 | OD-DC-018-MMR-SW-04 | Switch | leaf | CISCO | Nexus 93180YC | NX-OS 10.3(4a) | CS0011077 | 172.16.40.31 | A4:5E:60:16:B6:82 | OD-DC-018-RACK-A | 26 | 1 | Ready | operator |  | Y | COL-OD-DC-018-2 | N
OD-DC-018-TOR-001 | OD-DC-018 | OD-DC-018-TOR-001 | Switch | access | ARISTA | 7050SX3-48YC | EOS 4.31.1F | AR0011086 | 172.16.40.32 | A4:5E:60:ED:AE:D1 | OD-DC-018-RACK-A | 27 | 1 | Ready | operator |  | Y | COL-OD-DC-018-1 | N
OD-DC-018-TOR-002 | OD-DC-018 | OD-DC-018-TOR-002 | Switch | access | CISCO | Nexus 93180YC | NX-OS 10.3(4a) | CS0011094 | 172.16.40.33 | A4:5E:60:D2:10:68 | OD-DC-018-RACK-A | 28 | 1 | Ready | operator |  | Y | COL-OD-DC-018-2 | N
OD-DC-018-TN-001 | OD-DC-018 | OD-DC-018-TN-001 | Tenant gear | access | Tenant-owned | Mixed equipment | — |  |  |  | OD-DC-018-RACK-A | 29 | 4 | Ready | tenant |  | N |  | N
OD-DC-018-TN-002 | OD-DC-018 | OD-DC-018-TN-002 | Tenant gear | access | Tenant-owned | Rack servers | — |  |  |  | OD-DC-018-RACK-B | 2 | 8 | Ready | tenant | CUST-9982 | N |  | N
OD-DC-018-TN-003 | OD-DC-018 | OD-DC-018-TN-003 | Tenant gear | access | Tenant-owned | HPC nodes | — |  |  |  | OD-DC-018-RACK-B | 10 | 2 | Ready | tenant | CUST-9982 | N |  | N
OD-DC-018-TN-004 | OD-DC-018 | OD-DC-018-TN-004 | Tenant gear | access | Tenant-owned | Network stack | — |  |  |  | OD-DC-018-RACK-B | 12 | 4 | Ready | tenant | CUST-9982 | N |  | N
OD-DC-018-TN-005 | OD-DC-018 | OD-DC-018-TN-005 | Tenant gear | access | Tenant-owned | HPC nodes | — |  |  |  | OD-DC-018-RACK-B | 16 | 4 | Ready | tenant | CUST-9982 | N |  | N
OD-DC-018-TN-006 | OD-DC-018 | OD-DC-018-TN-006 | Tenant gear | access | Tenant-owned | Network stack | — |  |  |  | OD-DC-018-RACK-B | 20 | 8 | Ready | tenant | CUST-9982 | N |  | N
OD-DC-018-TN-007 | OD-DC-018 | OD-DC-018-TN-007 | Tenant gear | access | Tenant-owned | Blade chassis | — |  |  |  | OD-DC-018-RACK-B | 28 | 6 | Ready | tenant | CUST-9982 | N |  | N
OD-DC-018-TN-008 | OD-DC-018 | OD-DC-018-TN-008 | Tenant gear | access | Tenant-owned | Rack servers | — |  |  |  | OD-DC-018-RACK-C | 2 | 6 | Ready | tenant | CUST-4716 | N |  | N
OD-DC-018-TN-009 | OD-DC-018 | OD-DC-018-TN-009 | Tenant gear | access | Tenant-owned | HPC nodes | — |  |  |  | OD-DC-018-RACK-C | 8 | 8 | Ready | tenant | CUST-4716 | N |  | N
OD-DC-018-TN-010 | OD-DC-018 | OD-DC-018-TN-010 | Tenant gear | access | Tenant-owned | Storage array | — |  |  |  | OD-DC-018-RACK-C | 16 | 8 | Ready | tenant | CUST-4716 | N |  | N
OD-DC-018-TN-011 | OD-DC-018 | OD-DC-018-TN-011 | Tenant gear | access | Tenant-owned | Network stack | — |  |  |  | OD-DC-018-RACK-C | 24 | 2 | Ready | tenant | CUST-4716 | N |  | N
OD-DC-018-TN-012 | OD-DC-018 | OD-DC-018-TN-012 | Tenant gear | access | Tenant-owned | Mixed equipment | — |  |  |  | OD-DC-018-RACK-C | 26 | 6 | Ready | tenant | CUST-4716 | N |  | N
OD-DC-018-TN-013 | OD-DC-018 | OD-DC-018-TN-013 | Tenant gear | access | Tenant-owned | Rack servers | — |  |  |  | OD-DC-018-RACK-C | 32 | 4 | Ready | tenant | CUST-4716 | N |  | N
OD-DC-018-TN-014 | OD-DC-018 | OD-DC-018-TN-014 | Tenant gear | access | Tenant-owned | Mixed equipment | — |  |  |  | OD-DC-018-RACK-D | 2 | 10 | Ready | tenant | CUST-4706 | N |  | N
OD-DC-018-TN-015 | OD-DC-018 | OD-DC-018-TN-015 | Tenant gear | access | Tenant-owned | Mixed equipment | — |  |  |  | OD-DC-018-RACK-D | 12 | 2 | Ready | tenant | CUST-4706 | N |  | N
OD-DC-018-TN-016 | OD-DC-018 | OD-DC-018-TN-016 | Tenant gear | access | Tenant-owned | Network stack | — |  |  |  | OD-DC-018-RACK-D | 14 | 6 | Ready | tenant | CUST-4706 | N |  | N
OD-DC-018-TN-017 | OD-DC-018 | OD-DC-018-TN-017 | Tenant gear | access | Tenant-owned | Mixed equipment | — |  |  |  | OD-DC-018-RACK-D | 20 | 4 | Ready | tenant | CUST-4706 | N |  | N
OD-DC-018-TN-018 | OD-DC-018 | OD-DC-018-TN-018 | Tenant gear | access | Tenant-owned | HPC nodes | — |  |  |  | OD-DC-018-RACK-D | 24 | 8 | Ready | tenant | CUST-4706 | N |  | N
OD-DC-018-TN-019 | OD-DC-018 | OD-DC-018-TN-019 | Tenant gear | access | Tenant-owned | Rack servers | — |  |  |  | OD-DC-018-RACK-D | 32 | 2 | Ready | tenant | CUST-4706 | N |  | N
OD-DC-018-TN-020 | OD-DC-018 | OD-DC-018-TN-020 | Tenant gear | access | Tenant-owned | Storage array | — |  |  |  | OD-DC-018-RACK-E | 2 | 8 | Ready | tenant | CUST-4706 | N |  | N
OD-DC-018-TN-021 | OD-DC-018 | OD-DC-018-TN-021 | Tenant gear | access | Tenant-owned | Storage array | — |  |  |  | OD-DC-018-RACK-E | 10 | 6 | Ready | tenant | CUST-4706 | N |  | N
OD-DC-018-TN-022 | OD-DC-018 | OD-DC-018-TN-022 | Tenant gear | access | Tenant-owned | Network stack | — |  |  |  | OD-DC-018-RACK-E | 16 | 2 | Ready | tenant | CUST-4706 | N |  | N
OD-DC-018-TN-023 | OD-DC-018 | OD-DC-018-TN-023 | Tenant gear | access | Tenant-owned | Rack servers | — |  |  |  | OD-DC-018-RACK-E | 18 | 8 | Ready | tenant | CUST-4706 | N |  | N
BR-DC-019-PE-T4-01 | BR-DC-019 | BR-DC-019-PE-T4-01 | Router | core | JUNIPER | MX204 | 21.4R3-S5.5 | JU0011005 | 172.22.40.20 | A4:5E:60:B8:EF:99 | BR-DC-019-RACK-A | 2 | 1 | Ready | operator |  | Y | COL-BR-DC-019-2 | Y
BR-DC-019-PE-T4-02 | BR-DC-019 | BR-DC-019-PE-T4-02 | Router | core | JUNIPER | MX204 | 21.4R3-S5.5 | JU0011009 | 172.22.40.21 | A4:5E:60:6C:32:86 | BR-DC-019-RACK-A | 3 | 1 | Ready | operator |  | Y | COL-BR-DC-019-1 | Y
BR-DC-019-PE-T4-03 | BR-DC-019 | BR-DC-019-PE-T4-03 | Router | core | CISCO | ASR 9006 | IOS XR 7.9.2 | CS0011016 | 172.22.40.22 | A4:5E:60:17:4E:CC | BR-DC-019-RACK-A | 4 | 1 | Ready | operator |  | Y | COL-BR-DC-019-2 | Y
BR-DC-019-PE-T4-04 | BR-DC-019 | BR-DC-019-PE-T4-04 | Router | core | CISCO | ASR 9006 | IOS XR 7.9.2 | CS0011024 | 172.22.40.23 | A4:5E:60:EC:B2:69 | BR-DC-019-RACK-A | 5 | 1 | Ready | operator |  | Y | COL-BR-DC-019-1 | Y
BR-DC-019-FW-01 | BR-DC-019 | BR-DC-019-FW-01 | Firewall | core | FORTINET | FortiGate 3700F | FortiOS 7.4.3 | FG0011029 | 172.22.40.24 | A4:5E:60:31:F7:07 | BR-DC-019-RACK-A | 6 | 3 | Ready | operator |  | Y | COL-BR-DC-019-1 | N
BR-DC-019-OLA-01 | BR-DC-019 | BR-DC-019-OLA-01 | DWDM | core | CIENA | 6500 D7 | R16.2 | CI0011036 | 172.22.40.25 | A4:5E:60:E5:DA:BB | BR-DC-019-RACK-A | 9 | 6 | Ready | operator |  | Y | COL-BR-DC-019-2 | N
BR-DC-019-AGG-R01 | BR-DC-019 | BR-DC-019-AGG-R01 | Router | spine | JUNIPER | MX480 | 22.2R3-S2 | JU0011042 | 172.22.40.26 | A4:5E:60:E1:43:B2 | BR-DC-019-RACK-A | 15 | 4 | Ready | operator |  | Y | COL-BR-DC-019-1 | N
BR-DC-019-AGG-R02 | BR-DC-019 | BR-DC-019-AGG-R02 | Router | spine | JUNIPER | MX480 | 22.2R3-S2 | JU0011049 | 172.22.40.27 | A4:5E:60:28:D0:26 | BR-DC-019-RACK-A | 19 | 4 | Ready | operator |  | Y | COL-BR-DC-019-2 | N
BR-DC-019-MMR-SW-01 | BR-DC-019 | BR-DC-019-MMR-SW-01 | Switch | leaf | CISCO | Nexus 93180YC | NX-OS 10.3(4a) | CS0011058 | 172.22.40.28 | A4:5E:60:86:87:35 | BR-DC-019-RACK-A | 23 | 1 | Ready | operator |  | Y | COL-BR-DC-019-1 | N
BR-DC-019-MMR-SW-02 | BR-DC-019 | BR-DC-019-MMR-SW-02 | Switch | leaf | ARISTA | 7050SX3-48YC | EOS 4.31.1F | AR0011069 | 172.22.40.29 | A4:5E:60:06:E1:D5 | BR-DC-019-RACK-A | 24 | 1 | Ready | operator |  | Y | COL-BR-DC-019-2 | N
BR-DC-019-MMR-SW-03 | BR-DC-019 | BR-DC-019-MMR-SW-03 | Switch | leaf | ARISTA | 7050SX3-48YC | EOS 4.31.1F | AR0011076 | 172.22.40.30 | A4:5E:60:FE:30:EA | BR-DC-019-RACK-A | 25 | 1 | Ready | operator |  | Y | COL-BR-DC-019-1 | N
BR-DC-019-MMR-SW-04 | BR-DC-019 | BR-DC-019-MMR-SW-04 | Switch | leaf | CISCO | Nexus 93180YC | NX-OS 10.3(4a) | CS0011083 | 172.22.40.31 | A4:5E:60:64:4E:6B | BR-DC-019-RACK-A | 26 | 1 | Ready | operator |  | Y | COL-BR-DC-019-2 | N
BR-DC-019-TOR-001 | BR-DC-019 | BR-DC-019-TOR-001 | Switch | access | ARISTA | 7050SX3-48YC | EOS 4.31.1F | AR0011087 | 172.22.40.32 | A4:5E:60:95:0A:A5 | BR-DC-019-RACK-A | 27 | 1 | Ready | operator |  | Y | COL-BR-DC-019-1 | N
BR-DC-019-TOR-002 | BR-DC-019 | BR-DC-019-TOR-002 | Switch | access | ARISTA | 7050SX3-48YC | EOS 4.31.1F | AR0011096 | 172.22.40.33 | A4:5E:60:F3:BB:1B | BR-DC-019-RACK-A | 28 | 1 | Ready | operator |  | Y | COL-BR-DC-019-2 | N
BR-DC-019-TN-001 | BR-DC-019 | BR-DC-019-TN-001 | Tenant gear | access | Tenant-owned | Rack servers | — |  |  |  | BR-DC-019-RACK-A | 29 | 6 | Ready | tenant |  | N |  | N
BR-DC-019-TN-002 | BR-DC-019 | BR-DC-019-TN-002 | Tenant gear | access | Tenant-owned | Storage array | — |  |  |  | BR-DC-019-RACK-B | 2 | 8 | Ready | tenant | CUST-8230 | N |  | N
BR-DC-019-TN-003 | BR-DC-019 | BR-DC-019-TN-003 | Tenant gear | access | Tenant-owned | Mixed equipment | — |  |  |  | BR-DC-019-RACK-B | 10 | 6 | Ready | tenant | CUST-8230 | N |  | N
BR-DC-019-TN-004 | BR-DC-019 | BR-DC-019-TN-004 | Tenant gear | access | Tenant-owned | Network stack | — |  |  |  | BR-DC-019-RACK-B | 16 | 4 | Ready | tenant | CUST-8230 | N |  | N
BR-DC-019-TN-005 | BR-DC-019 | BR-DC-019-TN-005 | Tenant gear | access | Tenant-owned | HPC nodes | — |  |  |  | BR-DC-019-RACK-B | 20 | 4 | Ready | tenant | CUST-8230 | N |  | N
BR-DC-019-TN-006 | BR-DC-019 | BR-DC-019-TN-006 | Tenant gear | access | Tenant-owned | Rack servers | — |  |  |  | BR-DC-019-RACK-B | 24 | 10 | Ready | tenant | CUST-8230 | N |  | N
BR-DC-019-TN-007 | BR-DC-019 | BR-DC-019-TN-007 | Tenant gear | access | Tenant-owned | Mixed equipment | — |  |  |  | BR-DC-019-RACK-C | 2 | 8 | Ready | tenant | CUST-8230 | N |  | N
BR-DC-019-TN-008 | BR-DC-019 | BR-DC-019-TN-008 | Tenant gear | access | Tenant-owned | Blade chassis | — |  |  |  | BR-DC-019-RACK-C | 10 | 2 | Ready | tenant | CUST-8230 | N |  | N
BR-DC-019-TN-009 | BR-DC-019 | BR-DC-019-TN-009 | Tenant gear | access | Tenant-owned | Blade chassis | — |  |  |  | BR-DC-019-RACK-C | 12 | 2 | Ready | tenant | CUST-8230 | N |  | N
BR-DC-019-TN-010 | BR-DC-019 | BR-DC-019-TN-010 | Tenant gear | access | Tenant-owned | HPC nodes | — |  |  |  | BR-DC-019-RACK-C | 14 | 10 | Ready | tenant | CUST-8230 | N |  | N
BR-DC-019-TN-011 | BR-DC-019 | BR-DC-019-TN-011 | Tenant gear | access | Tenant-owned | HPC nodes | — |  |  |  | BR-DC-019-RACK-C | 24 | 2 | Ready | tenant | CUST-8230 | N |  | N
BR-DC-019-TN-012 | BR-DC-019 | BR-DC-019-TN-012 | Tenant gear | access | Tenant-owned | Network stack | — |  |  |  | BR-DC-019-RACK-C | 26 | 4 | Ready | tenant | CUST-8230 | N |  | N
BR-DC-019-TN-013 | BR-DC-019 | BR-DC-019-TN-013 | Tenant gear | access | Tenant-owned | Mixed equipment | — |  |  |  | BR-DC-019-RACK-C | 30 | 2 | Ready | tenant | CUST-8230 | N |  | N
BR-DC-019-TN-014 | BR-DC-019 | BR-DC-019-TN-014 | Tenant gear | access | Tenant-owned | Rack servers | — |  |  |  | BR-DC-019-RACK-D | 2 | 6 | Ready | tenant | CUST-8230 | N |  | N
BR-DC-019-TN-015 | BR-DC-019 | BR-DC-019-TN-015 | Tenant gear | access | Tenant-owned | Blade chassis | — |  |  |  | BR-DC-019-RACK-D | 8 | 2 | Ready | tenant | CUST-8230 | N |  | N
BR-DC-019-TN-016 | BR-DC-019 | BR-DC-019-TN-016 | Tenant gear | access | Tenant-owned | HPC nodes | — |  |  |  | BR-DC-019-RACK-D | 10 | 2 | Ready | tenant | CUST-8230 | N |  | N
BR-DC-019-TN-017 | BR-DC-019 | BR-DC-019-TN-017 | Tenant gear | access | Tenant-owned | Storage array | — |  |  |  | BR-DC-019-RACK-D | 12 | 10 | Ready | tenant | CUST-8230 | N |  | N
BR-DC-019-TN-018 | BR-DC-019 | BR-DC-019-TN-018 | Tenant gear | access | Tenant-owned | Mixed equipment | — |  |  |  | BR-DC-019-RACK-D | 22 | 2 | Ready | tenant | CUST-8230 | N |  | N
BR-DC-019-TN-019 | BR-DC-019 | BR-DC-019-TN-019 | Tenant gear | access | Tenant-owned | Network stack | — |  |  |  | BR-DC-019-RACK-D | 24 | 6 | Ready | tenant | CUST-8230 | N |  | N
BR-DC-019-TN-020 | BR-DC-019 | BR-DC-019-TN-020 | Tenant gear | access | Tenant-owned | HPC nodes | — |  |  |  | BR-DC-019-RACK-D | 30 | 6 | Ready | tenant | CUST-8230 | N |  | N
BR-DC-019-TN-021 | BR-DC-019 | BR-DC-019-TN-021 | Tenant gear | access | Tenant-owned | HPC nodes | — |  |  |  | BR-DC-019-RACK-E | 2 | 4 | Ready | tenant | CUST-6478 | N |  | N
KA-DC-020-PE-T4-01 | KA-DC-020 | KA-DC-020-PE-T4-01 | Router | core | JUNIPER | MX204 | 21.4R3-S5.5 | JU0011004 | 172.22.40.20 | A4:5E:60:55:92:58 | KA-DC-020-RACK-A | 2 | 1 | Ready | operator |  | Y | COL-KA-DC-020-2 | Y
KA-DC-020-PE-T4-02 | KA-DC-020 | KA-DC-020-PE-T4-02 | Router | core | JUNIPER | MX204 | 21.4R3-S5.5 | JU0011011 | 172.22.40.21 | A4:5E:60:44:BF:06 | KA-DC-020-RACK-A | 3 | 1 | Ready | operator |  | Y | COL-KA-DC-020-1 | Y
KA-DC-020-PE-T4-03 | KA-DC-020 | KA-DC-020-PE-T4-03 | Router | core | CISCO | ASR 9006 | IOS XR 7.9.2 | CS0011015 | 172.22.40.22 | A4:5E:60:D8:3F:64 | KA-DC-020-RACK-A | 4 | 1 | Ready | operator |  | Y | COL-KA-DC-020-2 | Y
KA-DC-020-PE-T4-04 | KA-DC-020 | KA-DC-020-PE-T4-04 | Router | core | CISCO | ASR 9006 | IOS XR 7.9.2 | CS0011027 | 172.22.40.23 | A4:5E:60:AB:ED:37 | KA-DC-020-RACK-A | 5 | 1 | Ready | operator |  | Y | COL-KA-DC-020-1 | Y
KA-DC-020-FW-01 | KA-DC-020 | KA-DC-020-FW-01 | Firewall | core | FORTINET | FortiGate 3700F | FortiOS 7.4.3 | FG0011034 | 172.22.40.24 | A4:5E:60:27:F1:04 | KA-DC-020-RACK-A | 6 | 3 | Ready | operator |  | Y | COL-KA-DC-020-1 | N
KA-DC-020-FW-02 | KA-DC-020 | KA-DC-020-FW-02 | Firewall | core | FORTINET | FortiGate 3700F | FortiOS 7.4.3 | FG0011037 | 172.22.40.25 | A4:5E:60:E4:24:C8 | KA-DC-020-RACK-A | 9 | 3 | Ready | operator |  | Y | COL-KA-DC-020-2 | N
KA-DC-020-OLA-01 | KA-DC-020 | KA-DC-020-OLA-01 | DWDM | core | NOKIA | 1830 PSS-16II | R23.6 | NK0011043 | 172.22.40.26 | A4:5E:60:74:32:3D | KA-DC-020-RACK-A | 12 | 6 | Ready | operator |  | Y | COL-KA-DC-020-2 | N
KA-DC-020-OLA-02 | KA-DC-020 | KA-DC-020-OLA-02 | DWDM | core | CIENA | 6500 D7 | R16.2 | CI0011053 | 172.22.40.27 | A4:5E:60:66:2F:41 | KA-DC-020-RACK-A | 18 | 6 | Ready | operator |  | Y | COL-KA-DC-020-1 | N
KA-DC-020-AGG-R01 | KA-DC-020 | KA-DC-020-AGG-R01 | Router | spine | JUNIPER | MX480 | 22.2R3-S2 | JU0011062 | 172.22.40.28 | A4:5E:60:76:EC:BA | KA-DC-020-RACK-A | 24 | 4 | Ready | operator |  | Y | COL-KA-DC-020-1 | N
KA-DC-020-AGG-R02 | KA-DC-020 | KA-DC-020-AGG-R02 | Router | spine | JUNIPER | MX480 | 22.2R3-S2 | JU0011066 | 172.22.40.29 | A4:5E:60:33:1E:49 | KA-DC-020-RACK-A | 28 | 4 | Ready | operator |  | Y | COL-KA-DC-020-2 | N
KA-DC-020-AGG-R03 | KA-DC-020 | KA-DC-020-AGG-R03 | Router | spine | JUNIPER | MX480 | 22.2R3-S2 | JU0011075 | 172.22.40.30 | A4:5E:60:05:BA:FE | KA-DC-020-RACK-B | 2 | 4 | Ready | operator |  | Y | COL-KA-DC-020-1 | N
KA-DC-020-MMR-SW-01 | KA-DC-020 | KA-DC-020-MMR-SW-01 | Switch | leaf | ARISTA | 7050SX3-48YC | EOS 4.31.1F | AR0011082 | 172.22.40.31 | A4:5E:60:9A:9C:27 | KA-DC-020-RACK-B | 6 | 1 | Ready | operator |  | Y | COL-KA-DC-020-1 | N
KA-DC-020-MMR-SW-02 | KA-DC-020 | KA-DC-020-MMR-SW-02 | Switch | leaf | JUNIPER | QFX5120-48Y | 22.2R3 | JU0011089 | 172.22.40.32 | A4:5E:60:EE:90:7E | KA-DC-020-RACK-B | 7 | 1 | Ready | operator |  | Y | COL-KA-DC-020-2 | N
KA-DC-020-MMR-SW-03 | KA-DC-020 | KA-DC-020-MMR-SW-03 | Switch | leaf | CISCO | Nexus 93180YC | NX-OS 10.3(4a) | CS0011091 | 172.22.40.33 | A4:5E:60:F5:72:11 | KA-DC-020-RACK-B | 8 | 1 | Ready | operator |  | Y | COL-KA-DC-020-1 | N
KA-DC-020-MMR-SW-04 | KA-DC-020 | KA-DC-020-MMR-SW-04 | Switch | leaf | CISCO | Nexus 93180YC | NX-OS 10.3(4a) | CS0011101 | 172.22.40.34 | A4:5E:60:46:C4:CD | KA-DC-020-RACK-B | 9 | 1 | Ready | operator |  | Y | COL-KA-DC-020-2 | N
KA-DC-020-MMR-SW-05 | KA-DC-020 | KA-DC-020-MMR-SW-05 | Switch | leaf | CISCO | Nexus 93180YC | NX-OS 10.3(4a) | CS0011109 | 172.22.40.35 | A4:5E:60:64:CA:97 | KA-DC-020-RACK-B | 10 | 1 | Ready | operator |  | Y | COL-KA-DC-020-1 | N
KA-DC-020-MMR-SW-06 | KA-DC-020 | KA-DC-020-MMR-SW-06 | Switch | leaf | ARISTA | 7050SX3-48YC | EOS 4.31.1F | AR0011115 | 172.22.40.36 | A4:5E:60:0C:2D:4F | KA-DC-020-RACK-B | 11 | 1 | Ready | operator |  | Y | COL-KA-DC-020-2 | N
KA-DC-020-MMR-SW-07 | KA-DC-020 | KA-DC-020-MMR-SW-07 | Switch | leaf | ARISTA | 7050SX3-48YC | EOS 4.31.1F | AR0011122 | 172.22.40.37 | A4:5E:60:E9:3C:8F | KA-DC-020-RACK-B | 12 | 1 | Ready | operator |  | Y | COL-KA-DC-020-1 | N
KA-DC-020-MMR-SW-08 | KA-DC-020 | KA-DC-020-MMR-SW-08 | Switch | leaf | JUNIPER | QFX5120-48Y | 22.2R3 | JU0011126 | 172.22.40.38 | A4:5E:60:A8:30:93 | KA-DC-020-RACK-B | 13 | 1 | Ready | operator |  | Y | COL-KA-DC-020-2 | N
KA-DC-020-TOR-001 | KA-DC-020 | KA-DC-020-TOR-001 | Switch | access | JUNIPER | QFX5120-48Y | 22.2R3 | JU0011134 | 172.22.40.39 | A4:5E:60:54:1B:79 | KA-DC-020-RACK-B | 14 | 1 | Ready | operator |  | Y | COL-KA-DC-020-1 | N
KA-DC-020-TOR-002 | KA-DC-020 | KA-DC-020-TOR-002 | Switch | access | JUNIPER | QFX5120-48Y | 22.2R3 | JU0011140 | 172.22.40.40 | A4:5E:60:A8:CC:97 | KA-DC-020-RACK-B | 15 | 1 | Ready | operator |  | Y | COL-KA-DC-020-2 | N
KA-DC-020-TOR-003 | KA-DC-020 | KA-DC-020-TOR-003 | Switch | access | CISCO | Nexus 93180YC | NX-OS 10.3(4a) | CS0011149 | 172.22.40.41 | A4:5E:60:27:99:58 | KA-DC-020-RACK-B | 16 | 1 | Ready | operator |  | Y | COL-KA-DC-020-1 | N
KA-DC-020-TOR-004 | KA-DC-020 | KA-DC-020-TOR-004 | Switch | access | JUNIPER | QFX5120-48Y | 22.2R3 | JU0011158 | 172.22.40.42 | A4:5E:60:03:56:F7 | KA-DC-020-RACK-B | 17 | 1 | Ready | operator |  | Y | COL-KA-DC-020-2 | N
KA-DC-020-TOR-005 | KA-DC-020 | KA-DC-020-TOR-005 | Switch | access | ARISTA | 7050SX3-48YC | EOS 4.31.1F | AR0011167 | 172.22.40.43 | A4:5E:60:30:40:7C | KA-DC-020-RACK-B | 18 | 1 | Ready | operator |  | Y | COL-KA-DC-020-1 | N
KA-DC-020-TOR-006 | KA-DC-020 | KA-DC-020-TOR-006 | Switch | access | CISCO | Nexus 93180YC | NX-OS 10.3(4a) | CS0011173 | 172.22.40.44 | A4:5E:60:55:3C:18 | KA-DC-020-RACK-B | 19 | 1 | Ready | operator |  | Y | COL-KA-DC-020-2 | N
KA-DC-020-TN-001 | KA-DC-020 | KA-DC-020-TN-001 | Tenant gear | access | Tenant-owned | Storage array | — |  |  |  | KA-DC-020-RACK-B | 20 | 4 | Ready | tenant |  | N |  | N
KA-DC-020-TN-002 | KA-DC-020 | KA-DC-020-TN-002 | Tenant gear | access | Tenant-owned | Rack servers | — |  |  |  | KA-DC-020-RACK-B | 24 | 10 | Ready | tenant |  | N |  | N
KA-DC-020-TN-003 | KA-DC-020 | KA-DC-020-TN-003 | Tenant gear | access | Tenant-owned | Mixed equipment | — |  |  |  | KA-DC-020-RACK-C | 2 | 8 | Ready | tenant | CUST-5597 | N |  | N
KA-DC-020-TN-004 | KA-DC-020 | KA-DC-020-TN-004 | Tenant gear | access | Tenant-owned | Network stack | — |  |  |  | KA-DC-020-RACK-C | 10 | 10 | Ready | tenant | CUST-5597 | N |  | N
KA-DC-020-TN-005 | KA-DC-020 | KA-DC-020-TN-005 | Tenant gear | access | Tenant-owned | Blade chassis | — |  |  |  | KA-DC-020-RACK-C | 20 | 10 | Ready | tenant | CUST-5597 | N |  | N
KA-DC-020-TN-006 | KA-DC-020 | KA-DC-020-TN-006 | Tenant gear | access | Tenant-owned | Storage array | — |  |  |  | KA-DC-020-RACK-D | 2 | 8 | Ready | tenant | CUST-5597 | N |  | N
KA-DC-020-TN-007 | KA-DC-020 | KA-DC-020-TN-007 | Tenant gear | access | Tenant-owned | Rack servers | — |  |  |  | KA-DC-020-RACK-D | 10 | 8 | Ready | tenant | CUST-5597 | N |  | N
KA-DC-020-TN-008 | KA-DC-020 | KA-DC-020-TN-008 | Tenant gear | access | Tenant-owned | Storage array | — |  |  |  | KA-DC-020-RACK-D | 18 | 4 | Ready | tenant | CUST-5597 | N |  | N
KA-DC-020-TN-009 | KA-DC-020 | KA-DC-020-TN-009 | Tenant gear | access | Tenant-owned | Storage array | — |  |  |  | KA-DC-020-RACK-E | 2 | 4 | Ready | tenant | CUST-1202 | N |  | N
KA-DC-020-TN-010 | KA-DC-020 | KA-DC-020-TN-010 | Tenant gear | access | Tenant-owned | Blade chassis | — |  |  |  | KA-DC-020-RACK-E | 6 | 4 | Ready | tenant | CUST-1202 | N |  | N
KA-DC-020-TN-011 | KA-DC-020 | KA-DC-020-TN-011 | Tenant gear | access | Tenant-owned | Storage array | — |  |  |  | KA-DC-020-RACK-E | 10 | 2 | Ready | tenant | CUST-1202 | N |  | N
KA-DC-020-TN-012 | KA-DC-020 | KA-DC-020-TN-012 | Tenant gear | access | Tenant-owned | Mixed equipment | — |  |  |  | KA-DC-020-RACK-E | 12 | 4 | Ready | tenant | CUST-1202 | N |  | N
KA-DC-020-TN-013 | KA-DC-020 | KA-DC-020-TN-013 | Tenant gear | access | Tenant-owned | Blade chassis | — |  |  |  | KA-DC-020-RACK-E | 16 | 4 | Ready | tenant | CUST-1202 | N |  | N
KA-DC-020-TN-014 | KA-DC-020 | KA-DC-020-TN-014 | Tenant gear | access | Tenant-owned | Network stack | — |  |  |  | KA-DC-020-RACK-E | 20 | 4 | Ready | tenant | CUST-1202 | N |  | N
KA-DC-020-TN-015 | KA-DC-020 | KA-DC-020-TN-015 | Tenant gear | access | Tenant-owned | Network stack | — |  |  |  | KA-DC-020-RACK-E | 24 | 4 | Ready | tenant | CUST-1202 | N |  | N
KA-DC-020-TN-016 | KA-DC-020 | KA-DC-020-TN-016 | Tenant gear | access | Tenant-owned | Rack servers | — |  |  |  | KA-DC-020-RACK-F | 2 | 4 | Ready | tenant | CUST-1202 | N |  | N
KA-DC-020-TN-017 | KA-DC-020 | KA-DC-020-TN-017 | Tenant gear | access | Tenant-owned | Storage array | — |  |  |  | KA-DC-020-RACK-F | 6 | 2 | Ready | tenant | CUST-1202 | N |  | N
KA-DC-020-TN-018 | KA-DC-020 | KA-DC-020-TN-018 | Tenant gear | access | Tenant-owned | Blade chassis | — |  |  |  | KA-DC-020-RACK-F | 8 | 4 | Ready | tenant | CUST-1202 | N |  | N
KA-DC-020-TN-019 | KA-DC-020 | KA-DC-020-TN-019 | Tenant gear | access | Tenant-owned | Blade chassis | — |  |  |  | KA-DC-020-RACK-F | 12 | 10 | Ready | tenant | CUST-1202 | N |  | N
KA-DC-020-TN-020 | KA-DC-020 | KA-DC-020-TN-020 | Tenant gear | access | Tenant-owned | Mixed equipment | — |  |  |  | KA-DC-020-RACK-F | 22 | 4 | Ready | tenant | CUST-1202 | N |  | N
KA-DC-020-TN-021 | KA-DC-020 | KA-DC-020-TN-021 | Tenant gear | access | Tenant-owned | Mixed equipment | — |  |  |  | KA-DC-020-RACK-F | 26 | 10 | Ready | tenant | CUST-1202 | N |  | N
KA-DC-020-TN-022 | KA-DC-020 | KA-DC-020-TN-022 | Tenant gear | access | Tenant-owned | Mixed equipment | — |  |  |  | KA-DC-020-RACK-G | 2 | 8 | Ready | tenant | CUST-1202 | N |  | N
KA-DC-020-TN-023 | KA-DC-020 | KA-DC-020-TN-023 | Tenant gear | access | Tenant-owned | Blade chassis | — |  |  |  | KA-DC-020-RACK-G | 10 | 10 | Ready | tenant | CUST-1202 | N |  | N
KA-DC-020-TN-024 | KA-DC-020 | KA-DC-020-TN-024 | Tenant gear | access | Tenant-owned | Blade chassis | — |  |  |  | KA-DC-020-RACK-G | 20 | 8 | Ready | tenant | CUST-1202 | N |  | N
KA-DC-020-TN-025 | KA-DC-020 | KA-DC-020-TN-025 | Tenant gear | access | Tenant-owned | Blade chassis | — |  |  |  | KA-DC-020-RACK-H | 2 | 4 | Ready | tenant | CUST-1202 | N |  | N
KA-DC-020-TN-026 | KA-DC-020 | KA-DC-020-TN-026 | Tenant gear | access | Tenant-owned | Mixed equipment | — |  |  |  | KA-DC-020-RACK-H | 6 | 4 | Ready | tenant | CUST-1202 | N |  | N
KA-DC-020-TN-027 | KA-DC-020 | KA-DC-020-TN-027 | Tenant gear | access | Tenant-owned | Network stack | — |  |  |  | KA-DC-020-RACK-H | 10 | 6 | Ready | tenant | CUST-1202 | N |  | N
KA-DC-020-TN-028 | KA-DC-020 | KA-DC-020-TN-028 | Tenant gear | access | Tenant-owned | Rack servers | — |  |  |  | KA-DC-020-RACK-H | 16 | 6 | Ready | tenant | CUST-1202 | N |  | N
KA-DC-020-TN-029 | KA-DC-020 | KA-DC-020-TN-029 | Tenant gear | access | Tenant-owned | Blade chassis | — |  |  |  | KA-DC-020-RACK-H | 22 | 8 | Ready | tenant | CUST-1202 | N |  | N
KA-DC-020-TN-030 | KA-DC-020 | KA-DC-020-TN-030 | Tenant gear | access | Tenant-owned | Blade chassis | — |  |  |  | KA-DC-020-RACK-I | 2 | 4 | Ready | tenant | CUST-3825 | N |  | N
KA-DC-020-TN-031 | KA-DC-020 | KA-DC-020-TN-031 | Tenant gear | access | Tenant-owned | Network stack | — |  |  |  | KA-DC-020-RACK-I | 6 | 10 | Ready | tenant | CUST-3825 | N |  | N
KA-DC-020-TN-032 | KA-DC-020 | KA-DC-020-TN-032 | Tenant gear | access | Tenant-owned | Mixed equipment | — |  |  |  | KA-DC-020-RACK-I | 16 | 2 | Ready | tenant | CUST-3825 | N |  | N
KA-DC-020-TN-033 | KA-DC-020 | KA-DC-020-TN-033 | Tenant gear | access | Tenant-owned | Network stack | — |  |  |  | KA-DC-020-RACK-I | 18 | 6 | Ready | tenant | CUST-3825 | N |  | N
KA-DC-020-TN-034 | KA-DC-020 | KA-DC-020-TN-034 | Tenant gear | access | Tenant-owned | Network stack | — |  |  |  | KA-DC-020-RACK-J | 2 | 10 | Ready | tenant | CUST-2073 | N |  | N
KA-DC-020-TN-035 | KA-DC-020 | KA-DC-020-TN-035 | Tenant gear | access | Tenant-owned | Network stack | — |  |  |  | KA-DC-020-RACK-J | 12 | 8 | Ready | tenant | CUST-2073 | N |  | N
KA-DC-020-TN-036 | KA-DC-020 | KA-DC-020-TN-036 | Tenant gear | access | Tenant-owned | Storage array | — |  |  |  | KA-DC-020-RACK-J | 20 | 10 | Ready | tenant | CUST-2073 | N |  | N
KA-DC-020-TN-037 | KA-DC-020 | KA-DC-020-TN-037 | Tenant gear | access | Tenant-owned | Blade chassis | — |  |  |  | KA-DC-020-RACK-K | 2 | 4 | Ready | tenant | CUST-2073 | N |  | N
KA-DC-020-TN-038 | KA-DC-020 | KA-DC-020-TN-038 | Tenant gear | access | Tenant-owned | Rack servers | — |  |  |  | KA-DC-020-RACK-K | 6 | 2 | Ready | tenant | CUST-2073 | N |  | N
KA-DC-020-TN-039 | KA-DC-020 | KA-DC-020-TN-039 | Tenant gear | access | Tenant-owned | Network stack | — |  |  |  | KA-DC-020-RACK-K | 8 | 4 | Ready | tenant | CUST-2073 | N |  | N
KA-DC-020-TN-040 | KA-DC-020 | KA-DC-020-TN-040 | Tenant gear | access | Tenant-owned | Network stack | — |  |  |  | KA-DC-020-RACK-K | 12 | 10 | Ready | tenant | CUST-2073 | N |  | N
KA-DC-020-TN-041 | KA-DC-020 | KA-DC-020-TN-041 | Tenant gear | access | Tenant-owned | Mixed equipment | — |  |  |  | KA-DC-020-RACK-K | 22 | 4 | Ready | tenant | CUST-2073 | N |  | N
KA-DC-020-TN-042 | KA-DC-020 | KA-DC-020-TN-042 | Tenant gear | access | Tenant-owned | Blade chassis | — |  |  |  | KA-DC-020-RACK-K | 26 | 2 | Ready | tenant | CUST-2073 | N |  | N
KA-DC-020-TN-043 | KA-DC-020 | KA-DC-020-TN-043 | Tenant gear | access | Tenant-owned | Mixed equipment | — |  |  |  | KA-DC-020-RACK-L | 2 | 2 | Ready | tenant | CUST-8230 | N |  | N
KA-DC-020-TN-044 | KA-DC-020 | KA-DC-020-TN-044 | Tenant gear | access | Tenant-owned | Rack servers | — |  |  |  | KA-DC-020-RACK-L | 4 | 4 | Ready | tenant | CUST-8230 | N |  | N
KA-DC-020-TN-045 | KA-DC-020 | KA-DC-020-TN-045 | Tenant gear | access | Tenant-owned | Mixed equipment | — |  |  |  | KA-DC-020-RACK-L | 8 | 4 | Ready | tenant | CUST-8230 | N |  | N
KA-DC-020-TN-046 | KA-DC-020 | KA-DC-020-TN-046 | Tenant gear | access | Tenant-owned | Blade chassis | — |  |  |  | KA-DC-020-RACK-L | 12 | 6 | Ready | tenant | CUST-8230 | N |  | N
KA-DC-020-TN-047 | KA-DC-020 | KA-DC-020-TN-047 | Tenant gear | access | Tenant-owned | Storage array | — |  |  |  | KA-DC-020-RACK-L | 18 | 2 | Ready | tenant | CUST-8230 | N |  | N
KA-DC-020-TN-048 | KA-DC-020 | KA-DC-020-TN-048 | Tenant gear | access | Tenant-owned | Network stack | — |  |  |  | KA-DC-020-RACK-L | 20 | 10 | Ready | tenant | CUST-8230 | N |  | N
KA-DC-020-TN-049 | KA-DC-020 | KA-DC-020-TN-049 | Tenant gear | access | Tenant-owned | Storage array | — |  |  |  | KA-DC-020-RACK-M | 2 | 2 | Ready | tenant | CUST-8230 | N |  | N
KA-DC-020-TN-050 | KA-DC-020 | KA-DC-020-TN-050 | Tenant gear | access | Tenant-owned | HPC nodes | — |  |  |  | KA-DC-020-RACK-M | 4 | 4 | Ready | tenant | CUST-8230 | N |  | N
KA-DC-020-TN-051 | KA-DC-020 | KA-DC-020-TN-051 | Tenant gear | access | Tenant-owned | Storage array | — |  |  |  | KA-DC-020-RACK-M | 8 | 4 | Ready | tenant | CUST-8230 | N |  | N
KA-DC-020-TN-052 | KA-DC-020 | KA-DC-020-TN-052 | Tenant gear | access | Tenant-owned | HPC nodes | — |  |  |  | KA-DC-020-RACK-M | 12 | 10 | Ready | tenant | CUST-8230 | N |  | N
KA-DC-020-TN-053 | KA-DC-020 | KA-DC-020-TN-053 | Tenant gear | access | Tenant-owned | HPC nodes | — |  |  |  | KA-DC-020-RACK-M | 22 | 6 | Ready | tenant | CUST-8230 | N |  | N
KA-DC-020-TN-054 | KA-DC-020 | KA-DC-020-TN-054 | Tenant gear | access | Tenant-owned | HPC nodes | — |  |  |  | KA-DC-020-RACK-N | 2 | 10 | Ready | tenant | CUST-2954 | N |  | N
KA-DC-020-TN-055 | KA-DC-020 | KA-DC-020-TN-055 | Tenant gear | access | Tenant-owned | Mixed equipment | — |  |  |  | KA-DC-020-RACK-N | 12 | 10 | Ready | tenant | CUST-2954 | N |  | N
KA-DC-020-TN-056 | KA-DC-020 | KA-DC-020-TN-056 | Tenant gear | access | Tenant-owned | Network stack | — |  |  |  | KA-DC-020-RACK-N | 22 | 10 | Ready | tenant | CUST-2954 | N |  | N
KA-DC-020-TN-057 | KA-DC-020 | KA-DC-020-TN-057 | Tenant gear | access | Tenant-owned | Mixed equipment | — |  |  |  | KA-DC-020-RACK-O | 2 | 4 | Ready | tenant | CUST-2954 | N |  | N
KA-DC-020-TN-058 | KA-DC-020 | KA-DC-020-TN-058 | Tenant gear | access | Tenant-owned | Storage array | — |  |  |  | KA-DC-020-RACK-O | 6 | 8 | Ready | tenant | CUST-2954 | N |  | N
KA-DC-020-TN-059 | KA-DC-020 | KA-DC-020-TN-059 | Tenant gear | access | Tenant-owned | HPC nodes | — |  |  |  | KA-DC-020-RACK-O | 14 | 8 | Ready | tenant | CUST-2954 | N |  | N
KA-DC-020-TN-060 | KA-DC-020 | KA-DC-020-TN-060 | Tenant gear | access | Tenant-owned | Storage array | — |  |  |  | KA-DC-020-RACK-O | 22 | 10 | Ready | tenant | CUST-2954 | N |  | N
KA-DC-020-TN-061 | KA-DC-020 | KA-DC-020-TN-061 | Tenant gear | access | Tenant-owned | Network stack | — |  |  |  | KA-DC-020-RACK-P | 2 | 10 | Ready | tenant | CUST-7339 | N |  | N
KA-DC-020-TN-062 | KA-DC-020 | KA-DC-020-TN-062 | Tenant gear | access | Tenant-owned | HPC nodes | — |  |  |  | KA-DC-020-RACK-P | 12 | 10 | Ready | tenant | CUST-7339 | N |  | N
KA-DC-020-TN-063 | KA-DC-020 | KA-DC-020-TN-063 | Tenant gear | access | Tenant-owned | Mixed equipment | — |  |  |  | KA-DC-020-RACK-P | 22 | 2 | Ready | tenant | CUST-7339 | N |  | N
KA-DC-020-TN-064 | KA-DC-020 | KA-DC-020-TN-064 | Tenant gear | access | Tenant-owned | Rack servers | — |  |  |  | KA-DC-020-RACK-Q | 2 | 4 | Ready | tenant | CUST-7339 | N |  | N
KA-DC-020-TN-065 | KA-DC-020 | KA-DC-020-TN-065 | Tenant gear | access | Tenant-owned | Storage array | — |  |  |  | KA-DC-020-RACK-Q | 6 | 2 | Ready | tenant | CUST-7339 | N |  | N
KA-DC-020-TN-066 | KA-DC-020 | KA-DC-020-TN-066 | Tenant gear | access | Tenant-owned | HPC nodes | — |  |  |  | KA-DC-020-RACK-Q | 8 | 6 | Ready | tenant | CUST-7339 | N |  | N
KA-DC-020-TN-067 | KA-DC-020 | KA-DC-020-TN-067 | Tenant gear | access | Tenant-owned | Rack servers | — |  |  |  | KA-DC-020-RACK-Q | 14 | 4 | Ready | tenant | CUST-7339 | N |  | N
KA-DC-020-TN-068 | KA-DC-020 | KA-DC-020-TN-068 | Tenant gear | access | Tenant-owned | HPC nodes | — |  |  |  | KA-DC-020-RACK-Q | 18 | 4 | Ready | tenant | CUST-7339 | N |  | N
KA-DC-020-TN-069 | KA-DC-020 | KA-DC-020-TN-069 | Tenant gear | access | Tenant-owned | Rack servers | — |  |  |  | KA-DC-020-RACK-Q | 22 | 4 | Ready | tenant | CUST-7339 | N |  | N
KA-DC-020-TN-070 | KA-DC-020 | KA-DC-020-TN-070 | Tenant gear | access | Tenant-owned | Rack servers | — |  |  |  | KA-DC-020-RACK-Q | 26 | 2 | Ready | tenant | CUST-7339 | N |  | N
KA-DC-020-TN-071 | KA-DC-020 | KA-DC-020-TN-071 | Tenant gear | access | Tenant-owned | Network stack | — |  |  |  | KA-DC-020-RACK-R | 2 | 8 | Ready | tenant | CUST-7359 | N |  | N
KA-DC-020-TN-072 | KA-DC-020 | KA-DC-020-TN-072 | Tenant gear | access | Tenant-owned | Rack servers | — |  |  |  | KA-DC-020-RACK-R | 10 | 8 | Ready | tenant | CUST-7359 | N |  | N
KA-DC-020-TN-073 | KA-DC-020 | KA-DC-020-TN-073 | Tenant gear | access | Tenant-owned | Storage array | — |  |  |  | KA-DC-020-RACK-R | 18 | 4 | Ready | tenant | CUST-7359 | N |  | N
KA-DC-020-TN-074 | KA-DC-020 | KA-DC-020-TN-074 | Tenant gear | access | Tenant-owned | Blade chassis | — |  |  |  | KA-DC-020-RACK-R | 22 | 6 | Ready | tenant | CUST-7359 | N |  | N
KA-DC-020-TN-075 | KA-DC-020 | KA-DC-020-TN-075 | Tenant gear | access | Tenant-owned | Rack servers | — |  |  |  | KA-DC-020-RACK-S | 2 | 10 | Ready | tenant | CUST-7359 | N |  | N
KA-DC-020-TN-076 | KA-DC-020 | KA-DC-020-TN-076 | Tenant gear | access | Tenant-owned | HPC nodes | — |  |  |  | KA-DC-020-RACK-S | 12 | 6 | Ready | tenant | CUST-7359 | N |  | N
KA-DC-020-TN-077 | KA-DC-020 | KA-DC-020-TN-077 | Tenant gear | access | Tenant-owned | Blade chassis | — |  |  |  | KA-DC-020-RACK-S | 18 | 10 | Ready | tenant | CUST-7359 | N |  | N
KA-DC-020-TN-078 | KA-DC-020 | KA-DC-020-TN-078 | Tenant gear | access | Tenant-owned | Mixed equipment | — |  |  |  | KA-DC-020-RACK-S | 28 | 2 | Ready | tenant | CUST-7359 | N |  | N
KA-DC-021-PE-T4-01 | KA-DC-021 | KA-DC-021-PE-T4-01 | Router | core | JUNIPER | MX204 | 21.4R3-S5.5 | JU0011002 | 172.25.40.20 | A4:5E:60:96:E1:F3 | KA-DC-021-RACK-A | 2 | 1 | Ready | operator |  | Y | COL-KA-DC-021-1 | Y
KA-DC-021-PE-T4-02 | KA-DC-021 | KA-DC-021-PE-T4-02 | Router | core | JUNIPER | MX204 | 21.4R3-S5.5 | JU0011012 | 172.25.40.21 | A4:5E:60:08:01:4D | KA-DC-021-RACK-A | 3 | 1 | Ready | operator |  | Y | COL-KA-DC-021-2 | Y
KA-DC-021-PE-T4-03 | KA-DC-021 | KA-DC-021-PE-T4-03 | Router | core | NOKIA | 7750 SR-1 | SR OS 23.10.R2 | NK0011016 | 172.25.40.22 | A4:5E:60:AC:DA:0C | KA-DC-021-RACK-A | 4 | 1 | Ready | operator |  | Y | COL-KA-DC-021-1 | Y
KA-DC-021-PE-T4-04 | KA-DC-021 | KA-DC-021-PE-T4-04 | Router | core | NOKIA | 7750 SR-1 | SR OS 23.10.R2 | NK0011023 | 172.25.40.23 | A4:5E:60:10:59:0B | KA-DC-021-RACK-A | 5 | 1 | Ready | operator |  | Y | COL-KA-DC-021-2 | Y
KA-DC-021-FW-01 | KA-DC-021 | KA-DC-021-FW-01 | Firewall | core | FORTINET | FortiGate 3700F | FortiOS 7.4.3 | FG0011033 | 172.25.40.24 | A4:5E:60:52:89:04 | KA-DC-021-RACK-A | 6 | 3 | Ready | operator |  | Y | COL-KA-DC-021-2 | N
KA-DC-021-OLA-01 | KA-DC-021 | KA-DC-021-OLA-01 | DWDM | core | CIENA | 6500 D7 | R16.2 | CI0011038 | 172.25.40.25 | A4:5E:60:51:DA:67 | KA-DC-021-RACK-A | 9 | 6 | Ready | operator |  | Y | COL-KA-DC-021-1 | N
KA-DC-021-OLA-02 | KA-DC-021 | KA-DC-021-OLA-02 | DWDM | core | NOKIA | 1830 PSS-16II | R23.6 | NK0011042 | 172.25.40.26 | A4:5E:60:C3:FE:8F | KA-DC-021-RACK-A | 15 | 6 | Ready | operator |  | Y | COL-KA-DC-021-2 | N
KA-DC-021-AGG-R01 | KA-DC-021 | KA-DC-021-AGG-R01 | Router | spine | JUNIPER | MX480 | 22.2R3-S2 | JU0011053 | 172.25.40.27 | A4:5E:60:C9:D8:20 | KA-DC-021-RACK-A | 21 | 4 | Ready | operator |  | Y | COL-KA-DC-021-2 | N
KA-DC-021-AGG-R02 | KA-DC-021 | KA-DC-021-AGG-R02 | Router | spine | JUNIPER | MX480 | 22.2R3-S2 | JU0011058 | 172.25.40.28 | A4:5E:60:82:62:E0 | KA-DC-021-RACK-A | 25 | 4 | Ready | operator |  | Y | COL-KA-DC-021-1 | N
KA-DC-021-MMR-SW-01 | KA-DC-021 | KA-DC-021-MMR-SW-01 | Switch | leaf | ARISTA | 7050SX3-48YC | EOS 4.31.1F | AR0011066 | 172.25.40.29 | A4:5E:60:77:A3:22 | KA-DC-021-RACK-A | 29 | 1 | Ready | operator |  | Y | COL-KA-DC-021-2 | N
KA-DC-021-MMR-SW-02 | KA-DC-021 | KA-DC-021-MMR-SW-02 | Switch | leaf | ARISTA | 7050SX3-48YC | EOS 4.31.1F | AR0011072 | 172.25.40.30 | A4:5E:60:F6:E1:8C | KA-DC-021-RACK-A | 30 | 1 | Ready | operator |  | Y | COL-KA-DC-021-1 | N
KA-DC-021-MMR-SW-03 | KA-DC-021 | KA-DC-021-MMR-SW-03 | Switch | leaf | CISCO | Nexus 93180YC | NX-OS 10.3(4a) | CS0011077 | 172.25.40.31 | A4:5E:60:86:B1:57 | KA-DC-021-RACK-A | 31 | 1 | Ready | operator |  | Y | COL-KA-DC-021-2 | N
KA-DC-021-MMR-SW-04 | KA-DC-021 | KA-DC-021-MMR-SW-04 | Switch | leaf | ARISTA | 7050SX3-48YC | EOS 4.31.1F | AR0011087 | 172.25.40.32 | A4:5E:60:C7:45:BD | KA-DC-021-RACK-A | 32 | 1 | Ready | operator |  | Y | COL-KA-DC-021-1 | N
KA-DC-021-MMR-SW-05 | KA-DC-021 | KA-DC-021-MMR-SW-05 | Switch | leaf | ARISTA | 7050SX3-48YC | EOS 4.31.1F | AR0011095 | 172.25.40.33 | A4:5E:60:CA:AD:17 | KA-DC-021-RACK-A | 33 | 1 | Ready | operator |  | Y | COL-KA-DC-021-2 | N
KA-DC-021-MMR-SW-06 | KA-DC-021 | KA-DC-021-MMR-SW-06 | Switch | leaf | JUNIPER | QFX5120-48Y | 22.2R3 | JU0011098 | 172.25.40.34 | A4:5E:60:68:9D:46 | KA-DC-021-RACK-A | 34 | 1 | Ready | operator |  | Y | COL-KA-DC-021-1 | N
KA-DC-021-TOR-001 | KA-DC-021 | KA-DC-021-TOR-001 | Switch | access | ARISTA | 7050SX3-48YC | EOS 4.31.1F | AR0011107 | 172.25.40.35 | A4:5E:60:6B:FC:8D | KA-DC-021-RACK-A | 35 | 1 | Ready | operator |  | Y | COL-KA-DC-021-2 | N
KA-DC-021-TOR-002 | KA-DC-021 | KA-DC-021-TOR-002 | Switch | access | ARISTA | 7050SX3-48YC | EOS 4.31.1F | AR0011114 | 172.25.40.36 | A4:5E:60:38:68:DA | KA-DC-021-RACK-A | 36 | 1 | Ready | operator |  | Y | COL-KA-DC-021-1 | N
KA-DC-021-TOR-003 | KA-DC-021 | KA-DC-021-TOR-003 | Switch | access | CISCO | Nexus 93180YC | NX-OS 10.3(4a) | CS0011119 | 172.25.40.37 | A4:5E:60:7A:D1:C2 | KA-DC-021-RACK-B | 2 | 1 | Ready | operator |  | Y | COL-KA-DC-021-2 | N
KA-DC-021-TOR-004 | KA-DC-021 | KA-DC-021-TOR-004 | Switch | access | JUNIPER | QFX5120-48Y | 22.2R3 | JU0011130 | 172.25.40.38 | A4:5E:60:B6:D1:61 | KA-DC-021-RACK-B | 3 | 1 | Ready | operator |  | Y | COL-KA-DC-021-1 | N
KA-DC-021-TN-001 | KA-DC-021 | KA-DC-021-TN-001 | Tenant gear | access | Tenant-owned | Storage array | — |  |  |  | KA-DC-021-RACK-B | 4 | 2 | Ready | tenant |  | N |  | N
KA-DC-021-TN-002 | KA-DC-021 | KA-DC-021-TN-002 | Tenant gear | access | Tenant-owned | Storage array | — |  |  |  | KA-DC-021-RACK-B | 6 | 2 | Ready | tenant |  | N |  | N
KA-DC-021-TN-003 | KA-DC-021 | KA-DC-021-TN-003 | Tenant gear | access | Tenant-owned | HPC nodes | — |  |  |  | KA-DC-021-RACK-B | 8 | 2 | Ready | tenant |  | N |  | N
KA-DC-021-TN-004 | KA-DC-021 | KA-DC-021-TN-004 | Tenant gear | access | Tenant-owned | Blade chassis | — |  |  |  | KA-DC-021-RACK-B | 10 | 2 | Ready | tenant |  | N |  | N
KA-DC-021-TN-005 | KA-DC-021 | KA-DC-021-TN-005 | Tenant gear | access | Tenant-owned | Mixed equipment | — |  |  |  | KA-DC-021-RACK-B | 12 | 10 | Ready | tenant |  | N |  | N
KA-DC-021-TN-006 | KA-DC-021 | KA-DC-021-TN-006 | Tenant gear | access | Tenant-owned | Rack servers | — |  |  |  | KA-DC-021-RACK-B | 22 | 6 | Ready | tenant |  | N |  | N
KA-DC-021-TN-007 | KA-DC-021 | KA-DC-021-TN-007 | Tenant gear | access | Tenant-owned | Mixed equipment | — |  |  |  | KA-DC-021-RACK-B | 28 | 2 | Ready | tenant |  | N |  | N
KA-DC-021-TN-008 | KA-DC-021 | KA-DC-021-TN-008 | Tenant gear | access | Tenant-owned | Storage array | — |  |  |  | KA-DC-021-RACK-B | 30 | 4 | Ready | tenant |  | N |  | N
KA-DC-021-TN-009 | KA-DC-021 | KA-DC-021-TN-009 | Tenant gear | access | Tenant-owned | Storage array | — |  |  |  | KA-DC-021-RACK-C | 2 | 2 | Ready | tenant | CUST-2073 | N |  | N
KA-DC-021-TN-010 | KA-DC-021 | KA-DC-021-TN-010 | Tenant gear | access | Tenant-owned | Blade chassis | — |  |  |  | KA-DC-021-RACK-C | 4 | 6 | Ready | tenant | CUST-2073 | N |  | N
KA-DC-021-TN-011 | KA-DC-021 | KA-DC-021-TN-011 | Tenant gear | access | Tenant-owned | Network stack | — |  |  |  | KA-DC-021-RACK-C | 10 | 8 | Ready | tenant | CUST-2073 | N |  | N
KA-DC-021-TN-012 | KA-DC-021 | KA-DC-021-TN-012 | Tenant gear | access | Tenant-owned | Storage array | — |  |  |  | KA-DC-021-RACK-C | 18 | 8 | Ready | tenant | CUST-2073 | N |  | N
KA-DC-021-TN-013 | KA-DC-021 | KA-DC-021-TN-013 | Tenant gear | access | Tenant-owned | Network stack | — |  |  |  | KA-DC-021-RACK-C | 26 | 4 | Ready | tenant | CUST-2073 | N |  | N
KA-DC-021-TN-014 | KA-DC-021 | KA-DC-021-TN-014 | Tenant gear | access | Tenant-owned | Mixed equipment | — |  |  |  | KA-DC-021-RACK-C | 30 | 2 | Ready | tenant | CUST-2073 | N |  | N
KA-DC-021-TN-015 | KA-DC-021 | KA-DC-021-TN-015 | Tenant gear | access | Tenant-owned | Storage array | — |  |  |  | KA-DC-021-RACK-D | 2 | 6 | Ready | tenant | CUST-2073 | N |  | N
KA-DC-021-TN-016 | KA-DC-021 | KA-DC-021-TN-016 | Tenant gear | access | Tenant-owned | Mixed equipment | — |  |  |  | KA-DC-021-RACK-D | 8 | 4 | Ready | tenant | CUST-2073 | N |  | N
KA-DC-021-TN-017 | KA-DC-021 | KA-DC-021-TN-017 | Tenant gear | access | Tenant-owned | Storage array | — |  |  |  | KA-DC-021-RACK-D | 12 | 6 | Ready | tenant | CUST-2073 | N |  | N
KA-DC-021-TN-018 | KA-DC-021 | KA-DC-021-TN-018 | Tenant gear | access | Tenant-owned | Storage array | — |  |  |  | KA-DC-021-RACK-D | 18 | 2 | Ready | tenant | CUST-2073 | N |  | N
KA-DC-021-TN-019 | KA-DC-021 | KA-DC-021-TN-019 | Tenant gear | access | Tenant-owned | Storage array | — |  |  |  | KA-DC-021-RACK-D | 20 | 4 | Ready | tenant | CUST-2073 | N |  | N
KA-DC-021-TN-020 | KA-DC-021 | KA-DC-021-TN-020 | Tenant gear | access | Tenant-owned | Blade chassis | — |  |  |  | KA-DC-021-RACK-D | 24 | 2 | Ready | tenant | CUST-2073 | N |  | N
KA-DC-021-TN-021 | KA-DC-021 | KA-DC-021-TN-021 | Tenant gear | access | Tenant-owned | Storage array | — |  |  |  | KA-DC-021-RACK-D | 26 | 4 | Ready | tenant | CUST-2073 | N |  | N
KA-DC-021-TN-022 | KA-DC-021 | KA-DC-021-TN-022 | Tenant gear | access | Tenant-owned | Mixed equipment | — |  |  |  | KA-DC-021-RACK-E | 2 | 8 | Ready | tenant | CUST-2954 | N |  | N
KA-DC-021-TN-023 | KA-DC-021 | KA-DC-021-TN-023 | Tenant gear | access | Tenant-owned | Storage array | — |  |  |  | KA-DC-021-RACK-E | 10 | 6 | Ready | tenant | CUST-2954 | N |  | N
KA-DC-021-TN-024 | KA-DC-021 | KA-DC-021-TN-024 | Tenant gear | access | Tenant-owned | Network stack | — |  |  |  | KA-DC-021-RACK-E | 16 | 4 | Ready | tenant | CUST-2954 | N |  | N
KA-DC-021-TN-025 | KA-DC-021 | KA-DC-021-TN-025 | Tenant gear | access | Tenant-owned | Network stack | — |  |  |  | KA-DC-021-RACK-E | 20 | 8 | Ready | tenant | CUST-2954 | N |  | N
KA-DC-021-TN-026 | KA-DC-021 | KA-DC-021-TN-026 | Tenant gear | access | Tenant-owned | HPC nodes | — |  |  |  | KA-DC-021-RACK-F | 2 | 8 | Ready | tenant | CUST-9992 | N |  | N
KA-DC-021-TN-027 | KA-DC-021 | KA-DC-021-TN-027 | Tenant gear | access | Tenant-owned | Network stack | — |  |  |  | KA-DC-021-RACK-F | 10 | 6 | Ready | tenant | CUST-9992 | N |  | N
KA-DC-021-TN-028 | KA-DC-021 | KA-DC-021-TN-028 | Tenant gear | access | Tenant-owned | Mixed equipment | — |  |  |  | KA-DC-021-RACK-F | 16 | 2 | Ready | tenant | CUST-9992 | N |  | N
KA-DC-021-TN-029 | KA-DC-021 | KA-DC-021-TN-029 | Tenant gear | access | Tenant-owned | HPC nodes | — |  |  |  | KA-DC-021-RACK-F | 18 | 10 | Ready | tenant | CUST-9992 | N |  | N
KA-DC-021-TN-030 | KA-DC-021 | KA-DC-021-TN-030 | Tenant gear | access | Tenant-owned | Blade chassis | — |  |  |  | KA-DC-021-RACK-F | 28 | 2 | Ready | tenant | CUST-9992 | N |  | N
KA-DC-021-TN-031 | KA-DC-021 | KA-DC-021-TN-031 | Tenant gear | access | Tenant-owned | Storage array | — |  |  |  | KA-DC-021-RACK-G | 2 | 8 | Ready | tenant | CUST-9992 | N |  | N
KA-DC-021-TN-032 | KA-DC-021 | KA-DC-021-TN-032 | Tenant gear | access | Tenant-owned | Storage array | — |  |  |  | KA-DC-021-RACK-G | 10 | 4 | Ready | tenant | CUST-9992 | N |  | N
KA-DC-021-TN-033 | KA-DC-021 | KA-DC-021-TN-033 | Tenant gear | access | Tenant-owned | Storage array | — |  |  |  | KA-DC-021-RACK-G | 14 | 8 | Ready | tenant | CUST-9992 | N |  | N
KA-DC-021-TN-034 | KA-DC-021 | KA-DC-021-TN-034 | Tenant gear | access | Tenant-owned | Blade chassis | — |  |  |  | KA-DC-021-RACK-G | 22 | 4 | Ready | tenant | CUST-9992 | N |  | N
KA-DC-021-TN-035 | KA-DC-021 | KA-DC-021-TN-035 | Tenant gear | access | Tenant-owned | Rack servers | — |  |  |  | KA-DC-021-RACK-G | 26 | 10 | Ready | tenant | CUST-9992 | N |  | N
KA-DC-021-TN-036 | KA-DC-021 | KA-DC-021-TN-036 | Tenant gear | access | Tenant-owned | Rack servers | — |  |  |  | KA-DC-021-RACK-H | 2 | 6 | Ready | tenant | CUST-3825 | N |  | N
KA-DC-021-TN-037 | KA-DC-021 | KA-DC-021-TN-037 | Tenant gear | access | Tenant-owned | Blade chassis | — |  |  |  | KA-DC-021-RACK-H | 8 | 10 | Ready | tenant | CUST-3825 | N |  | N
KA-DC-021-TN-038 | KA-DC-021 | KA-DC-021-TN-038 | Tenant gear | access | Tenant-owned | Rack servers | — |  |  |  | KA-DC-021-RACK-H | 18 | 2 | Ready | tenant | CUST-3825 | N |  | N
KA-DC-021-TN-039 | KA-DC-021 | KA-DC-021-TN-039 | Tenant gear | access | Tenant-owned | Rack servers | — |  |  |  | KA-DC-021-RACK-H | 20 | 4 | Ready | tenant | CUST-3825 | N |  | N
KA-DC-021-TN-040 | KA-DC-021 | KA-DC-021-TN-040 | Tenant gear | access | Tenant-owned | Network stack | — |  |  |  | KA-DC-021-RACK-H | 24 | 6 | Ready | tenant | CUST-3825 | N |  | N
KA-DC-021-TN-041 | KA-DC-021 | KA-DC-021-TN-041 | Tenant gear | access | Tenant-owned | Network stack | — |  |  |  | KA-DC-021-RACK-H | 30 | 4 | Ready | tenant | CUST-3825 | N |  | N
KA-DC-021-TN-042 | KA-DC-021 | KA-DC-021-TN-042 | Tenant gear | access | Tenant-owned | Network stack | — |  |  |  | KA-DC-021-RACK-I | 2 | 4 | Ready | tenant | CUST-7359 | N |  | N
KA-DC-021-TN-043 | KA-DC-021 | KA-DC-021-TN-043 | Tenant gear | access | Tenant-owned | HPC nodes | — |  |  |  | KA-DC-021-RACK-I | 6 | 6 | Ready | tenant | CUST-7359 | N |  | N
KA-DC-021-TN-044 | KA-DC-021 | KA-DC-021-TN-044 | Tenant gear | access | Tenant-owned | Network stack | — |  |  |  | KA-DC-021-RACK-I | 12 | 4 | Ready | tenant | CUST-7359 | N |  | N
KA-DC-021-TN-045 | KA-DC-021 | KA-DC-021-TN-045 | Tenant gear | access | Tenant-owned | Rack servers | — |  |  |  | KA-DC-021-RACK-I | 16 | 2 | Ready | tenant | CUST-7359 | N |  | N
KA-DC-021-TN-046 | KA-DC-021 | KA-DC-021-TN-046 | Tenant gear | access | Tenant-owned | Rack servers | — |  |  |  | KA-DC-021-RACK-I | 18 | 10 | Ready | tenant | CUST-7359 | N |  | N
KA-DC-021-TN-047 | KA-DC-021 | KA-DC-021-TN-047 | Tenant gear | access | Tenant-owned | HPC nodes | — |  |  |  | KA-DC-021-RACK-I | 28 | 4 | Ready | tenant | CUST-7359 | N |  | N
KA-DC-021-TN-048 | KA-DC-021 | KA-DC-021-TN-048 | Tenant gear | access | Tenant-owned | Mixed equipment | — |  |  |  | KA-DC-021-RACK-I | 32 | 4 | Ready | tenant | CUST-7359 | N |  | N
KA-DC-021-TN-049 | KA-DC-021 | KA-DC-021-TN-049 | Tenant gear | access | Tenant-owned | Storage array | — |  |  |  | KA-DC-021-RACK-J | 2 | 2 | Ready | tenant | CUST-7359 | N |  | N
KA-DC-021-TN-050 | KA-DC-021 | KA-DC-021-TN-050 | Tenant gear | access | Tenant-owned | Blade chassis | — |  |  |  | KA-DC-021-RACK-J | 4 | 8 | Ready | tenant | CUST-7359 | N |  | N
KA-DC-021-TN-051 | KA-DC-021 | KA-DC-021-TN-051 | Tenant gear | access | Tenant-owned | Rack servers | — |  |  |  | KA-DC-021-RACK-J | 12 | 8 | Ready | tenant | CUST-7359 | N |  | N
KA-DC-021-TN-052 | KA-DC-021 | KA-DC-021-TN-052 | Tenant gear | access | Tenant-owned | HPC nodes | — |  |  |  | KA-DC-021-RACK-J | 20 | 4 | Ready | tenant | CUST-7359 | N |  | N
TN-DC-022-PE-T4-01 | TN-DC-022 | TN-DC-022-PE-T4-01 | Router | core | JUNIPER | MX204 | 21.4R3-S5.5 | JU0011000 | 172.30.40.20 | A4:5E:60:0E:E9:A8 | TN-DC-022-RACK-A | 2 | 1 | Ready | operator |  | Y | COL-TN-DC-022-2 | Y
TN-DC-022-PE-T4-02 | TN-DC-022 | TN-DC-022-PE-T4-02 | Router | core | JUNIPER | MX204 | 21.4R3-S5.5 | JU0011007 | 172.30.40.21 | A4:5E:60:05:A6:9E | TN-DC-022-RACK-A | 3 | 1 | Ready | operator |  | Y | COL-TN-DC-022-1 | Y
TN-DC-022-PE-T4-03 | TN-DC-022 | TN-DC-022-PE-T4-03 | Router | core | CISCO | ASR 9006 | IOS XR 7.9.2 | CS0011019 | 172.30.40.22 | A4:5E:60:F5:1A:9D | TN-DC-022-RACK-A | 4 | 1 | Ready | operator |  | Y | COL-TN-DC-022-2 | Y
TN-DC-022-PE-T4-04 | TN-DC-022 | TN-DC-022-PE-T4-04 | Router | core | CISCO | ASR 9006 | IOS XR 7.9.2 | CS0011022 | 172.30.40.23 | A4:5E:60:91:B1:04 | TN-DC-022-RACK-A | 5 | 1 | Ready | operator |  | Y | COL-TN-DC-022-1 | Y
TN-DC-022-FW-01 | TN-DC-022 | TN-DC-022-FW-01 | Firewall | core | FORTINET | FortiGate 3700F | FortiOS 7.4.3 | FG0011033 | 172.30.40.24 | A4:5E:60:72:42:A1 | TN-DC-022-RACK-A | 6 | 3 | Ready | operator |  | Y | COL-TN-DC-022-1 | N
TN-DC-022-OLA-01 | TN-DC-022 | TN-DC-022-OLA-01 | DWDM | core | CIENA | 6500 D7 | R16.2 | CI0011035 | 172.30.40.25 | A4:5E:60:7C:64:79 | TN-DC-022-RACK-A | 9 | 6 | Ready | operator |  | Y | COL-TN-DC-022-2 | N
TN-DC-022-OLA-02 | TN-DC-022 | TN-DC-022-OLA-02 | DWDM | core | CIENA | 6500 D7 | R16.2 | CI0011043 | 172.30.40.26 | A4:5E:60:98:3F:41 | TN-DC-022-RACK-A | 15 | 6 | Ready | operator |  | Y | COL-TN-DC-022-1 | N
TN-DC-022-AGG-R01 | TN-DC-022 | TN-DC-022-AGG-R01 | Router | spine | JUNIPER | MX480 | 22.2R3-S2 | JU0011049 | 172.30.40.27 | A4:5E:60:EC:52:AC | TN-DC-022-RACK-A | 21 | 4 | Ready | operator |  | Y | COL-TN-DC-022-1 | N
TN-DC-022-AGG-R02 | TN-DC-022 | TN-DC-022-AGG-R02 | Router | spine | JUNIPER | MX480 | 22.2R3-S2 | JU0011059 | 172.30.40.28 | A4:5E:60:E3:A8:4C | TN-DC-022-RACK-A | 25 | 4 | Ready | operator |  | Y | COL-TN-DC-022-2 | N
TN-DC-022-AGG-R03 | TN-DC-022 | TN-DC-022-AGG-R03 | Router | spine | JUNIPER | MX480 | 22.2R3-S2 | JU0011066 | 172.30.40.29 | A4:5E:60:BA:76:B2 | TN-DC-022-RACK-A | 29 | 4 | Ready | operator |  | Y | COL-TN-DC-022-1 | N
TN-DC-022-MMR-SW-01 | TN-DC-022 | TN-DC-022-MMR-SW-01 | Switch | leaf | CISCO | Nexus 93180YC | NX-OS 10.3(4a) | CS0011076 | 172.30.40.30 | A4:5E:60:45:AC:62 | TN-DC-022-RACK-A | 33 | 1 | Ready | operator |  | Y | COL-TN-DC-022-1 | N
TN-DC-022-MMR-SW-02 | TN-DC-022 | TN-DC-022-MMR-SW-02 | Switch | leaf | CISCO | Nexus 93180YC | NX-OS 10.3(4a) | CS0011080 | 172.30.40.31 | A4:5E:60:F8:36:46 | TN-DC-022-RACK-A | 34 | 1 | Ready | operator |  | Y | COL-TN-DC-022-2 | N
TN-DC-022-MMR-SW-03 | TN-DC-022 | TN-DC-022-MMR-SW-03 | Switch | leaf | CISCO | Nexus 93180YC | NX-OS 10.3(4a) | CS0011090 | 172.30.40.32 | A4:5E:60:B6:77:95 | TN-DC-022-RACK-A | 35 | 1 | Ready | operator |  | Y | COL-TN-DC-022-1 | N
TN-DC-022-MMR-SW-04 | TN-DC-022 | TN-DC-022-MMR-SW-04 | Switch | leaf | ARISTA | 7050SX3-48YC | EOS 4.31.1F | AR0011094 | 172.30.40.33 | A4:5E:60:E2:15:09 | TN-DC-022-RACK-A | 36 | 1 | Ready | operator |  | Y | COL-TN-DC-022-2 | N
TN-DC-022-MMR-SW-05 | TN-DC-022 | TN-DC-022-MMR-SW-05 | Switch | leaf | JUNIPER | QFX5120-48Y | 22.2R3 | JU0011102 | 172.30.40.34 | A4:5E:60:48:00:93 | TN-DC-022-RACK-B | 2 | 1 | Ready | operator |  | Y | COL-TN-DC-022-1 | N
TN-DC-022-MMR-SW-06 | TN-DC-022 | TN-DC-022-MMR-SW-06 | Switch | leaf | ARISTA | 7050SX3-48YC | EOS 4.31.1F | AR0011107 | 172.30.40.35 | A4:5E:60:60:90:70 | TN-DC-022-RACK-B | 3 | 1 | Ready | operator |  | Y | COL-TN-DC-022-2 | N
TN-DC-022-MMR-SW-07 | TN-DC-022 | TN-DC-022-MMR-SW-07 | Switch | leaf | ARISTA | 7050SX3-48YC | EOS 4.31.1F | AR0011116 | 172.30.40.36 | A4:5E:60:81:18:55 | TN-DC-022-RACK-B | 4 | 1 | Ready | operator |  | Y | COL-TN-DC-022-1 | N
TN-DC-022-TOR-001 | TN-DC-022 | TN-DC-022-TOR-001 | Switch | access | ARISTA | 7050SX3-48YC | EOS 4.31.1F | AR0011121 | 172.30.40.37 | A4:5E:60:B6:11:B9 | TN-DC-022-RACK-B | 5 | 1 | Ready | operator |  | Y | COL-TN-DC-022-1 | N
TN-DC-022-TOR-002 | TN-DC-022 | TN-DC-022-TOR-002 | Switch | access | CISCO | Nexus 93180YC | NX-OS 10.3(4a) | CS0011130 | 172.30.40.38 | A4:5E:60:C8:DC:F1 | TN-DC-022-RACK-B | 6 | 1 | Ready | operator |  | Y | COL-TN-DC-022-2 | N
TN-DC-022-TOR-003 | TN-DC-022 | TN-DC-022-TOR-003 | Switch | access | JUNIPER | QFX5120-48Y | 22.2R3 | JU0011136 | 172.30.40.39 | A4:5E:60:FF:D4:B3 | TN-DC-022-RACK-B | 7 | 1 | Ready | operator |  | Y | COL-TN-DC-022-1 | N
TN-DC-022-TOR-004 | TN-DC-022 | TN-DC-022-TOR-004 | Switch | access | ARISTA | 7050SX3-48YC | EOS 4.31.1F | AR0011141 | 172.30.40.40 | A4:5E:60:EF:7B:89 | TN-DC-022-RACK-B | 8 | 1 | Ready | operator |  | Y | COL-TN-DC-022-2 | N
TN-DC-022-TOR-005 | TN-DC-022 | TN-DC-022-TOR-005 | Switch | access | CISCO | Nexus 93180YC | NX-OS 10.3(4a) | CS0011147 | 172.30.40.41 | A4:5E:60:EE:14:74 | TN-DC-022-RACK-B | 9 | 1 | Ready | operator |  | Y | COL-TN-DC-022-1 | N
TN-DC-022-TN-001 | TN-DC-022 | TN-DC-022-TN-001 | Tenant gear | access | Tenant-owned | Mixed equipment | — |  |  |  | TN-DC-022-RACK-B | 10 | 10 | Ready | tenant |  | N |  | N
TN-DC-022-TN-002 | TN-DC-022 | TN-DC-022-TN-002 | Tenant gear | access | Tenant-owned | Network stack | — |  |  |  | TN-DC-022-RACK-B | 20 | 2 | Ready | tenant |  | N |  | N
TN-DC-022-TN-003 | TN-DC-022 | TN-DC-022-TN-003 | Tenant gear | access | Tenant-owned | Blade chassis | — |  |  |  | TN-DC-022-RACK-B | 22 | 10 | Ready | tenant |  | N |  | N
TN-DC-022-TN-004 | TN-DC-022 | TN-DC-022-TN-004 | Tenant gear | access | Tenant-owned | Network stack | — |  |  |  | TN-DC-022-RACK-C | 2 | 6 | Ready | tenant | CUST-7339 | N |  | N
TN-DC-022-TN-005 | TN-DC-022 | TN-DC-022-TN-005 | Tenant gear | access | Tenant-owned | Network stack | — |  |  |  | TN-DC-022-RACK-C | 8 | 4 | Ready | tenant | CUST-7339 | N |  | N
TN-DC-022-TN-006 | TN-DC-022 | TN-DC-022-TN-006 | Tenant gear | access | Tenant-owned | HPC nodes | — |  |  |  | TN-DC-022-RACK-C | 12 | 4 | Ready | tenant | CUST-7339 | N |  | N
TN-DC-022-TN-007 | TN-DC-022 | TN-DC-022-TN-007 | Tenant gear | access | Tenant-owned | Network stack | — |  |  |  | TN-DC-022-RACK-C | 16 | 4 | Ready | tenant | CUST-7339 | N |  | N
TN-DC-022-TN-008 | TN-DC-022 | TN-DC-022-TN-008 | Tenant gear | access | Tenant-owned | Network stack | — |  |  |  | TN-DC-022-RACK-C | 20 | 2 | Ready | tenant | CUST-7339 | N |  | N
TN-DC-022-TN-009 | TN-DC-022 | TN-DC-022-TN-009 | Tenant gear | access | Tenant-owned | Blade chassis | — |  |  |  | TN-DC-022-RACK-C | 22 | 8 | Ready | tenant | CUST-7339 | N |  | N
TN-DC-022-TN-010 | TN-DC-022 | TN-DC-022-TN-010 | Tenant gear | access | Tenant-owned | Network stack | — |  |  |  | TN-DC-022-RACK-C | 30 | 4 | Ready | tenant | CUST-7339 | N |  | N
TN-DC-022-TN-011 | TN-DC-022 | TN-DC-022-TN-011 | Tenant gear | access | Tenant-owned | Mixed equipment | — |  |  |  | TN-DC-022-RACK-D | 2 | 8 | Ready | tenant | CUST-7339 | N |  | N
TN-DC-022-TN-012 | TN-DC-022 | TN-DC-022-TN-012 | Tenant gear | access | Tenant-owned | Storage array | — |  |  |  | TN-DC-022-RACK-D | 10 | 8 | Ready | tenant | CUST-7339 | N |  | N
TN-DC-022-TN-013 | TN-DC-022 | TN-DC-022-TN-013 | Tenant gear | access | Tenant-owned | Storage array | — |  |  |  | TN-DC-022-RACK-D | 18 | 2 | Ready | tenant | CUST-7339 | N |  | N
TN-DC-022-TN-014 | TN-DC-022 | TN-DC-022-TN-014 | Tenant gear | access | Tenant-owned | Network stack | — |  |  |  | TN-DC-022-RACK-D | 20 | 4 | Ready | tenant | CUST-7339 | N |  | N
TN-DC-022-TN-015 | TN-DC-022 | TN-DC-022-TN-015 | Tenant gear | access | Tenant-owned | Storage array | — |  |  |  | TN-DC-022-RACK-D | 24 | 10 | Ready | tenant | CUST-7339 | N |  | N
TN-DC-022-TN-016 | TN-DC-022 | TN-DC-022-TN-016 | Tenant gear | access | Tenant-owned | Blade chassis | — |  |  |  | TN-DC-022-RACK-E | 2 | 4 | Ready | tenant | CUST-5597 | N |  | N
TN-DC-022-TN-017 | TN-DC-022 | TN-DC-022-TN-017 | Tenant gear | access | Tenant-owned | Mixed equipment | — |  |  |  | TN-DC-022-RACK-E | 6 | 4 | Ready | tenant | CUST-5597 | N |  | N
TN-DC-022-TN-018 | TN-DC-022 | TN-DC-022-TN-018 | Tenant gear | access | Tenant-owned | Mixed equipment | — |  |  |  | TN-DC-022-RACK-E | 10 | 4 | Ready | tenant | CUST-5597 | N |  | N
TN-DC-022-TN-019 | TN-DC-022 | TN-DC-022-TN-019 | Tenant gear | access | Tenant-owned | Rack servers | — |  |  |  | TN-DC-022-RACK-E | 14 | 6 | Ready | tenant | CUST-5597 | N |  | N
TN-DC-022-TN-020 | TN-DC-022 | TN-DC-022-TN-020 | Tenant gear | access | Tenant-owned | HPC nodes | — |  |  |  | TN-DC-022-RACK-E | 20 | 10 | Ready | tenant | CUST-5597 | N |  | N
TN-DC-022-TN-021 | TN-DC-022 | TN-DC-022-TN-021 | Tenant gear | access | Tenant-owned | Blade chassis | — |  |  |  | TN-DC-022-RACK-E | 30 | 4 | Ready | tenant | CUST-5597 | N |  | N
TN-DC-022-TN-022 | TN-DC-022 | TN-DC-022-TN-022 | Tenant gear | access | Tenant-owned | Rack servers | — |  |  |  | TN-DC-022-RACK-F | 2 | 10 | Ready | tenant | CUST-8230 | N |  | N
TN-DC-022-TN-023 | TN-DC-022 | TN-DC-022-TN-023 | Tenant gear | access | Tenant-owned | HPC nodes | — |  |  |  | TN-DC-022-RACK-F | 12 | 10 | Ready | tenant | CUST-8230 | N |  | N
TN-DC-022-TN-024 | TN-DC-022 | TN-DC-022-TN-024 | Tenant gear | access | Tenant-owned | Blade chassis | — |  |  |  | TN-DC-022-RACK-F | 22 | 8 | Ready | tenant | CUST-8230 | N |  | N
TN-DC-022-TN-025 | TN-DC-022 | TN-DC-022-TN-025 | Tenant gear | access | Tenant-owned | HPC nodes | — |  |  |  | TN-DC-022-RACK-F | 30 | 4 | Ready | tenant | CUST-8230 | N |  | N
TN-DC-022-TN-026 | TN-DC-022 | TN-DC-022-TN-026 | Tenant gear | access | Tenant-owned | Rack servers | — |  |  |  | TN-DC-022-RACK-G | 2 | 8 | Ready | tenant | CUST-8230 | N |  | N
TN-DC-022-TN-027 | TN-DC-022 | TN-DC-022-TN-027 | Tenant gear | access | Tenant-owned | HPC nodes | — |  |  |  | TN-DC-022-RACK-G | 10 | 4 | Ready | tenant | CUST-8230 | N |  | N
TN-DC-022-TN-028 | TN-DC-022 | TN-DC-022-TN-028 | Tenant gear | access | Tenant-owned | Network stack | — |  |  |  | TN-DC-022-RACK-G | 14 | 4 | Ready | tenant | CUST-8230 | N |  | N
TN-DC-022-TN-029 | TN-DC-022 | TN-DC-022-TN-029 | Tenant gear | access | Tenant-owned | Mixed equipment | — |  |  |  | TN-DC-022-RACK-G | 18 | 6 | Ready | tenant | CUST-8230 | N |  | N
TN-DC-022-TN-030 | TN-DC-022 | TN-DC-022-TN-030 | Tenant gear | access | Tenant-owned | Storage array | — |  |  |  | TN-DC-022-RACK-G | 24 | 2 | Ready | tenant | CUST-8230 | N |  | N
TN-DC-022-TN-031 | TN-DC-022 | TN-DC-022-TN-031 | Tenant gear | access | Tenant-owned | HPC nodes | — |  |  |  | TN-DC-022-RACK-G | 26 | 4 | Ready | tenant | CUST-8230 | N |  | N
TN-DC-022-TN-032 | TN-DC-022 | TN-DC-022-TN-032 | Tenant gear | access | Tenant-owned | Mixed equipment | — |  |  |  | TN-DC-022-RACK-H | 2 | 10 | Ready | tenant | CUST-9982 | N |  | N
TN-DC-022-TN-033 | TN-DC-022 | TN-DC-022-TN-033 | Tenant gear | access | Tenant-owned | Network stack | — |  |  |  | TN-DC-022-RACK-H | 12 | 2 | Ready | tenant | CUST-9982 | N |  | N
TN-DC-022-TN-034 | TN-DC-022 | TN-DC-022-TN-034 | Tenant gear | access | Tenant-owned | HPC nodes | — |  |  |  | TN-DC-022-RACK-H | 14 | 4 | Ready | tenant | CUST-9982 | N |  | N
TN-DC-022-TN-035 | TN-DC-022 | TN-DC-022-TN-035 | Tenant gear | access | Tenant-owned | Rack servers | — |  |  |  | TN-DC-022-RACK-H | 18 | 2 | Ready | tenant | CUST-9982 | N |  | N
TN-DC-022-TN-036 | TN-DC-022 | TN-DC-022-TN-036 | Tenant gear | access | Tenant-owned | Mixed equipment | — |  |  |  | TN-DC-022-RACK-H | 20 | 8 | Ready | tenant | CUST-9982 | N |  | N
TN-DC-022-TN-037 | TN-DC-022 | TN-DC-022-TN-037 | Tenant gear | access | Tenant-owned | Network stack | — |  |  |  | TN-DC-022-RACK-H | 28 | 4 | Ready | tenant | CUST-9982 | N |  | N
TN-DC-022-TN-038 | TN-DC-022 | TN-DC-022-TN-038 | Tenant gear | access | Tenant-owned | Network stack | — |  |  |  | TN-DC-022-RACK-H | 32 | 2 | Ready | tenant | CUST-9982 | N |  | N
TN-DC-022-TN-039 | TN-DC-022 | TN-DC-022-TN-039 | Tenant gear | access | Tenant-owned | Network stack | — |  |  |  | TN-DC-022-RACK-I | 2 | 4 | Ready | tenant | CUST-4716 | N |  | N
TN-DC-022-TN-040 | TN-DC-022 | TN-DC-022-TN-040 | Tenant gear | access | Tenant-owned | HPC nodes | — |  |  |  | TN-DC-022-RACK-I | 6 | 10 | Ready | tenant | CUST-4716 | N |  | N
TN-DC-022-TN-041 | TN-DC-022 | TN-DC-022-TN-041 | Tenant gear | access | Tenant-owned | HPC nodes | — |  |  |  | TN-DC-022-RACK-I | 16 | 2 | Ready | tenant | CUST-4716 | N |  | N
TN-DC-022-TN-042 | TN-DC-022 | TN-DC-022-TN-042 | Tenant gear | access | Tenant-owned | Rack servers | — |  |  |  | TN-DC-022-RACK-I | 18 | 4 | Ready | tenant | CUST-4716 | N |  | N
TN-DC-022-TN-043 | TN-DC-022 | TN-DC-022-TN-043 | Tenant gear | access | Tenant-owned | Blade chassis | — |  |  |  | TN-DC-022-RACK-I | 22 | 2 | Ready | tenant | CUST-4716 | N |  | N
TN-DC-022-TN-044 | TN-DC-022 | TN-DC-022-TN-044 | Tenant gear | access | Tenant-owned | HPC nodes | — |  |  |  | TN-DC-022-RACK-I | 24 | 8 | Ready | tenant | CUST-4716 | N |  | N
TN-DC-022-TN-045 | TN-DC-022 | TN-DC-022-TN-045 | Tenant gear | access | Tenant-owned | Rack servers | — |  |  |  | TN-DC-022-RACK-J | 2 | 8 | Ready | tenant | CUST-4716 | N |  | N
TN-DC-022-TN-046 | TN-DC-022 | TN-DC-022-TN-046 | Tenant gear | access | Tenant-owned | Mixed equipment | — |  |  |  | TN-DC-022-RACK-J | 10 | 10 | Ready | tenant | CUST-4716 | N |  | N
TN-DC-022-TN-047 | TN-DC-022 | TN-DC-022-TN-047 | Tenant gear | access | Tenant-owned | Blade chassis | — |  |  |  | TN-DC-022-RACK-J | 20 | 8 | Ready | tenant | CUST-4716 | N |  | N
TN-DC-022-TN-048 | TN-DC-022 | TN-DC-022-TN-048 | Tenant gear | access | Tenant-owned | Blade chassis | — |  |  |  | TN-DC-022-RACK-J | 28 | 6 | Ready | tenant | CUST-4716 | N |  | N
TN-DC-022-TN-049 | TN-DC-022 | TN-DC-022-TN-049 | Tenant gear | access | Tenant-owned | HPC nodes | — |  |  |  | TN-DC-022-RACK-K | 2 | 10 | Ready | tenant | CUST-9992 | N |  | N
TN-DC-022-TN-050 | TN-DC-022 | TN-DC-022-TN-050 | Tenant gear | access | Tenant-owned | Rack servers | — |  |  |  | TN-DC-022-RACK-K | 12 | 8 | Ready | tenant | CUST-9992 | N |  | N
TN-DC-022-TN-051 | TN-DC-022 | TN-DC-022-TN-051 | Tenant gear | access | Tenant-owned | Blade chassis | — |  |  |  | TN-DC-022-RACK-K | 20 | 10 | Ready | tenant | CUST-9992 | N |  | N
TN-DC-022-TN-052 | TN-DC-022 | TN-DC-022-TN-052 | Tenant gear | access | Tenant-owned | Network stack | — |  |  |  | TN-DC-022-RACK-K | 30 | 4 | Ready | tenant | CUST-9992 | N |  | N
TN-DC-022-TN-053 | TN-DC-022 | TN-DC-022-TN-053 | Tenant gear | access | Tenant-owned | Storage array | — |  |  |  | TN-DC-022-RACK-L | 2 | 4 | Ready | tenant | CUST-2063 | N |  | N
TN-DC-022-TN-054 | TN-DC-022 | TN-DC-022-TN-054 | Tenant gear | access | Tenant-owned | Rack servers | — |  |  |  | TN-DC-022-RACK-L | 6 | 10 | Ready | tenant | CUST-2063 | N |  | N
TN-DC-022-TN-055 | TN-DC-022 | TN-DC-022-TN-055 | Tenant gear | access | Tenant-owned | Storage array | — |  |  |  | TN-DC-022-RACK-L | 16 | 8 | Ready | tenant | CUST-2063 | N |  | N
TN-DC-022-TN-056 | TN-DC-022 | TN-DC-022-TN-056 | Tenant gear | access | Tenant-owned | Network stack | — |  |  |  | TN-DC-022-RACK-L | 24 | 10 | Ready | tenant | CUST-2063 | N |  | N
TN-DC-022-TN-057 | TN-DC-022 | TN-DC-022-TN-057 | Tenant gear | access | Tenant-owned | Rack servers | — |  |  |  | TN-DC-022-RACK-M | 2 | 6 | Ready | tenant | CUST-2063 | N |  | N
TN-DC-022-TN-058 | TN-DC-022 | TN-DC-022-TN-058 | Tenant gear | access | Tenant-owned | Storage array | — |  |  |  | TN-DC-022-RACK-M | 8 | 2 | Ready | tenant | CUST-2063 | N |  | N
TN-DC-022-TN-059 | TN-DC-022 | TN-DC-022-TN-059 | Tenant gear | access | Tenant-owned | Rack servers | — |  |  |  | TN-DC-022-RACK-M | 10 | 2 | Ready | tenant | CUST-2063 | N |  | N
TN-DC-022-TN-060 | TN-DC-022 | TN-DC-022-TN-060 | Tenant gear | access | Tenant-owned | Network stack | — |  |  |  | TN-DC-022-RACK-M | 12 | 2 | Ready | tenant | CUST-2063 | N |  | N
TN-DC-022-TN-061 | TN-DC-022 | TN-DC-022-TN-061 | Tenant gear | access | Tenant-owned | Storage array | — |  |  |  | TN-DC-022-RACK-M | 14 | 6 | Ready | tenant | CUST-2063 | N |  | N
TN-DC-022-TN-062 | TN-DC-022 | TN-DC-022-TN-062 | Tenant gear | access | Tenant-owned | Network stack | — |  |  |  | TN-DC-022-RACK-M | 20 | 4 | Ready | tenant | CUST-2063 | N |  | N
TN-DC-022-TN-063 | TN-DC-022 | TN-DC-022-TN-063 | Tenant gear | access | Tenant-owned | Rack servers | — |  |  |  | TN-DC-022-RACK-M | 24 | 4 | Ready | tenant | CUST-2063 | N |  | N
TN-DC-022-TN-064 | TN-DC-022 | TN-DC-022-TN-064 | Tenant gear | access | Tenant-owned | Storage array | — |  |  |  | TN-DC-022-RACK-M | 28 | 2 | Ready | tenant | CUST-2063 | N |  | N
TN-DC-022-TN-065 | TN-DC-022 | TN-DC-022-TN-065 | Tenant gear | access | Tenant-owned | Network stack | — |  |  |  | TN-DC-022-RACK-N | 2 | 10 | Ready | tenant | CUST-3825 | N |  | N
TN-DC-022-TN-066 | TN-DC-022 | TN-DC-022-TN-066 | Tenant gear | access | Tenant-owned | Network stack | — |  |  |  | TN-DC-022-RACK-N | 12 | 4 | Ready | tenant | CUST-3825 | N |  | N
TN-DC-022-TN-067 | TN-DC-022 | TN-DC-022-TN-067 | Tenant gear | access | Tenant-owned | Storage array | — |  |  |  | TN-DC-022-RACK-N | 16 | 4 | Ready | tenant | CUST-3825 | N |  | N
TN-DC-022-TN-068 | TN-DC-022 | TN-DC-022-TN-068 | Tenant gear | access | Tenant-owned | Network stack | — |  |  |  | TN-DC-022-RACK-N | 20 | 4 | Ready | tenant | CUST-3825 | N |  | N
TS-DC-023-PE-T4-01 | TS-DC-023 | TS-DC-023-PE-T4-01 | Router | core | JUNIPER | MX204 | 21.4R3-S5.5 | JU0011006 | 172.24.40.20 | A4:5E:60:42:FC:87 | TS-DC-023-RACK-A | 2 | 1 | Ready | operator |  | Y | COL-TS-DC-023-2 | Y
TS-DC-023-PE-T4-02 | TS-DC-023 | TS-DC-023-PE-T4-02 | Router | core | JUNIPER | MX204 | 21.4R3-S5.5 | JU0011011 | 172.24.40.21 | A4:5E:60:98:53:D6 | TS-DC-023-RACK-A | 3 | 1 | Ready | operator |  | Y | COL-TS-DC-023-1 | Y
TS-DC-023-PE-T4-03 | TS-DC-023 | TS-DC-023-PE-T4-03 | Router | core | CISCO | ASR 9006 | IOS XR 7.9.2 | CS0011019 | 172.24.40.22 | A4:5E:60:5A:BD:7C | TS-DC-023-RACK-A | 4 | 1 | Ready | operator |  | Y | COL-TS-DC-023-2 | Y
TS-DC-023-PE-T4-04 | TS-DC-023 | TS-DC-023-PE-T4-04 | Router | core | CISCO | ASR 9006 | IOS XR 7.9.2 | CS0011023 | 172.24.40.23 | A4:5E:60:C7:CF:F6 | TS-DC-023-RACK-A | 5 | 1 | Ready | operator |  | Y | COL-TS-DC-023-1 | Y
TS-DC-023-FW-01 | TS-DC-023 | TS-DC-023-FW-01 | Firewall | core | FORTINET | FortiGate 3700F | FortiOS 7.4.3 | FG0011031 | 172.24.40.24 | A4:5E:60:B5:43:65 | TS-DC-023-RACK-A | 6 | 3 | Ready | operator |  | Y | COL-TS-DC-023-1 | N
TS-DC-023-OLA-01 | TS-DC-023 | TS-DC-023-OLA-01 | DWDM | core | CIENA | 6500 D7 | R16.2 | CI0011038 | 172.24.40.25 | A4:5E:60:84:10:86 | TS-DC-023-RACK-A | 9 | 6 | Ready | operator |  | Y | COL-TS-DC-023-2 | N
TS-DC-023-OLA-02 | TS-DC-023 | TS-DC-023-OLA-02 | DWDM | core | CIENA | 6500 D7 | R16.2 | CI0011045 | 172.24.40.26 | A4:5E:60:D2:11:1F | TS-DC-023-RACK-A | 15 | 6 | Ready | operator |  | Y | COL-TS-DC-023-1 | N
TS-DC-023-AGG-R01 | TS-DC-023 | TS-DC-023-AGG-R01 | Router | spine | JUNIPER | MX480 | 22.2R3-S2 | JU0011050 | 172.24.40.27 | A4:5E:60:B5:86:A7 | TS-DC-023-RACK-A | 21 | 4 | Ready | operator |  | Y | COL-TS-DC-023-1 | N
TS-DC-023-AGG-R02 | TS-DC-023 | TS-DC-023-AGG-R02 | Router | spine | JUNIPER | MX480 | 22.2R3-S2 | JU0011061 | 172.24.40.28 | A4:5E:60:44:F2:59 | TS-DC-023-RACK-A | 25 | 4 | Ready | operator |  | Y | COL-TS-DC-023-2 | N
TS-DC-023-MMR-SW-01 | TS-DC-023 | TS-DC-023-MMR-SW-01 | Switch | leaf | ARISTA | 7050SX3-48YC | EOS 4.31.1F | AR0011063 | 172.24.40.29 | A4:5E:60:67:B6:9D | TS-DC-023-RACK-A | 29 | 1 | Ready | operator |  | Y | COL-TS-DC-023-1 | N
TS-DC-023-MMR-SW-02 | TS-DC-023 | TS-DC-023-MMR-SW-02 | Switch | leaf | JUNIPER | QFX5120-48Y | 22.2R3 | JU0011075 | 172.24.40.30 | A4:5E:60:51:0B:35 | TS-DC-023-RACK-A | 30 | 1 | Ready | operator |  | Y | COL-TS-DC-023-2 | N
TS-DC-023-MMR-SW-03 | TS-DC-023 | TS-DC-023-MMR-SW-03 | Switch | leaf | CISCO | Nexus 93180YC | NX-OS 10.3(4a) | CS0011083 | 172.24.40.31 | A4:5E:60:AB:7F:C5 | TS-DC-023-RACK-A | 31 | 1 | Ready | operator |  | Y | COL-TS-DC-023-1 | N
TS-DC-023-MMR-SW-04 | TS-DC-023 | TS-DC-023-MMR-SW-04 | Switch | leaf | JUNIPER | QFX5120-48Y | 22.2R3 | JU0011090 | 172.24.40.32 | A4:5E:60:D0:1A:29 | TS-DC-023-RACK-A | 32 | 1 | Ready | operator |  | Y | COL-TS-DC-023-2 | N
TS-DC-023-MMR-SW-05 | TS-DC-023 | TS-DC-023-MMR-SW-05 | Switch | leaf | ARISTA | 7050SX3-48YC | EOS 4.31.1F | AR0011097 | 172.24.40.33 | A4:5E:60:58:66:78 | TS-DC-023-RACK-A | 33 | 1 | Ready | operator |  | Y | COL-TS-DC-023-1 | N
TS-DC-023-MMR-SW-06 | TS-DC-023 | TS-DC-023-MMR-SW-06 | Switch | leaf | CISCO | Nexus 93180YC | NX-OS 10.3(4a) | CS0011103 | 172.24.40.34 | A4:5E:60:59:CB:C0 | TS-DC-023-RACK-A | 34 | 1 | Ready | operator |  | Y | COL-TS-DC-023-2 | N
TS-DC-023-MMR-SW-07 | TS-DC-023 | TS-DC-023-MMR-SW-07 | Switch | leaf | ARISTA | 7050SX3-48YC | EOS 4.31.1F | AR0011109 | 172.24.40.35 | A4:5E:60:BC:1C:6C | TS-DC-023-RACK-A | 35 | 1 | Ready | operator |  | Y | COL-TS-DC-023-1 | N
TS-DC-023-TOR-001 | TS-DC-023 | TS-DC-023-TOR-001 | Switch | access | ARISTA | 7050SX3-48YC | EOS 4.31.1F | AR0011118 | 172.24.40.36 | A4:5E:60:AA:5B:F2 | TS-DC-023-RACK-A | 36 | 1 | Ready | operator |  | Y | COL-TS-DC-023-1 | N
TS-DC-023-TOR-002 | TS-DC-023 | TS-DC-023-TOR-002 | Switch | access | JUNIPER | QFX5120-48Y | 22.2R3 | JU0011119 | 172.24.40.37 | A4:5E:60:35:B4:6E | TS-DC-023-RACK-B | 2 | 1 | Ready | operator |  | Y | COL-TS-DC-023-2 | N
TS-DC-023-TOR-003 | TS-DC-023 | TS-DC-023-TOR-003 | Switch | access | JUNIPER | QFX5120-48Y | 22.2R3 | JU0011127 | 172.24.40.38 | A4:5E:60:FE:EE:30 | TS-DC-023-RACK-B | 3 | 1 | Ready | operator |  | Y | COL-TS-DC-023-1 | N
TS-DC-023-TOR-004 | TS-DC-023 | TS-DC-023-TOR-004 | Switch | access | ARISTA | 7050SX3-48YC | EOS 4.31.1F | AR0011136 | 172.24.40.39 | A4:5E:60:3A:46:DD | TS-DC-023-RACK-B | 4 | 1 | Ready | operator |  | Y | COL-TS-DC-023-2 | N
TS-DC-023-TOR-005 | TS-DC-023 | TS-DC-023-TOR-005 | Switch | access | CISCO | Nexus 93180YC | NX-OS 10.3(4a) | CS0011144 | 172.24.40.40 | A4:5E:60:72:15:53 | TS-DC-023-RACK-B | 5 | 1 | Ready | operator |  | Y | COL-TS-DC-023-1 | N
TS-DC-023-TN-001 | TS-DC-023 | TS-DC-023-TN-001 | Tenant gear | access | Tenant-owned | HPC nodes | — |  |  |  | TS-DC-023-RACK-B | 6 | 4 | Ready | tenant |  | N |  | N
TS-DC-023-TN-002 | TS-DC-023 | TS-DC-023-TN-002 | Tenant gear | access | Tenant-owned | Rack servers | — |  |  |  | TS-DC-023-RACK-B | 10 | 4 | Ready | tenant |  | N |  | N
TS-DC-023-TN-003 | TS-DC-023 | TS-DC-023-TN-003 | Tenant gear | access | Tenant-owned | HPC nodes | — |  |  |  | TS-DC-023-RACK-B | 14 | 6 | Ready | tenant |  | N |  | N
TS-DC-023-TN-004 | TS-DC-023 | TS-DC-023-TN-004 | Tenant gear | access | Tenant-owned | Blade chassis | — |  |  |  | TS-DC-023-RACK-B | 20 | 10 | Ready | tenant |  | N |  | N
TS-DC-023-TN-005 | TS-DC-023 | TS-DC-023-TN-005 | Tenant gear | access | Tenant-owned | Storage array | — |  |  |  | TS-DC-023-RACK-C | 2 | 10 | Ready | tenant | CUST-5597 | N |  | N
TS-DC-023-TN-006 | TS-DC-023 | TS-DC-023-TN-006 | Tenant gear | access | Tenant-owned | Mixed equipment | — |  |  |  | TS-DC-023-RACK-C | 12 | 8 | Ready | tenant | CUST-5597 | N |  | N
TS-DC-023-TN-007 | TS-DC-023 | TS-DC-023-TN-007 | Tenant gear | access | Tenant-owned | Blade chassis | — |  |  |  | TS-DC-023-RACK-C | 20 | 2 | Ready | tenant | CUST-5597 | N |  | N
TS-DC-023-TN-008 | TS-DC-023 | TS-DC-023-TN-008 | Tenant gear | access | Tenant-owned | Mixed equipment | — |  |  |  | TS-DC-023-RACK-C | 22 | 4 | Ready | tenant | CUST-5597 | N |  | N
TS-DC-023-TN-009 | TS-DC-023 | TS-DC-023-TN-009 | Tenant gear | access | Tenant-owned | Rack servers | — |  |  |  | TS-DC-023-RACK-C | 26 | 10 | Ready | tenant | CUST-5597 | N |  | N
TS-DC-023-TN-010 | TS-DC-023 | TS-DC-023-TN-010 | Tenant gear | access | Tenant-owned | Network stack | — |  |  |  | TS-DC-023-RACK-D | 2 | 10 | Ready | tenant | CUST-5597 | N |  | N
TS-DC-023-TN-011 | TS-DC-023 | TS-DC-023-TN-011 | Tenant gear | access | Tenant-owned | HPC nodes | — |  |  |  | TS-DC-023-RACK-D | 12 | 4 | Ready | tenant | CUST-5597 | N |  | N
TS-DC-023-TN-012 | TS-DC-023 | TS-DC-023-TN-012 | Tenant gear | access | Tenant-owned | Storage array | — |  |  |  | TS-DC-023-RACK-D | 16 | 4 | Ready | tenant | CUST-5597 | N |  | N
TS-DC-023-TN-013 | TS-DC-023 | TS-DC-023-TN-013 | Tenant gear | access | Tenant-owned | Mixed equipment | — |  |  |  | TS-DC-023-RACK-D | 20 | 6 | Ready | tenant | CUST-5597 | N |  | N
TS-DC-023-TN-014 | TS-DC-023 | TS-DC-023-TN-014 | Tenant gear | access | Tenant-owned | Rack servers | — |  |  |  | TS-DC-023-RACK-D | 26 | 10 | Ready | tenant | CUST-5597 | N |  | N
TS-DC-023-TN-015 | TS-DC-023 | TS-DC-023-TN-015 | Tenant gear | access | Tenant-owned | HPC nodes | — |  |  |  | TS-DC-023-RACK-E | 2 | 10 | Ready | tenant | CUST-3835 | N |  | N
TS-DC-023-TN-016 | TS-DC-023 | TS-DC-023-TN-016 | Tenant gear | access | Tenant-owned | HPC nodes | — |  |  |  | TS-DC-023-RACK-E | 12 | 4 | Ready | tenant | CUST-3835 | N |  | N
TS-DC-023-TN-017 | TS-DC-023 | TS-DC-023-TN-017 | Tenant gear | access | Tenant-owned | HPC nodes | — |  |  |  | TS-DC-023-RACK-E | 16 | 6 | Ready | tenant | CUST-3835 | N |  | N
TS-DC-023-TN-018 | TS-DC-023 | TS-DC-023-TN-018 | Tenant gear | access | Tenant-owned | Network stack | — |  |  |  | TS-DC-023-RACK-E | 22 | 6 | Ready | tenant | CUST-3835 | N |  | N
TS-DC-023-TN-019 | TS-DC-023 | TS-DC-023-TN-019 | Tenant gear | access | Tenant-owned | Mixed equipment | — |  |  |  | TS-DC-023-RACK-F | 2 | 8 | Ready | tenant | CUST-3835 | N |  | N
TS-DC-023-TN-020 | TS-DC-023 | TS-DC-023-TN-020 | Tenant gear | access | Tenant-owned | Network stack | — |  |  |  | TS-DC-023-RACK-F | 10 | 6 | Ready | tenant | CUST-3835 | N |  | N
TS-DC-023-TN-021 | TS-DC-023 | TS-DC-023-TN-021 | Tenant gear | access | Tenant-owned | Storage array | — |  |  |  | TS-DC-023-RACK-F | 16 | 10 | Ready | tenant | CUST-3835 | N |  | N
TS-DC-023-TN-022 | TS-DC-023 | TS-DC-023-TN-022 | Tenant gear | access | Tenant-owned | Network stack | — |  |  |  | TS-DC-023-RACK-F | 26 | 6 | Ready | tenant | CUST-3835 | N |  | N
TS-DC-023-TN-023 | TS-DC-023 | TS-DC-023-TN-023 | Tenant gear | access | Tenant-owned | Rack servers | — |  |  |  | TS-DC-023-RACK-F | 32 | 2 | Ready | tenant | CUST-3835 | N |  | N
TS-DC-023-TN-024 | TS-DC-023 | TS-DC-023-TN-024 | Tenant gear | access | Tenant-owned | Network stack | — |  |  |  | TS-DC-023-RACK-G | 2 | 6 | Ready | tenant | CUST-9992 | N |  | N
TS-DC-023-TN-025 | TS-DC-023 | TS-DC-023-TN-025 | Tenant gear | access | Tenant-owned | Network stack | — |  |  |  | TS-DC-023-RACK-G | 8 | 4 | Ready | tenant | CUST-9992 | N |  | N
TS-DC-023-TN-026 | TS-DC-023 | TS-DC-023-TN-026 | Tenant gear | access | Tenant-owned | Rack servers | — |  |  |  | TS-DC-023-RACK-G | 12 | 8 | Ready | tenant | CUST-9992 | N |  | N
TS-DC-023-TN-027 | TS-DC-023 | TS-DC-023-TN-027 | Tenant gear | access | Tenant-owned | HPC nodes | — |  |  |  | TS-DC-023-RACK-G | 20 | 8 | Ready | tenant | CUST-9992 | N |  | N
TS-DC-023-TN-028 | TS-DC-023 | TS-DC-023-TN-028 | Tenant gear | access | Tenant-owned | Storage array | — |  |  |  | TS-DC-023-RACK-H | 2 | 10 | Ready | tenant | CUST-9992 | N |  | N
TS-DC-023-TN-029 | TS-DC-023 | TS-DC-023-TN-029 | Tenant gear | access | Tenant-owned | Blade chassis | — |  |  |  | TS-DC-023-RACK-H | 12 | 8 | Ready | tenant | CUST-9992 | N |  | N
TS-DC-023-TN-030 | TS-DC-023 | TS-DC-023-TN-030 | Tenant gear | access | Tenant-owned | Network stack | — |  |  |  | TS-DC-023-RACK-H | 20 | 8 | Ready | tenant | CUST-9992 | N |  | N
TS-DC-023-TN-031 | TS-DC-023 | TS-DC-023-TN-031 | Tenant gear | access | Tenant-owned | Blade chassis | — |  |  |  | TS-DC-023-RACK-H | 28 | 4 | Ready | tenant | CUST-9992 | N |  | N
TS-DC-023-TN-032 | TS-DC-023 | TS-DC-023-TN-032 | Tenant gear | access | Tenant-owned | Mixed equipment | — |  |  |  | TS-DC-023-RACK-I | 2 | 4 | Ready | tenant | CUST-8220 | N |  | N
TS-DC-023-TN-033 | TS-DC-023 | TS-DC-023-TN-033 | Tenant gear | access | Tenant-owned | Storage array | — |  |  |  | TS-DC-023-RACK-I | 6 | 6 | Ready | tenant | CUST-8220 | N |  | N
TS-DC-023-TN-034 | TS-DC-023 | TS-DC-023-TN-034 | Tenant gear | access | Tenant-owned | Mixed equipment | — |  |  |  | TS-DC-023-RACK-I | 12 | 10 | Ready | tenant | CUST-8220 | N |  | N
TS-DC-023-TN-035 | TS-DC-023 | TS-DC-023-TN-035 | Tenant gear | access | Tenant-owned | Blade chassis | — |  |  |  | TS-DC-023-RACK-I | 22 | 10 | Ready | tenant | CUST-8220 | N |  | N
TS-DC-023-TN-036 | TS-DC-023 | TS-DC-023-TN-036 | Tenant gear | access | Tenant-owned | Mixed equipment | — |  |  |  | TS-DC-023-RACK-I | 32 | 4 | Ready | tenant | CUST-8220 | N |  | N
TS-DC-023-TN-037 | TS-DC-023 | TS-DC-023-TN-037 | Tenant gear | access | Tenant-owned | Rack servers | — |  |  |  | TS-DC-023-RACK-J | 2 | 4 | Ready | tenant | CUST-8220 | N |  | N
TS-DC-023-TN-038 | TS-DC-023 | TS-DC-023-TN-038 | Tenant gear | access | Tenant-owned | Network stack | — |  |  |  | TS-DC-023-RACK-J | 6 | 4 | Ready | tenant | CUST-8220 | N |  | N
TS-DC-023-TN-039 | TS-DC-023 | TS-DC-023-TN-039 | Tenant gear | access | Tenant-owned | Storage array | — |  |  |  | TS-DC-023-RACK-J | 10 | 4 | Ready | tenant | CUST-8220 | N |  | N
TS-DC-023-TN-040 | TS-DC-023 | TS-DC-023-TN-040 | Tenant gear | access | Tenant-owned | Blade chassis | — |  |  |  | TS-DC-023-RACK-J | 14 | 8 | Ready | tenant | CUST-8220 | N |  | N
TS-DC-023-TN-041 | TS-DC-023 | TS-DC-023-TN-041 | Tenant gear | access | Tenant-owned | HPC nodes | — |  |  |  | TS-DC-023-RACK-J | 22 | 6 | Ready | tenant | CUST-8220 | N |  | N
TS-DC-023-TN-042 | TS-DC-023 | TS-DC-023-TN-042 | Tenant gear | access | Tenant-owned | Blade chassis | — |  |  |  | TS-DC-023-RACK-J | 28 | 4 | Ready | tenant | CUST-8220 | N |  | N
TS-DC-023-TN-043 | TS-DC-023 | TS-DC-023-TN-043 | Tenant gear | access | Tenant-owned | Rack servers | — |  |  |  | TS-DC-023-RACK-J | 32 | 4 | Ready | tenant | CUST-8220 | N |  | N
TS-DC-023-TN-044 | TS-DC-023 | TS-DC-023-TN-044 | Tenant gear | access | Tenant-owned | Storage array | — |  |  |  | TS-DC-023-RACK-K | 2 | 8 | Ready | tenant | CUST-7339 | N |  | N
TS-DC-023-TN-045 | TS-DC-023 | TS-DC-023-TN-045 | Tenant gear | access | Tenant-owned | Blade chassis | — |  |  |  | TS-DC-023-RACK-K | 10 | 10 | Ready | tenant | CUST-7339 | N |  | N
TS-DC-023-TN-046 | TS-DC-023 | TS-DC-023-TN-046 | Tenant gear | access | Tenant-owned | Storage array | — |  |  |  | TS-DC-023-RACK-K | 20 | 8 | Ready | tenant | CUST-7339 | N |  | N
TS-DC-023-TN-047 | TS-DC-023 | TS-DC-023-TN-047 | Tenant gear | access | Tenant-owned | Blade chassis | — |  |  |  | TS-DC-023-RACK-K | 28 | 2 | Ready | tenant | CUST-7339 | N |  | N
TS-DC-023-TN-048 | TS-DC-023 | TS-DC-023-TN-048 | Tenant gear | access | Tenant-owned | HPC nodes | — |  |  |  | TS-DC-023-RACK-K | 30 | 4 | Ready | tenant | CUST-7339 | N |  | N
TS-DC-023-TN-049 | TS-DC-023 | TS-DC-023-TN-049 | Tenant gear | access | Tenant-owned | HPC nodes | — |  |  |  | TS-DC-023-RACK-L | 2 | 6 | Ready | tenant | CUST-7339 | N |  | N
TS-DC-023-TN-050 | TS-DC-023 | TS-DC-023-TN-050 | Tenant gear | access | Tenant-owned | Mixed equipment | — |  |  |  | TS-DC-023-RACK-L | 8 | 8 | Ready | tenant | CUST-7339 | N |  | N
TS-DC-023-TN-051 | TS-DC-023 | TS-DC-023-TN-051 | Tenant gear | access | Tenant-owned | Rack servers | — |  |  |  | TS-DC-023-RACK-L | 16 | 10 | Ready | tenant | CUST-7339 | N |  | N
TS-DC-023-TN-052 | TS-DC-023 | TS-DC-023-TN-052 | Tenant gear | access | Tenant-owned | Network stack | — |  |  |  | TS-DC-023-RACK-L | 26 | 4 | Ready | tenant | CUST-7339 | N |  | N
TS-DC-023-TN-053 | TS-DC-023 | TS-DC-023-TN-053 | Tenant gear | access | Tenant-owned | Network stack | — |  |  |  | TS-DC-023-RACK-M | 2 | 10 | Ready | tenant | CUST-6478 | N |  | N
TS-DC-023-TN-054 | TS-DC-023 | TS-DC-023-TN-054 | Tenant gear | access | Tenant-owned | Storage array | — |  |  |  | TS-DC-023-RACK-M | 12 | 4 | Ready | tenant | CUST-6478 | N |  | N
TS-DC-023-TN-055 | TS-DC-023 | TS-DC-023-TN-055 | Tenant gear | access | Tenant-owned | Storage array | — |  |  |  | TS-DC-023-RACK-M | 16 | 4 | Ready | tenant | CUST-6478 | N |  | N
TS-DC-023-TN-056 | TS-DC-023 | TS-DC-023-TN-056 | Tenant gear | access | Tenant-owned | Rack servers | — |  |  |  | TS-DC-023-RACK-M | 20 | 4 | Ready | tenant | CUST-6478 | N |  | N
TS-DC-023-TN-057 | TS-DC-023 | TS-DC-023-TN-057 | Tenant gear | access | Tenant-owned | Storage array | — |  |  |  | TS-DC-023-RACK-M | 24 | 4 | Ready | tenant | CUST-6478 | N |  | N
TS-DC-023-TN-058 | TS-DC-023 | TS-DC-023-TN-058 | Tenant gear | access | Tenant-owned | Network stack | — |  |  |  | TS-DC-023-RACK-M | 28 | 4 | Ready | tenant | CUST-6478 | N |  | N
TS-DC-023-TN-059 | TS-DC-023 | TS-DC-023-TN-059 | Tenant gear | access | Tenant-owned | Network stack | — |  |  |  | TS-DC-023-RACK-N | 2 | 6 | Ready | tenant | CUST-7349 | N |  | N
TS-DC-023-TN-060 | TS-DC-023 | TS-DC-023-TN-060 | Tenant gear | access | Tenant-owned | Rack servers | — |  |  |  | TS-DC-023-RACK-N | 8 | 4 | Ready | tenant | CUST-7349 | N |  | N
TS-DC-023-TN-061 | TS-DC-023 | TS-DC-023-TN-061 | Tenant gear | access | Tenant-owned | Mixed equipment | — |  |  |  | TS-DC-023-RACK-N | 12 | 4 | Ready | tenant | CUST-7349 | N |  | N
KL-DC-024-PE-T4-01 | KL-DC-024 | KL-DC-024-PE-T4-01 | Router | core | JUNIPER | MX204 | 21.4R3-S5.5 | JU0011002 | 172.27.40.20 | A4:5E:60:88:5A:25 | KL-DC-024-RACK-A | 2 | 1 | Ready | operator |  | Y | COL-KL-DC-024-1 | Y
KL-DC-024-PE-T4-02 | KL-DC-024 | KL-DC-024-PE-T4-02 | Router | core | JUNIPER | MX204 | 21.4R3-S5.5 | JU0011011 | 172.27.40.21 | A4:5E:60:9C:60:2F | KL-DC-024-RACK-A | 3 | 1 | Ready | operator |  | Y | COL-KL-DC-024-2 | Y
KL-DC-024-PE-T4-03 | KL-DC-024 | KL-DC-024-PE-T4-03 | Router | core | JUNIPER | MX480 | 22.2R3-S2 | JU0011018 | 172.27.40.22 | A4:5E:60:63:FE:D5 | KL-DC-024-RACK-A | 4 | 1 | Ready | operator |  | Y | COL-KL-DC-024-1 | Y
KL-DC-024-PE-T4-04 | KL-DC-024 | KL-DC-024-PE-T4-04 | Router | core | JUNIPER | MX480 | 22.2R3-S2 | JU0011024 | 172.27.40.23 | A4:5E:60:E1:FD:E1 | KL-DC-024-RACK-A | 5 | 1 | Ready | operator |  | Y | COL-KL-DC-024-2 | Y
KL-DC-024-FW-01 | KL-DC-024 | KL-DC-024-FW-01 | Firewall | core | FORTINET | FortiGate 3700F | FortiOS 7.4.3 | FG0011028 | 172.27.40.24 | A4:5E:60:F0:4A:84 | KL-DC-024-RACK-A | 6 | 3 | Ready | operator |  | Y | COL-KL-DC-024-2 | N
KL-DC-024-OLA-01 | KL-DC-024 | KL-DC-024-OLA-01 | DWDM | core | CIENA | 6500 D7 | R16.2 | CI0011036 | 172.27.40.25 | A4:5E:60:AA:81:CC | KL-DC-024-RACK-A | 9 | 6 | Ready | operator |  | Y | COL-KL-DC-024-1 | N
KL-DC-024-AGG-R01 | KL-DC-024 | KL-DC-024-AGG-R01 | Router | spine | JUNIPER | MX480 | 22.2R3-S2 | JU0011045 | 172.27.40.26 | A4:5E:60:42:F4:46 | KL-DC-024-RACK-A | 15 | 4 | Ready | operator |  | Y | COL-KL-DC-024-2 | N
KL-DC-024-AGG-R02 | KL-DC-024 | KL-DC-024-AGG-R02 | Router | spine | JUNIPER | MX480 | 22.2R3-S2 | JU0011051 | 172.27.40.27 | A4:5E:60:FB:DF:74 | KL-DC-024-RACK-A | 19 | 4 | Ready | operator |  | Y | COL-KL-DC-024-1 | N
KL-DC-024-MMR-SW-01 | KL-DC-024 | KL-DC-024-MMR-SW-01 | Switch | leaf | CISCO | Nexus 93180YC | NX-OS 10.3(4a) | CS0011058 | 172.27.40.28 | A4:5E:60:60:85:BE | KL-DC-024-RACK-A | 23 | 1 | Ready | operator |  | Y | COL-KL-DC-024-2 | N
KL-DC-024-MMR-SW-02 | KL-DC-024 | KL-DC-024-MMR-SW-02 | Switch | leaf | JUNIPER | QFX5120-48Y | 22.2R3 | JU0011065 | 172.27.40.29 | A4:5E:60:A1:B5:4D | KL-DC-024-RACK-A | 24 | 1 | Ready | operator |  | Y | COL-KL-DC-024-1 | N
KL-DC-024-MMR-SW-03 | KL-DC-024 | KL-DC-024-MMR-SW-03 | Switch | leaf | CISCO | Nexus 93180YC | NX-OS 10.3(4a) | CS0011071 | 172.27.40.30 | A4:5E:60:03:99:B6 | KL-DC-024-RACK-A | 25 | 1 | Ready | operator |  | Y | COL-KL-DC-024-2 | N
KL-DC-024-MMR-SW-04 | KL-DC-024 | KL-DC-024-MMR-SW-04 | Switch | leaf | JUNIPER | QFX5120-48Y | 22.2R3 | JU0011082 | 172.27.40.31 | A4:5E:60:DB:EA:1A | KL-DC-024-RACK-A | 26 | 1 | Ready | operator |  | Y | COL-KL-DC-024-1 | N
KL-DC-024-TOR-001 | KL-DC-024 | KL-DC-024-TOR-001 | Switch | access | JUNIPER | QFX5120-48Y | 22.2R3 | JU0011085 | 172.27.40.32 | A4:5E:60:11:01:0C | KL-DC-024-RACK-A | 27 | 1 | Ready | operator |  | Y | COL-KL-DC-024-2 | N
KL-DC-024-TOR-002 | KL-DC-024 | KL-DC-024-TOR-002 | Switch | access | CISCO | Nexus 93180YC | NX-OS 10.3(4a) | CS0011096 | 172.27.40.33 | A4:5E:60:1D:23:4A | KL-DC-024-RACK-A | 28 | 1 | Ready | operator |  | Y | COL-KL-DC-024-1 | N
KL-DC-024-TOR-003 | KL-DC-024 | KL-DC-024-TOR-003 | Switch | access | CISCO | Nexus 93180YC | NX-OS 10.3(4a) | CS0011104 | 172.27.40.34 | A4:5E:60:B4:25:D3 | KL-DC-024-RACK-A | 29 | 1 | Ready | operator |  | Y | COL-KL-DC-024-2 | N
KL-DC-024-TN-001 | KL-DC-024 | KL-DC-024-TN-001 | Tenant gear | access | Tenant-owned | Network stack | — |  |  |  | KL-DC-024-RACK-B | 2 | 8 | Ready | tenant | CUST-3825 | N |  | N
KL-DC-024-TN-002 | KL-DC-024 | KL-DC-024-TN-002 | Tenant gear | access | Tenant-owned | Storage array | — |  |  |  | KL-DC-024-RACK-B | 10 | 4 | Ready | tenant | CUST-3825 | N |  | N
KL-DC-024-TN-003 | KL-DC-024 | KL-DC-024-TN-003 | Tenant gear | access | Tenant-owned | Network stack | — |  |  |  | KL-DC-024-RACK-B | 14 | 4 | Ready | tenant | CUST-3825 | N |  | N
KL-DC-024-TN-004 | KL-DC-024 | KL-DC-024-TN-004 | Tenant gear | access | Tenant-owned | HPC nodes | — |  |  |  | KL-DC-024-RACK-B | 18 | 8 | Ready | tenant | CUST-3825 | N |  | N
KL-DC-024-TN-005 | KL-DC-024 | KL-DC-024-TN-005 | Tenant gear | access | Tenant-owned | Blade chassis | — |  |  |  | KL-DC-024-RACK-B | 26 | 2 | Ready | tenant | CUST-3825 | N |  | N
KL-DC-024-TN-006 | KL-DC-024 | KL-DC-024-TN-006 | Tenant gear | access | Tenant-owned | Blade chassis | — |  |  |  | KL-DC-024-RACK-C | 2 | 10 | Ready | tenant | CUST-3825 | N |  | N
KL-DC-024-TN-007 | KL-DC-024 | KL-DC-024-TN-007 | Tenant gear | access | Tenant-owned | Blade chassis | — |  |  |  | KL-DC-024-RACK-C | 12 | 8 | Ready | tenant | CUST-3825 | N |  | N
KL-DC-024-TN-008 | KL-DC-024 | KL-DC-024-TN-008 | Tenant gear | access | Tenant-owned | Rack servers | — |  |  |  | KL-DC-024-RACK-C | 20 | 10 | Ready | tenant | CUST-3825 | N |  | N
KL-DC-024-TN-009 | KL-DC-024 | KL-DC-024-TN-009 | Tenant gear | access | Tenant-owned | HPC nodes | — |  |  |  | KL-DC-024-RACK-C | 30 | 4 | Ready | tenant | CUST-3825 | N |  | N
KL-DC-024-TN-010 | KL-DC-024 | KL-DC-024-TN-010 | Tenant gear | access | Tenant-owned | Storage array | — |  |  |  | KL-DC-024-RACK-D | 2 | 8 | Planned | tenant | CUST-2944 | N |  | N
KL-DC-024-TN-011 | KL-DC-024 | KL-DC-024-TN-011 | Tenant gear | access | Tenant-owned | Storage array | — |  |  |  | KL-DC-024-RACK-D | 10 | 2 | Planned | tenant | CUST-2944 | N |  | N
KL-DC-024-TN-012 | KL-DC-024 | KL-DC-024-TN-012 | Tenant gear | access | Tenant-owned | Mixed equipment | — |  |  |  | KL-DC-024-RACK-D | 12 | 4 | Planned | tenant | CUST-2944 | N |  | N
KL-DC-024-TN-013 | KL-DC-024 | KL-DC-024-TN-013 | Tenant gear | access | Tenant-owned | HPC nodes | — |  |  |  | KL-DC-024-RACK-D | 16 | 2 | Planned | tenant | CUST-2944 | N |  | N
KL-DC-024-TN-014 | KL-DC-024 | KL-DC-024-TN-014 | Tenant gear | access | Tenant-owned | Storage array | — |  |  |  | KL-DC-024-RACK-D | 18 | 6 | Planned | tenant | CUST-2944 | N |  | N
KL-DC-024-TN-015 | KL-DC-024 | KL-DC-024-TN-015 | Tenant gear | access | Tenant-owned | Rack servers | — |  |  |  | KL-DC-024-RACK-D | 24 | 6 | Planned | tenant | CUST-2944 | N |  | N
KL-DC-024-TN-016 | KL-DC-024 | KL-DC-024-TN-016 | Tenant gear | access | Tenant-owned | Blade chassis | — |  |  |  | KL-DC-024-RACK-E | 2 | 8 | Planned | tenant | CUST-2944 | N |  | N
KL-DC-024-TN-017 | KL-DC-024 | KL-DC-024-TN-017 | Tenant gear | access | Tenant-owned | Blade chassis | — |  |  |  | KL-DC-024-RACK-E | 10 | 8 | Planned | tenant | CUST-2944 | N |  | N
KL-DC-024-TN-018 | KL-DC-024 | KL-DC-024-TN-018 | Tenant gear | access | Tenant-owned | Storage array | — |  |  |  | KL-DC-024-RACK-E | 18 | 4 | Planned | tenant | CUST-2944 | N |  | N
KL-DC-024-TN-019 | KL-DC-024 | KL-DC-024-TN-019 | Tenant gear | access | Tenant-owned | Network stack | — |  |  |  | KL-DC-024-RACK-E | 22 | 6 | Planned | tenant | CUST-2944 | N |  | N
KL-DC-024-TN-020 | KL-DC-024 | KL-DC-024-TN-020 | Tenant gear | access | Tenant-owned | Network stack | — |  |  |  | KL-DC-024-RACK-E | 28 | 4 | Planned | tenant | CUST-2944 | N |  | N
KL-DC-024-TN-021 | KL-DC-024 | KL-DC-024-TN-021 | Tenant gear | access | Tenant-owned | HPC nodes | — |  |  |  | KL-DC-024-RACK-F | 2 | 4 | Ready | tenant | CUST-9121 | N |  | N
KL-DC-024-TN-022 | KL-DC-024 | KL-DC-024-TN-022 | Tenant gear | access | Tenant-owned | Rack servers | — |  |  |  | KL-DC-024-RACK-F | 6 | 8 | Planned | tenant | CUST-9121 | N |  | N
KL-DC-024-TN-023 | KL-DC-024 | KL-DC-024-TN-023 | Tenant gear | access | Tenant-owned | Network stack | — |  |  |  | KL-DC-024-RACK-F | 14 | 4 | Planned | tenant | CUST-9121 | N |  | N
KL-DC-024-TN-024 | KL-DC-024 | KL-DC-024-TN-024 | Tenant gear | access | Tenant-owned | HPC nodes | — |  |  |  | KL-DC-024-RACK-F | 18 | 4 | Ready | tenant | CUST-9121 | N |  | N
KL-DC-024-TN-025 | KL-DC-024 | KL-DC-024-TN-025 | Tenant gear | access | Tenant-owned | Storage array | — |  |  |  | KL-DC-024-RACK-F | 22 | 8 | Planned | tenant | CUST-9121 | N |  | N
KL-DC-024-TN-026 | KL-DC-024 | KL-DC-024-TN-026 | Tenant gear | access | Tenant-owned | Blade chassis | — |  |  |  | KL-DC-024-RACK-G | 2 | 8 | Planned | tenant | CUST-9121 | N |  | N
KL-DC-024-TN-027 | KL-DC-024 | KL-DC-024-TN-027 | Tenant gear | access | Tenant-owned | Storage array | — |  |  |  | KL-DC-024-RACK-G | 10 | 8 | Ready | tenant | CUST-9121 | N |  | N
KL-DC-024-TN-028 | KL-DC-024 | KL-DC-024-TN-028 | Tenant gear | access | Tenant-owned | Storage array | — |  |  |  | KL-DC-024-RACK-G | 18 | 10 | Ready | tenant | CUST-9121 | N |  | N
Note on A1: Unique, for example MP-DC-001-BDR-01. Required: yes Type: text System field: NetworkElement.id
Note on B1: Required: yes Type: ref (from Sites) System field: NetworkElement.dcId
Note on C1: As configured on the device (used to match SNMP / LLDP). Required: yes Type: text System field: NetworkElement.name
Note on D1: Tenant gear = an opaque block of customer equipment (never polled). Required: yes Type: list (from device_role) System field: NetworkElement.role
Note on E1: core / spine / leaf / access. For hosts use access. Required: yes Type: list (from layer) System field: NetworkElement.layer
Note on F1: Tenant gear: "Tenant". Required: yes Type: text System field: NetworkElement.vendor
Note on G1: Required: yes Type: text System field: NetworkElement.model
Note on H1: Required: no Type: text System field: NetworkElement.os
Note on I1: Required for operator devices; must be unique. Required: in some cases Type: text System field: NetworkElement.serial
Note on J1: Required for monitored devices. Required: in some cases Type: ip System field: NetworkElement.ip
Note on K1: Required: no Type: text System field: NetworkElement.mac
Note on L1: Required: yes Type: ref (from Racks) System field: NetworkElement.rackId
Note on M1: Lowest U the device occupies (1 = bottom). Required: yes Type: integer System field: NetworkElement.u
Note on N1: Height in U. Required: yes Type: integer System field: NetworkElement.uSize
Note on O1: Planned = reserved rack space, not installed. Required: yes Type: list (from lifecycle) System field: NetworkElement.lifecycle
Note on P1: Required: yes Type: list (from owner) System field: OpsState tenant-owned
Note on Q1: Required when owner = tenant. Required: in some cases Type: ref (from Customers) System field: NetworkElement.tenantId
Note on R1: N = in the rack but not polled. Required: yes Type: list (from yes_no) System field: OpsState in-service / unmonitored
Note on S1: Required when monitored = Y. Required: in some cases Type: ref (from Collectors) System field: NetworkElement.collector
Note on T1: Y = border / PE router carrying the site's backhaul. Required: no Type: list (from yes_no) System field: NetworkElement.isPe

## Modules
device_id * | slot * | name * | serial
MH-DC-001-PE-T4-01 | RE0 | Routing Engine | JU0011000-RE0
MH-DC-001-PE-T4-01 | FPC0 | MPC (fixed) | JU0011000-F0
MH-DC-001-PE-T4-01 | PEM0 | Power supply AC | JU0011000-P0
MH-DC-001-PE-T4-01 | PEM1 | Power supply AC | JU0011000-P1
MH-DC-001-PE-T4-01 | FAN0 | Fan tray | JU0011000-FT
MH-DC-001-PE-T4-02 | RE0 | Routing Engine | JU0011012-RE0
MH-DC-001-PE-T4-02 | FPC0 | MPC (fixed) | JU0011012-F0
MH-DC-001-PE-T4-02 | PEM0 | Power supply AC | JU0011012-P0
MH-DC-001-PE-T4-02 | PEM1 | Power supply AC | JU0011012-P1
MH-DC-001-PE-T4-02 | FAN0 | Fan tray | JU0011012-FT
MH-DC-001-PE-T4-03 | RE0 | Routing Engine | CS0011018-RE0
MH-DC-001-PE-T4-03 | FPC0 | MPC7E-MRATE | CS0011018-F0
MH-DC-001-PE-T4-03 | PEM0 | Power supply AC | CS0011018-P0
MH-DC-001-PE-T4-03 | PEM1 | Power supply AC | CS0011018-P1
MH-DC-001-PE-T4-03 | FAN0 | Fan tray | CS0011018-FT
MH-DC-001-PE-T4-04 | RE0 | Routing Engine | CS0011027-RE0
MH-DC-001-PE-T4-04 | FPC0 | MPC7E-MRATE | CS0011027-F0
MH-DC-001-PE-T4-04 | PEM0 | Power supply AC | CS0011027-P0
MH-DC-001-PE-T4-04 | PEM1 | Power supply AC | CS0011027-P1
MH-DC-001-PE-T4-04 | FAN0 | Fan tray | CS0011027-FT
MH-DC-001-FW-01 | PSU1 | Power supply | FG0011031-P1
MH-DC-001-FW-01 | PSU2 | Power supply | FG0011031-P2
MH-DC-001-FW-01 | FAN | Fan module | FG0011031-FN
MH-DC-001-FW-02 | PSU1 | Power supply | FG0011035-P1
MH-DC-001-FW-02 | PSU2 | Power supply | FG0011035-P2
MH-DC-001-FW-02 | FAN | Fan module | FG0011035-FN
MH-DC-001-OLA-01 | PSU1 | Power supply | NK0011042-P1
MH-DC-001-OLA-01 | PSU2 | Power supply | NK0011042-P2
MH-DC-001-OLA-01 | FAN | Fan module | NK0011042-FN
MH-DC-001-OLA-02 | PSU1 | Power supply | NK0011055-P1
MH-DC-001-OLA-02 | PSU2 | Power supply | NK0011055-P2
MH-DC-001-OLA-02 | FAN | Fan module | NK0011055-FN
MH-DC-001-AGG-R01 | RE0 | Routing Engine | JU0011062-RE0
MH-DC-001-AGG-R01 | FPC0 | MPC7E-MRATE | JU0011062-F0
MH-DC-001-AGG-R01 | PEM0 | Power supply AC | JU0011062-P0
MH-DC-001-AGG-R01 | PEM1 | Power supply AC | JU0011062-P1
MH-DC-001-AGG-R01 | FAN0 | Fan tray | JU0011062-FT
MH-DC-001-AGG-R02 | RE0 | Routing Engine | JU0011065-RE0
MH-DC-001-AGG-R02 | FPC0 | MPC7E-MRATE | JU0011065-F0
MH-DC-001-AGG-R02 | PEM0 | Power supply AC | JU0011065-P0
MH-DC-001-AGG-R02 | PEM1 | Power supply AC | JU0011065-P1
MH-DC-001-AGG-R02 | FAN0 | Fan tray | JU0011065-FT
MH-DC-001-AGG-R03 | RE0 | Routing Engine | JU0011071-RE0
MH-DC-001-AGG-R03 | FPC0 | MPC7E-MRATE | JU0011071-F0
MH-DC-001-AGG-R03 | PEM0 | Power supply AC | JU0011071-P0
MH-DC-001-AGG-R03 | PEM1 | Power supply AC | JU0011071-P1
MH-DC-001-AGG-R03 | FAN0 | Fan tray | JU0011071-FT
MH-DC-001-MMR-SW-01 | PSU1 | Power supply | JU0011080-P1
MH-DC-001-MMR-SW-01 | PSU2 | Power supply | JU0011080-P2
MH-DC-001-MMR-SW-01 | FAN | Fan module | JU0011080-FN
MH-DC-001-MMR-SW-02 | PSU1 | Power supply | CS0011089-P1
MH-DC-001-MMR-SW-02 | PSU2 | Power supply | CS0011089-P2
MH-DC-001-MMR-SW-02 | FAN | Fan module | CS0011089-FN
MH-DC-001-MMR-SW-03 | PSU1 | Power supply | CS0011092-P1
MH-DC-001-MMR-SW-03 | PSU2 | Power supply | CS0011092-P2
MH-DC-001-MMR-SW-03 | FAN | Fan module | CS0011092-FN
MH-DC-001-MMR-SW-04 | PSU1 | Power supply | CS0011102-P1
MH-DC-001-MMR-SW-04 | PSU2 | Power supply | CS0011102-P2
MH-DC-001-MMR-SW-04 | FAN | Fan module | CS0011102-FN
MH-DC-001-MMR-SW-05 | PSU1 | Power supply | JU0011111-P1
MH-DC-001-MMR-SW-05 | PSU2 | Power supply | JU0011111-P2
MH-DC-001-MMR-SW-05 | FAN | Fan module | JU0011111-FN
MH-DC-001-MMR-SW-06 | PSU1 | Power supply | CS0011116-P1
MH-DC-001-MMR-SW-06 | PSU2 | Power supply | CS0011116-P2
MH-DC-001-MMR-SW-06 | FAN | Fan module | CS0011116-FN
MH-DC-001-MMR-SW-07 | PSU1 | Power supply | CS0011119-P1
MH-DC-001-MMR-SW-07 | PSU2 | Power supply | CS0011119-P2
MH-DC-001-MMR-SW-07 | FAN | Fan module | CS0011119-FN
MH-DC-001-MMR-SW-08 | PSU1 | Power supply | CS0011132-P1
MH-DC-001-MMR-SW-08 | PSU2 | Power supply | CS0011132-P2
MH-DC-001-MMR-SW-08 | FAN | Fan module | CS0011132-FN
MH-DC-001-MMR-SW-09 | PSU1 | Power supply | AR0011137-P1
MH-DC-001-MMR-SW-09 | PSU2 | Power supply | AR0011137-P2
MH-DC-001-MMR-SW-09 | FAN | Fan module | AR0011137-FN
MH-DC-001-TOR-001 | PSU1 | Power supply | CS0011146-P1
MH-DC-001-TOR-001 | PSU2 | Power supply | CS0011146-P2
MH-DC-001-TOR-001 | FAN | Fan module | CS0011146-FN
MH-DC-001-TOR-002 | PSU1 | Power supply | CS0011149-P1
MH-DC-001-TOR-002 | PSU2 | Power supply | CS0011149-P2
MH-DC-001-TOR-002 | FAN | Fan module | CS0011149-FN
MH-DC-001-TOR-003 | PSU1 | Power supply | JU0011157-P1
MH-DC-001-TOR-003 | PSU2 | Power supply | JU0011157-P2
MH-DC-001-TOR-003 | FAN | Fan module | JU0011157-FN
MH-DC-001-TOR-004 | PSU1 | Power supply | CS0011165-P1
MH-DC-001-TOR-004 | PSU2 | Power supply | CS0011165-P2
MH-DC-001-TOR-004 | FAN | Fan module | CS0011165-FN
MH-DC-001-TOR-005 | PSU1 | Power supply | JU0011172-P1
MH-DC-001-TOR-005 | PSU2 | Power supply | JU0011172-P2
MH-DC-001-TOR-005 | FAN | Fan module | JU0011172-FN
MH-DC-001-TOR-006 | PSU1 | Power supply | AR0011180-P1
MH-DC-001-TOR-006 | PSU2 | Power supply | AR0011180-P2
MH-DC-001-TOR-006 | FAN | Fan module | AR0011180-FN
MH-DC-002-PE-T4-01 | RE0 | Routing Engine | JU0011001-RE0
MH-DC-002-PE-T4-01 | FPC0 | MPC (fixed) | JU0011001-F0
MH-DC-002-PE-T4-01 | PEM0 | Power supply AC | JU0011001-P0
MH-DC-002-PE-T4-01 | PEM1 | Power supply AC | JU0011001-P1
MH-DC-002-PE-T4-01 | FAN0 | Fan tray | JU0011001-FT
MH-DC-002-PE-T4-02 | RE0 | Routing Engine | JU0011008-RE0
MH-DC-002-PE-T4-02 | FPC0 | MPC (fixed) | JU0011008-F0
MH-DC-002-PE-T4-02 | PEM0 | Power supply AC | JU0011008-P0
MH-DC-002-PE-T4-02 | PEM1 | Power supply AC | JU0011008-P1
MH-DC-002-PE-T4-02 | FAN0 | Fan tray | JU0011008-FT
MH-DC-002-PE-T4-03 | RE0 | Routing Engine | CS0011017-RE0
MH-DC-002-PE-T4-03 | FPC0 | MPC7E-MRATE | CS0011017-F0
MH-DC-002-PE-T4-03 | PEM0 | Power supply AC | CS0011017-P0
MH-DC-002-PE-T4-03 | PEM1 | Power supply AC | CS0011017-P1
MH-DC-002-PE-T4-03 | FAN0 | Fan tray | CS0011017-FT
MH-DC-002-PE-T4-04 | RE0 | Routing Engine | CS0011023-RE0
MH-DC-002-PE-T4-04 | FPC0 | MPC7E-MRATE | CS0011023-F0
MH-DC-002-PE-T4-04 | PEM0 | Power supply AC | CS0011023-P0
MH-DC-002-PE-T4-04 | PEM1 | Power supply AC | CS0011023-P1
MH-DC-002-PE-T4-04 | FAN0 | Fan tray | CS0011023-FT
MH-DC-002-FW-01 | PSU1 | Power supply | FG0011028-P1
MH-DC-002-FW-01 | PSU2 | Power supply | FG0011028-P2
MH-DC-002-FW-01 | FAN | Fan module | FG0011028-FN
MH-DC-002-OLA-01 | PSU1 | Power supply | NK0011036-P1
MH-DC-002-OLA-01 | PSU2 | Power supply | NK0011036-P2
MH-DC-002-OLA-01 | FAN | Fan module | NK0011036-FN
MH-DC-002-AGG-R01 | RE0 | Routing Engine | JU0011043-RE0
MH-DC-002-AGG-R01 | FPC0 | MPC7E-MRATE | JU0011043-F0
MH-DC-002-AGG-R01 | PEM0 | Power supply AC | JU0011043-P0
MH-DC-002-AGG-R01 | PEM1 | Power supply AC | JU0011043-P1
MH-DC-002-AGG-R01 | FAN0 | Fan tray | JU0011043-FT
MH-DC-002-AGG-R02 | RE0 | Routing Engine | JU0011052-RE0
MH-DC-002-AGG-R02 | FPC0 | MPC7E-MRATE | JU0011052-F0
MH-DC-002-AGG-R02 | PEM0 | Power supply AC | JU0011052-P0
MH-DC-002-AGG-R02 | PEM1 | Power supply AC | JU0011052-P1
MH-DC-002-AGG-R02 | FAN0 | Fan tray | JU0011052-FT
MH-DC-002-MMR-SW-01 | PSU1 | Power supply | AR0011061-P1
MH-DC-002-MMR-SW-01 | PSU2 | Power supply | AR0011061-P2
MH-DC-002-MMR-SW-01 | FAN | Fan module | AR0011061-FN
MH-DC-002-MMR-SW-02 | PSU1 | Power supply | JU0011066-P1
MH-DC-002-MMR-SW-02 | PSU2 | Power supply | JU0011066-P2
MH-DC-002-MMR-SW-02 | FAN | Fan module | JU0011066-FN
MH-DC-002-MMR-SW-03 | PSU1 | Power supply | CS0011070-P1
MH-DC-002-MMR-SW-03 | PSU2 | Power supply | CS0011070-P2
MH-DC-002-MMR-SW-03 | FAN | Fan module | CS0011070-FN
MH-DC-002-MMR-SW-04 | PSU1 | Power supply | CS0011079-P1
MH-DC-002-MMR-SW-04 | PSU2 | Power supply | CS0011079-P2
MH-DC-002-MMR-SW-04 | FAN | Fan module | CS0011079-FN
MH-DC-002-TOR-001 | PSU1 | Power supply | JU0011085-P1
MH-DC-002-TOR-001 | PSU2 | Power supply | JU0011085-P2
MH-DC-002-TOR-001 | FAN | Fan module | JU0011085-FN
MH-DC-002-TOR-002 | PSU1 | Power supply | JU0011093-P1
MH-DC-002-TOR-002 | PSU2 | Power supply | JU0011093-P2
MH-DC-002-TOR-002 | FAN | Fan module | JU0011093-FN
MH-DC-002-TOR-003 | PSU1 | Power supply | CS0011101-P1
MH-DC-002-TOR-003 | PSU2 | Power supply | CS0011101-P2
MH-DC-002-TOR-003 | FAN | Fan module | CS0011101-FN
MH-DC-003-PE-T4-01 | RE0 | Routing Engine | JU0011004-RE0
MH-DC-003-PE-T4-01 | FPC0 | MPC (fixed) | JU0011004-F0
MH-DC-003-PE-T4-01 | PEM0 | Power supply AC | JU0011004-P0
MH-DC-003-PE-T4-01 | PEM1 | Power supply AC | JU0011004-P1
MH-DC-003-PE-T4-01 | FAN0 | Fan tray | JU0011004-FT
MH-DC-003-PE-T4-02 | RE0 | Routing Engine | JU0011012-RE0
MH-DC-003-PE-T4-02 | FPC0 | MPC (fixed) | JU0011012-F0
MH-DC-003-PE-T4-02 | PEM0 | Power supply AC | JU0011012-P0
MH-DC-003-PE-T4-02 | PEM1 | Power supply AC | JU0011012-P1
MH-DC-003-PE-T4-02 | FAN0 | Fan tray | JU0011012-FT
MH-DC-003-PE-T4-03 | RE0 | Routing Engine | JU0011018-RE0
MH-DC-003-PE-T4-03 | FPC0 | MPC7E-MRATE | JU0011018-F0
MH-DC-003-PE-T4-03 | PEM0 | Power supply AC | JU0011018-P0
MH-DC-003-PE-T4-03 | PEM1 | Power supply AC | JU0011018-P1
MH-DC-003-PE-T4-03 | FAN0 | Fan tray | JU0011018-FT
MH-DC-003-PE-T4-04 | RE0 | Routing Engine | JU0011022-RE0
MH-DC-003-PE-T4-04 | FPC0 | MPC7E-MRATE | JU0011022-F0
MH-DC-003-PE-T4-04 | PEM0 | Power supply AC | JU0011022-P0
MH-DC-003-PE-T4-04 | PEM1 | Power supply AC | JU0011022-P1
MH-DC-003-PE-T4-04 | FAN0 | Fan tray | JU0011022-FT
MH-DC-003-FW-01 | PSU1 | Power supply | FG0011034-P1
MH-DC-003-FW-01 | PSU2 | Power supply | FG0011034-P2
MH-DC-003-FW-01 | FAN | Fan module | FG0011034-FN
MH-DC-003-OLA-01 | PSU1 | Power supply | CI0011040-P1
MH-DC-003-OLA-01 | PSU2 | Power supply | CI0011040-P2
MH-DC-003-OLA-01 | FAN | Fan module | CI0011040-FN
MH-DC-003-OLA-02 | PSU1 | Power supply | CI0011044-P1
MH-DC-003-OLA-02 | PSU2 | Power supply | CI0011044-P2
MH-DC-003-OLA-02 | FAN | Fan module | CI0011044-FN
MH-DC-003-AGG-R01 | RE0 | Routing Engine | JU0011053-RE0
MH-DC-003-AGG-R01 | FPC0 | MPC7E-MRATE | JU0011053-F0
MH-DC-003-AGG-R01 | PEM0 | Power supply AC | JU0011053-P0
MH-DC-003-AGG-R01 | PEM1 | Power supply AC | JU0011053-P1
MH-DC-003-AGG-R01 | FAN0 | Fan tray | JU0011053-FT
MH-DC-003-AGG-R02 | RE0 | Routing Engine | JU0011060-RE0
MH-DC-003-AGG-R02 | FPC0 | MPC7E-MRATE | JU0011060-F0
MH-DC-003-AGG-R02 | PEM0 | Power supply AC | JU0011060-P0
MH-DC-003-AGG-R02 | PEM1 | Power supply AC | JU0011060-P1
MH-DC-003-AGG-R02 | FAN0 | Fan tray | JU0011060-FT
MH-DC-003-MMR-SW-01 | PSU1 | Power supply | CS0011068-P1
MH-DC-003-MMR-SW-01 | PSU2 | Power supply | CS0011068-P2
MH-DC-003-MMR-SW-01 | FAN | Fan module | CS0011068-FN
MH-DC-003-MMR-SW-02 | PSU1 | Power supply | CS0011075-P1
MH-DC-003-MMR-SW-02 | PSU2 | Power supply | CS0011075-P2
MH-DC-003-MMR-SW-02 | FAN | Fan module | CS0011075-FN
MH-DC-003-MMR-SW-03 | PSU1 | Power supply | JU0011078-P1
MH-DC-003-MMR-SW-03 | PSU2 | Power supply | JU0011078-P2
MH-DC-003-MMR-SW-03 | FAN | Fan module | JU0011078-FN
MH-DC-003-MMR-SW-04 | PSU1 | Power supply | JU0011086-P1
MH-DC-003-MMR-SW-04 | PSU2 | Power supply | JU0011086-P2
MH-DC-003-MMR-SW-04 | FAN | Fan module | JU0011086-FN
MH-DC-003-MMR-SW-05 | PSU1 | Power supply | AR0011096-P1
MH-DC-003-MMR-SW-05 | PSU2 | Power supply | AR0011096-P2
MH-DC-003-MMR-SW-05 | FAN | Fan module | AR0011096-FN
MH-DC-003-TOR-001 | PSU1 | Power supply | CS0011101-P1
MH-DC-003-TOR-001 | PSU2 | Power supply | CS0011101-P2
MH-DC-003-TOR-001 | FAN | Fan module | CS0011101-FN
MH-DC-003-TOR-002 | PSU1 | Power supply | CS0011111-P1
MH-DC-003-TOR-002 | PSU2 | Power supply | CS0011111-P2
MH-DC-003-TOR-002 | FAN | Fan module | CS0011111-FN
MH-DC-003-TOR-003 | PSU1 | Power supply | JU0011115-P1
MH-DC-003-TOR-003 | PSU2 | Power supply | JU0011115-P2
MH-DC-003-TOR-003 | FAN | Fan module | JU0011115-FN
MH-DC-003-TOR-004 | PSU1 | Power supply | JU0011121-P1
MH-DC-003-TOR-004 | PSU2 | Power supply | JU0011121-P2
MH-DC-003-TOR-004 | FAN | Fan module | JU0011121-FN
MH-DC-004-PE-T4-01 | RE0 | Routing Engine | JU0011004-RE0
MH-DC-004-PE-T4-01 | FPC0 | MPC (fixed) | JU0011004-F0
MH-DC-004-PE-T4-01 | PEM0 | Power supply AC | JU0011004-P0
MH-DC-004-PE-T4-01 | PEM1 | Power supply AC | JU0011004-P1
MH-DC-004-PE-T4-01 | FAN0 | Fan tray | JU0011004-FT
MH-DC-004-PE-T4-02 | RE0 | Routing Engine | JU0011007-RE0
MH-DC-004-PE-T4-02 | FPC0 | MPC (fixed) | JU0011007-F0
MH-DC-004-PE-T4-02 | PEM0 | Power supply AC | JU0011007-P0
MH-DC-004-PE-T4-02 | PEM1 | Power supply AC | JU0011007-P1
MH-DC-004-PE-T4-02 | FAN0 | Fan tray | JU0011007-FT
MH-DC-004-PE-T4-03 | RE0 | Routing Engine | JU0011014-RE0
MH-DC-004-PE-T4-03 | FPC0 | MPC (fixed) | JU0011014-F0
MH-DC-004-PE-T4-03 | PEM0 | Power supply AC | JU0011014-P0
MH-DC-004-PE-T4-03 | PEM1 | Power supply AC | JU0011014-P1
MH-DC-004-PE-T4-03 | FAN0 | Fan tray | JU0011014-FT
MH-DC-004-PE-T4-04 | RE0 | Routing Engine | JU0011025-RE0
MH-DC-004-PE-T4-04 | FPC0 | MPC (fixed) | JU0011025-F0
MH-DC-004-PE-T4-04 | PEM0 | Power supply AC | JU0011025-P0
MH-DC-004-PE-T4-04 | PEM1 | Power supply AC | JU0011025-P1
MH-DC-004-PE-T4-04 | FAN0 | Fan tray | JU0011025-FT
MH-DC-004-FW-01 | PSU1 | Power supply | FG0011030-P1
MH-DC-004-FW-01 | PSU2 | Power supply | FG0011030-P2
MH-DC-004-FW-01 | FAN | Fan module | FG0011030-FN
MH-DC-004-OLA-01 | PSU1 | Power supply | NK0011037-P1
MH-DC-004-OLA-01 | PSU2 | Power supply | NK0011037-P2
MH-DC-004-OLA-01 | FAN | Fan module | NK0011037-FN
MH-DC-004-AGG-R01 | RE0 | Routing Engine | JU0011048-RE0
MH-DC-004-AGG-R01 | FPC0 | MPC7E-MRATE | JU0011048-F0
MH-DC-004-AGG-R01 | PEM0 | Power supply AC | JU0011048-P0
MH-DC-004-AGG-R01 | PEM1 | Power supply AC | JU0011048-P1
MH-DC-004-AGG-R01 | FAN0 | Fan tray | JU0011048-FT
MH-DC-004-AGG-R02 | RE0 | Routing Engine | JU0011052-RE0
MH-DC-004-AGG-R02 | FPC0 | MPC7E-MRATE | JU0011052-F0
MH-DC-004-AGG-R02 | PEM0 | Power supply AC | JU0011052-P0
MH-DC-004-AGG-R02 | PEM1 | Power supply AC | JU0011052-P1
MH-DC-004-AGG-R02 | FAN0 | Fan tray | JU0011052-FT
MH-DC-004-MMR-SW-01 | PSU1 | Power supply | JU0011056-P1
MH-DC-004-MMR-SW-01 | PSU2 | Power supply | JU0011056-P2
MH-DC-004-MMR-SW-01 | FAN | Fan module | JU0011056-FN
MH-DC-004-MMR-SW-02 | PSU1 | Power supply | AR0011064-P1
MH-DC-004-MMR-SW-02 | PSU2 | Power supply | AR0011064-P2
MH-DC-004-MMR-SW-02 | FAN | Fan module | AR0011064-FN
MH-DC-004-MMR-SW-03 | PSU1 | Power supply | JU0011073-P1
MH-DC-004-MMR-SW-03 | PSU2 | Power supply | JU0011073-P2
MH-DC-004-MMR-SW-03 | FAN | Fan module | JU0011073-FN
MH-DC-004-MMR-SW-04 | PSU1 | Power supply | JU0011078-P1
MH-DC-004-MMR-SW-04 | PSU2 | Power supply | JU0011078-P2
MH-DC-004-MMR-SW-04 | FAN | Fan module | JU0011078-FN
MH-DC-004-TOR-001 | PSU1 | Power supply | CS0011084-P1
MH-DC-004-TOR-001 | PSU2 | Power supply | CS0011084-P2
MH-DC-004-TOR-001 | FAN | Fan module | CS0011084-FN
MH-DC-004-TOR-002 | PSU1 | Power supply | JU0011092-P1
MH-DC-004-TOR-002 | PSU2 | Power supply | JU0011092-P2
MH-DC-004-TOR-002 | FAN | Fan module | JU0011092-FN
UP-DC-005-PE-T4-01 | RE0 | Routing Engine | JU0011006-RE0
UP-DC-005-PE-T4-01 | FPC0 | MPC (fixed) | JU0011006-F0
UP-DC-005-PE-T4-01 | PEM0 | Power supply AC | JU0011006-P0
UP-DC-005-PE-T4-01 | PEM1 | Power supply AC | JU0011006-P1
UP-DC-005-PE-T4-01 | FAN0 | Fan tray | JU0011006-FT
UP-DC-005-PE-T4-02 | RE0 | Routing Engine | JU0011010-RE0
UP-DC-005-PE-T4-02 | FPC0 | MPC (fixed) | JU0011010-F0
UP-DC-005-PE-T4-02 | PEM0 | Power supply AC | JU0011010-P0
UP-DC-005-PE-T4-02 | PEM1 | Power supply AC | JU0011010-P1
UP-DC-005-PE-T4-02 | FAN0 | Fan tray | JU0011010-FT
UP-DC-005-PE-T4-03 | RE0 | Routing Engine | CS0011014-RE0
UP-DC-005-PE-T4-03 | FPC0 | MPC7E-MRATE | CS0011014-F0
UP-DC-005-PE-T4-03 | PEM0 | Power supply AC | CS0011014-P0
UP-DC-005-PE-T4-03 | PEM1 | Power supply AC | CS0011014-P1
UP-DC-005-PE-T4-03 | FAN0 | Fan tray | CS0011014-FT
UP-DC-005-PE-T4-04 | RE0 | Routing Engine | CS0011024-RE0
UP-DC-005-PE-T4-04 | FPC0 | MPC7E-MRATE | CS0011024-F0
UP-DC-005-PE-T4-04 | PEM0 | Power supply AC | CS0011024-P0
UP-DC-005-PE-T4-04 | PEM1 | Power supply AC | CS0011024-P1
UP-DC-005-PE-T4-04 | FAN0 | Fan tray | CS0011024-FT
UP-DC-005-FW-01 | PSU1 | Power supply | FG0011032-P1
UP-DC-005-FW-01 | PSU2 | Power supply | FG0011032-P2
UP-DC-005-FW-01 | FAN | Fan module | FG0011032-FN
UP-DC-005-OLA-01 | PSU1 | Power supply | NK0011036-P1
UP-DC-005-OLA-01 | PSU2 | Power supply | NK0011036-P2
UP-DC-005-OLA-01 | FAN | Fan module | NK0011036-FN
UP-DC-005-OLA-02 | PSU1 | Power supply | CI0011046-P1
UP-DC-005-OLA-02 | PSU2 | Power supply | CI0011046-P2
UP-DC-005-OLA-02 | FAN | Fan module | CI0011046-FN
UP-DC-005-AGG-R01 | RE0 | Routing Engine | JU0011050-RE0
UP-DC-005-AGG-R01 | FPC0 | MPC7E-MRATE | JU0011050-F0
UP-DC-005-AGG-R01 | PEM0 | Power supply AC | JU0011050-P0
UP-DC-005-AGG-R01 | PEM1 | Power supply AC | JU0011050-P1
UP-DC-005-AGG-R01 | FAN0 | Fan tray | JU0011050-FT
UP-DC-005-AGG-R02 | RE0 | Routing Engine | JU0011056-RE0
UP-DC-005-AGG-R02 | FPC0 | MPC7E-MRATE | JU0011056-F0
UP-DC-005-AGG-R02 | PEM0 | Power supply AC | JU0011056-P0
UP-DC-005-AGG-R02 | PEM1 | Power supply AC | JU0011056-P1
UP-DC-005-AGG-R02 | FAN0 | Fan tray | JU0011056-FT
UP-DC-005-AGG-R03 | RE0 | Routing Engine | JU0011064-RE0
UP-DC-005-AGG-R03 | FPC0 | MPC7E-MRATE | JU0011064-F0
UP-DC-005-AGG-R03 | PEM0 | Power supply AC | JU0011064-P0
UP-DC-005-AGG-R03 | PEM1 | Power supply AC | JU0011064-P1
UP-DC-005-AGG-R03 | FAN0 | Fan tray | JU0011064-FT
UP-DC-005-MMR-SW-01 | PSU1 | Power supply | JU0011071-P1
UP-DC-005-MMR-SW-01 | PSU2 | Power supply | JU0011071-P2
UP-DC-005-MMR-SW-01 | FAN | Fan module | JU0011071-FN
UP-DC-005-MMR-SW-02 | PSU1 | Power supply | AR0011080-P1
UP-DC-005-MMR-SW-02 | PSU2 | Power supply | AR0011080-P2
UP-DC-005-MMR-SW-02 | FAN | Fan module | AR0011080-FN
UP-DC-005-MMR-SW-03 | PSU1 | Power supply | CS0011089-P1
UP-DC-005-MMR-SW-03 | PSU2 | Power supply | CS0011089-P2
UP-DC-005-MMR-SW-03 | FAN | Fan module | CS0011089-FN
UP-DC-005-MMR-SW-04 | PSU1 | Power supply | AR0011095-P1
UP-DC-005-MMR-SW-04 | PSU2 | Power supply | AR0011095-P2
UP-DC-005-MMR-SW-04 | FAN | Fan module | AR0011095-FN
UP-DC-005-MMR-SW-05 | PSU1 | Power supply | JU0011099-P1
UP-DC-005-MMR-SW-05 | PSU2 | Power supply | JU0011099-P2
UP-DC-005-MMR-SW-05 | FAN | Fan module | JU0011099-FN
UP-DC-005-MMR-SW-06 | PSU1 | Power supply | JU0011105-P1
UP-DC-005-MMR-SW-06 | PSU2 | Power supply | JU0011105-P2
UP-DC-005-MMR-SW-06 | FAN | Fan module | JU0011105-FN
UP-DC-005-MMR-SW-07 | PSU1 | Power supply | JU0011118-P1
UP-DC-005-MMR-SW-07 | PSU2 | Power supply | JU0011118-P2
UP-DC-005-MMR-SW-07 | FAN | Fan module | JU0011118-FN
UP-DC-005-TOR-001 | PSU1 | Power supply | AR0011121-P1
UP-DC-005-TOR-001 | PSU2 | Power supply | AR0011121-P2
UP-DC-005-TOR-001 | FAN | Fan module | AR0011121-FN
UP-DC-005-TOR-002 | PSU1 | Power supply | CS0011131-P1
UP-DC-005-TOR-002 | PSU2 | Power supply | CS0011131-P2
UP-DC-005-TOR-002 | FAN | Fan module | CS0011131-FN
UP-DC-005-TOR-003 | PSU1 | Power supply | JU0011136-P1
UP-DC-005-TOR-003 | PSU2 | Power supply | JU0011136-P2
UP-DC-005-TOR-003 | FAN | Fan module | JU0011136-FN
UP-DC-005-TOR-004 | PSU1 | Power supply | CS0011145-P1
UP-DC-005-TOR-004 | PSU2 | Power supply | CS0011145-P2
UP-DC-005-TOR-004 | FAN | Fan module | CS0011145-FN
UP-DC-005-TOR-005 | PSU1 | Power supply | CS0011152-P1
UP-DC-005-TOR-005 | PSU2 | Power supply | CS0011152-P2
UP-DC-005-TOR-005 | FAN | Fan module | CS0011152-FN
UP-DC-006-PE-T4-01 | RE0 | Routing Engine | JU0011001-RE0
UP-DC-006-PE-T4-01 | FPC0 | MPC (fixed) | JU0011001-F0
UP-DC-006-PE-T4-01 | PEM0 | Power supply AC | JU0011001-P0
UP-DC-006-PE-T4-01 | PEM1 | Power supply AC | JU0011001-P1
UP-DC-006-PE-T4-01 | FAN0 | Fan tray | JU0011001-FT
UP-DC-006-PE-T4-02 | RE0 | Routing Engine | JU0011009-RE0
UP-DC-006-PE-T4-02 | FPC0 | MPC (fixed) | JU0011009-F0
UP-DC-006-PE-T4-02 | PEM0 | Power supply AC | JU0011009-P0
UP-DC-006-PE-T4-02 | PEM1 | Power supply AC | JU0011009-P1
UP-DC-006-PE-T4-02 | FAN0 | Fan tray | JU0011009-FT
UP-DC-006-PE-T4-03 | RE0 | Routing Engine | JU0011019-RE0
UP-DC-006-PE-T4-03 | FPC0 | MPC (fixed) | JU0011019-F0
UP-DC-006-PE-T4-03 | PEM0 | Power supply AC | JU0011019-P0
UP-DC-006-PE-T4-03 | PEM1 | Power supply AC | JU0011019-P1
UP-DC-006-PE-T4-03 | FAN0 | Fan tray | JU0011019-FT
UP-DC-006-PE-T4-04 | RE0 | Routing Engine | JU0011027-RE0
UP-DC-006-PE-T4-04 | FPC0 | MPC (fixed) | JU0011027-F0
UP-DC-006-PE-T4-04 | PEM0 | Power supply AC | JU0011027-P0
UP-DC-006-PE-T4-04 | PEM1 | Power supply AC | JU0011027-P1
UP-DC-006-PE-T4-04 | FAN0 | Fan tray | JU0011027-FT
UP-DC-006-FW-01 | PSU1 | Power supply | FG0011030-P1
UP-DC-006-FW-01 | PSU2 | Power supply | FG0011030-P2
UP-DC-006-FW-01 | FAN | Fan module | FG0011030-FN
UP-DC-006-OLA-01 | PSU1 | Power supply | CI0011035-P1
UP-DC-006-OLA-01 | PSU2 | Power supply | CI0011035-P2
UP-DC-006-OLA-01 | FAN | Fan module | CI0011035-FN
UP-DC-006-OLA-02 | PSU1 | Power supply | NK0011044-P1
UP-DC-006-OLA-02 | PSU2 | Power supply | NK0011044-P2
UP-DC-006-OLA-02 | FAN | Fan module | NK0011044-FN
UP-DC-006-AGG-R01 | RE0 | Routing Engine | JU0011052-RE0
UP-DC-006-AGG-R01 | FPC0 | MPC7E-MRATE | JU0011052-F0
UP-DC-006-AGG-R01 | PEM0 | Power supply AC | JU0011052-P0
UP-DC-006-AGG-R01 | PEM1 | Power supply AC | JU0011052-P1
UP-DC-006-AGG-R01 | FAN0 | Fan tray | JU0011052-FT
UP-DC-006-AGG-R02 | RE0 | Routing Engine | JU0011060-RE0
UP-DC-006-AGG-R02 | FPC0 | MPC7E-MRATE | JU0011060-F0
UP-DC-006-AGG-R02 | PEM0 | Power supply AC | JU0011060-P0
UP-DC-006-AGG-R02 | PEM1 | Power supply AC | JU0011060-P1
UP-DC-006-AGG-R02 | FAN0 | Fan tray | JU0011060-FT
UP-DC-006-MMR-SW-01 | PSU1 | Power supply | AR0011065-P1
UP-DC-006-MMR-SW-01 | PSU2 | Power supply | AR0011065-P2
UP-DC-006-MMR-SW-01 | FAN | Fan module | AR0011065-FN
UP-DC-006-MMR-SW-02 | PSU1 | Power supply | AR0011072-P1
UP-DC-006-MMR-SW-02 | PSU2 | Power supply | AR0011072-P2
UP-DC-006-MMR-SW-02 | FAN | Fan module | AR0011072-FN
UP-DC-006-MMR-SW-03 | PSU1 | Power supply | CS0011083-P1
UP-DC-006-MMR-SW-03 | PSU2 | Power supply | CS0011083-P2
UP-DC-006-MMR-SW-03 | FAN | Fan module | CS0011083-FN
UP-DC-006-MMR-SW-04 | PSU1 | Power supply | AR0011085-P1
UP-DC-006-MMR-SW-04 | PSU2 | Power supply | AR0011085-P2
UP-DC-006-MMR-SW-04 | FAN | Fan module | AR0011085-FN
UP-DC-006-MMR-SW-05 | PSU1 | Power supply | JU0011092-P1
UP-DC-006-MMR-SW-05 | PSU2 | Power supply | JU0011092-P2
UP-DC-006-MMR-SW-05 | FAN | Fan module | JU0011092-FN
UP-DC-006-TOR-001 | PSU1 | Power supply | AR0011098-P1
UP-DC-006-TOR-001 | PSU2 | Power supply | AR0011098-P2
UP-DC-006-TOR-001 | FAN | Fan module | AR0011098-FN
UP-DC-006-TOR-002 | PSU1 | Power supply | AR0011111-P1
UP-DC-006-TOR-002 | PSU2 | Power supply | AR0011111-P2
UP-DC-006-TOR-002 | FAN | Fan module | AR0011111-FN
UP-DC-006-TOR-003 | PSU1 | Power supply | CS0011116-P1
UP-DC-006-TOR-003 | PSU2 | Power supply | CS0011116-P2
UP-DC-006-TOR-003 | FAN | Fan module | CS0011116-FN
UP-DC-006-TOR-004 | PSU1 | Power supply | JU0011122-P1
UP-DC-006-TOR-004 | PSU2 | Power supply | JU0011122-P2
UP-DC-006-TOR-004 | FAN | Fan module | JU0011122-FN
UP-DC-007-PE-T4-01 | RE0 | Routing Engine | JU0011006-RE0
UP-DC-007-PE-T4-01 | FPC0 | MPC (fixed) | JU0011006-F0
UP-DC-007-PE-T4-01 | PEM0 | Power supply AC | JU0011006-P0
UP-DC-007-PE-T4-01 | PEM1 | Power supply AC | JU0011006-P1
UP-DC-007-PE-T4-01 | FAN0 | Fan tray | JU0011006-FT
UP-DC-007-PE-T4-02 | RE0 | Routing Engine | JU0011011-RE0
UP-DC-007-PE-T4-02 | FPC0 | MPC (fixed) | JU0011011-F0
UP-DC-007-PE-T4-02 | PEM0 | Power supply AC | JU0011011-P0
UP-DC-007-PE-T4-02 | PEM1 | Power supply AC | JU0011011-P1
UP-DC-007-PE-T4-02 | FAN0 | Fan tray | JU0011011-FT
UP-DC-007-PE-T4-03 | RE0 | Routing Engine | JU0011014-RE0
UP-DC-007-PE-T4-03 | FPC0 | MPC (fixed) | JU0011014-F0
UP-DC-007-PE-T4-03 | PEM0 | Power supply AC | JU0011014-P0
UP-DC-007-PE-T4-03 | PEM1 | Power supply AC | JU0011014-P1
UP-DC-007-PE-T4-03 | FAN0 | Fan tray | JU0011014-FT
UP-DC-007-PE-T4-04 | RE0 | Routing Engine | JU0011026-RE0
UP-DC-007-PE-T4-04 | FPC0 | MPC (fixed) | JU0011026-F0
UP-DC-007-PE-T4-04 | PEM0 | Power supply AC | JU0011026-P0
UP-DC-007-PE-T4-04 | PEM1 | Power supply AC | JU0011026-P1
UP-DC-007-PE-T4-04 | FAN0 | Fan tray | JU0011026-FT
UP-DC-007-FW-01 | PSU1 | Power supply | FG0011030-P1
UP-DC-007-FW-01 | PSU2 | Power supply | FG0011030-P2
UP-DC-007-FW-01 | FAN | Fan module | FG0011030-FN
UP-DC-007-OLA-01 | PSU1 | Power supply | NK0011037-P1
UP-DC-007-OLA-01 | PSU2 | Power supply | NK0011037-P2
UP-DC-007-OLA-01 | FAN | Fan module | NK0011037-FN
UP-DC-007-AGG-R01 | RE0 | Routing Engine | JU0011048-RE0
UP-DC-007-AGG-R01 | FPC0 | MPC7E-MRATE | JU0011048-F0
UP-DC-007-AGG-R01 | PEM0 | Power supply AC | JU0011048-P0
UP-DC-007-AGG-R01 | PEM1 | Power supply AC | JU0011048-P1
UP-DC-007-AGG-R01 | FAN0 | Fan tray | JU0011048-FT
UP-DC-007-AGG-R02 | RE0 | Routing Engine | JU0011055-RE0
UP-DC-007-AGG-R02 | FPC0 | MPC7E-MRATE | JU0011055-F0
UP-DC-007-AGG-R02 | PEM0 | Power supply AC | JU0011055-P0
UP-DC-007-AGG-R02 | PEM1 | Power supply AC | JU0011055-P1
UP-DC-007-AGG-R02 | FAN0 | Fan tray | JU0011055-FT
UP-DC-007-MMR-SW-01 | PSU1 | Power supply | AR0011057-P1
UP-DC-007-MMR-SW-01 | PSU2 | Power supply | AR0011057-P2
UP-DC-007-MMR-SW-01 | FAN | Fan module | AR0011057-FN
UP-DC-007-MMR-SW-02 | PSU1 | Power supply | JU0011065-P1
UP-DC-007-MMR-SW-02 | PSU2 | Power supply | JU0011065-P2
UP-DC-007-MMR-SW-02 | FAN | Fan module | JU0011065-FN
UP-DC-007-MMR-SW-03 | PSU1 | Power supply | AR0011070-P1
UP-DC-007-MMR-SW-03 | PSU2 | Power supply | AR0011070-P2
UP-DC-007-MMR-SW-03 | FAN | Fan module | AR0011070-FN
UP-DC-007-MMR-SW-04 | PSU1 | Power supply | AR0011077-P1
UP-DC-007-MMR-SW-04 | PSU2 | Power supply | AR0011077-P2
UP-DC-007-MMR-SW-04 | FAN | Fan module | AR0011077-FN
UP-DC-007-TOR-001 | PSU1 | Power supply | JU0011087-P1
UP-DC-007-TOR-001 | PSU2 | Power supply | JU0011087-P2
UP-DC-007-TOR-001 | FAN | Fan module | JU0011087-FN
UP-DC-007-TOR-002 | PSU1 | Power supply | CS0011097-P1
UP-DC-007-TOR-002 | PSU2 | Power supply | CS0011097-P2
UP-DC-007-TOR-002 | FAN | Fan module | CS0011097-FN
UP-DC-007-TOR-003 | PSU1 | Power supply | JU0011102-P1
UP-DC-007-TOR-003 | PSU2 | Power supply | JU0011102-P2
UP-DC-007-TOR-003 | FAN | Fan module | JU0011102-FN
KA-DC-008-PE-T4-01 | RE0 | Routing Engine | JU0011006-RE0
KA-DC-008-PE-T4-01 | FPC0 | MPC (fixed) | JU0011006-F0
KA-DC-008-PE-T4-01 | PEM0 | Power supply AC | JU0011006-P0
KA-DC-008-PE-T4-01 | PEM1 | Power supply AC | JU0011006-P1
KA-DC-008-PE-T4-01 | FAN0 | Fan tray | JU0011006-FT
KA-DC-008-PE-T4-02 | RE0 | Routing Engine | JU0011012-RE0
KA-DC-008-PE-T4-02 | FPC0 | MPC (fixed) | JU0011012-F0
KA-DC-008-PE-T4-02 | PEM0 | Power supply AC | JU0011012-P0
KA-DC-008-PE-T4-02 | PEM1 | Power supply AC | JU0011012-P1
KA-DC-008-PE-T4-02 | FAN0 | Fan tray | JU0011012-FT
KA-DC-008-PE-T4-03 | RE0 | Routing Engine | JU0011014-RE0
KA-DC-008-PE-T4-03 | FPC0 | MPC (fixed) | JU0011014-F0
KA-DC-008-PE-T4-03 | PEM0 | Power supply AC | JU0011014-P0
KA-DC-008-PE-T4-03 | PEM1 | Power supply AC | JU0011014-P1
KA-DC-008-PE-T4-03 | FAN0 | Fan tray | JU0011014-FT
KA-DC-008-PE-T4-04 | RE0 | Routing Engine | JU0011027-RE0
KA-DC-008-PE-T4-04 | FPC0 | MPC (fixed) | JU0011027-F0
KA-DC-008-PE-T4-04 | PEM0 | Power supply AC | JU0011027-P0
KA-DC-008-PE-T4-04 | PEM1 | Power supply AC | JU0011027-P1
KA-DC-008-PE-T4-04 | FAN0 | Fan tray | JU0011027-FT
KA-DC-008-FW-01 | PSU1 | Power supply | FG0011030-P1
KA-DC-008-FW-01 | PSU2 | Power supply | FG0011030-P2
KA-DC-008-FW-01 | FAN | Fan module | FG0011030-FN
KA-DC-008-OLA-01 | PSU1 | Power supply | NK0011037-P1
KA-DC-008-OLA-01 | PSU2 | Power supply | NK0011037-P2
KA-DC-008-OLA-01 | FAN | Fan module | NK0011037-FN
KA-DC-008-OLA-02 | PSU1 | Power supply | CI0011045-P1
KA-DC-008-OLA-02 | PSU2 | Power supply | CI0011045-P2
KA-DC-008-OLA-02 | FAN | Fan module | CI0011045-FN
KA-DC-008-AGG-R01 | RE0 | Routing Engine | JU0011053-RE0
KA-DC-008-AGG-R01 | FPC0 | MPC7E-MRATE | JU0011053-F0
KA-DC-008-AGG-R01 | PEM0 | Power supply AC | JU0011053-P0
KA-DC-008-AGG-R01 | PEM1 | Power supply AC | JU0011053-P1
KA-DC-008-AGG-R01 | FAN0 | Fan tray | JU0011053-FT
KA-DC-008-AGG-R02 | RE0 | Routing Engine | JU0011061-RE0
KA-DC-008-AGG-R02 | FPC0 | MPC7E-MRATE | JU0011061-F0
KA-DC-008-AGG-R02 | PEM0 | Power supply AC | JU0011061-P0
KA-DC-008-AGG-R02 | PEM1 | Power supply AC | JU0011061-P1
KA-DC-008-AGG-R02 | FAN0 | Fan tray | JU0011061-FT
KA-DC-008-AGG-R03 | RE0 | Routing Engine | JU0011066-RE0
KA-DC-008-AGG-R03 | FPC0 | MPC7E-MRATE | JU0011066-F0
KA-DC-008-AGG-R03 | PEM0 | Power supply AC | JU0011066-P0
KA-DC-008-AGG-R03 | PEM1 | Power supply AC | JU0011066-P1
KA-DC-008-AGG-R03 | FAN0 | Fan tray | JU0011066-FT
KA-DC-008-MMR-SW-01 | PSU1 | Power supply | CS0011076-P1
KA-DC-008-MMR-SW-01 | PSU2 | Power supply | CS0011076-P2
KA-DC-008-MMR-SW-01 | FAN | Fan module | CS0011076-FN
KA-DC-008-MMR-SW-02 | PSU1 | Power supply | AR0011081-P1
KA-DC-008-MMR-SW-02 | PSU2 | Power supply | AR0011081-P2
KA-DC-008-MMR-SW-02 | FAN | Fan module | AR0011081-FN
KA-DC-008-MMR-SW-03 | PSU1 | Power supply | CS0011084-P1
KA-DC-008-MMR-SW-03 | PSU2 | Power supply | CS0011084-P2
KA-DC-008-MMR-SW-03 | FAN | Fan module | CS0011084-FN
KA-DC-008-MMR-SW-04 | PSU1 | Power supply | JU0011092-P1
KA-DC-008-MMR-SW-04 | PSU2 | Power supply | JU0011092-P2
KA-DC-008-MMR-SW-04 | FAN | Fan module | JU0011092-FN
KA-DC-008-MMR-SW-05 | PSU1 | Power supply | CS0011103-P1
KA-DC-008-MMR-SW-05 | PSU2 | Power supply | CS0011103-P2
KA-DC-008-MMR-SW-05 | FAN | Fan module | CS0011103-FN
KA-DC-008-MMR-SW-06 | PSU1 | Power supply | JU0011108-P1
KA-DC-008-MMR-SW-06 | PSU2 | Power supply | JU0011108-P2
KA-DC-008-MMR-SW-06 | FAN | Fan module | JU0011108-FN
KA-DC-008-MMR-SW-07 | PSU1 | Power supply | AR0011113-P1
KA-DC-008-MMR-SW-07 | PSU2 | Power supply | AR0011113-P2
KA-DC-008-MMR-SW-07 | FAN | Fan module | AR0011113-FN
KA-DC-008-TOR-001 | PSU1 | Power supply | AR0011119-P1
KA-DC-008-TOR-001 | PSU2 | Power supply | AR0011119-P2
KA-DC-008-TOR-001 | FAN | Fan module | AR0011119-FN
KA-DC-008-TOR-002 | PSU1 | Power supply | CS0011129-P1
KA-DC-008-TOR-002 | PSU2 | Power supply | CS0011129-P2
KA-DC-008-TOR-002 | FAN | Fan module | CS0011129-FN
KA-DC-008-TOR-003 | PSU1 | Power supply | AR0011138-P1
KA-DC-008-TOR-003 | PSU2 | Power supply | AR0011138-P2
KA-DC-008-TOR-003 | FAN | Fan module | AR0011138-FN
KA-DC-008-TOR-004 | PSU1 | Power supply | AR0011146-P1
KA-DC-008-TOR-004 | PSU2 | Power supply | AR0011146-P2
KA-DC-008-TOR-004 | FAN | Fan module | AR0011146-FN
KA-DC-008-TOR-005 | PSU1 | Power supply | AR0011149-P1
KA-DC-008-TOR-005 | PSU2 | Power supply | AR0011149-P2
KA-DC-008-TOR-005 | FAN | Fan module | AR0011149-FN
DL-DC-009-PE-T4-01 | RE0 | Routing Engine | JU0011002-RE0
DL-DC-009-PE-T4-01 | FPC0 | MPC (fixed) | JU0011002-F0
DL-DC-009-PE-T4-01 | PEM0 | Power supply AC | JU0011002-P0
DL-DC-009-PE-T4-01 | PEM1 | Power supply AC | JU0011002-P1
DL-DC-009-PE-T4-01 | FAN0 | Fan tray | JU0011002-FT
DL-DC-009-PE-T4-02 | RE0 | Routing Engine | JU0011012-RE0
DL-DC-009-PE-T4-02 | FPC0 | MPC (fixed) | JU0011012-F0
DL-DC-009-PE-T4-02 | PEM0 | Power supply AC | JU0011012-P0
DL-DC-009-PE-T4-02 | PEM1 | Power supply AC | JU0011012-P1
DL-DC-009-PE-T4-02 | FAN0 | Fan tray | JU0011012-FT
DL-DC-009-PE-T4-03 | RE0 | Routing Engine | CS0011020-RE0
DL-DC-009-PE-T4-03 | FPC0 | MPC7E-MRATE | CS0011020-F0
DL-DC-009-PE-T4-03 | PEM0 | Power supply AC | CS0011020-P0
DL-DC-009-PE-T4-03 | PEM1 | Power supply AC | CS0011020-P1
DL-DC-009-PE-T4-03 | FAN0 | Fan tray | CS0011020-FT
DL-DC-009-PE-T4-04 | RE0 | Routing Engine | CS0011021-RE0
DL-DC-009-PE-T4-04 | FPC0 | MPC7E-MRATE | CS0011021-F0
DL-DC-009-PE-T4-04 | PEM0 | Power supply AC | CS0011021-P0
DL-DC-009-PE-T4-04 | PEM1 | Power supply AC | CS0011021-P1
DL-DC-009-PE-T4-04 | FAN0 | Fan tray | CS0011021-FT
DL-DC-009-FW-01 | PSU1 | Power supply | FG0011033-P1
DL-DC-009-FW-01 | PSU2 | Power supply | FG0011033-P2
DL-DC-009-FW-01 | FAN | Fan module | FG0011033-FN
DL-DC-009-FW-02 | PSU1 | Power supply | FG0011037-P1
DL-DC-009-FW-02 | PSU2 | Power supply | FG0011037-P2
DL-DC-009-FW-02 | FAN | Fan module | FG0011037-FN
DL-DC-009-OLA-01 | PSU1 | Power supply | CI0011043-P1
DL-DC-009-OLA-01 | PSU2 | Power supply | CI0011043-P2
DL-DC-009-OLA-01 | FAN | Fan module | CI0011043-FN
DL-DC-009-OLA-02 | PSU1 | Power supply | CI0011049-P1
DL-DC-009-OLA-02 | PSU2 | Power supply | CI0011049-P2
DL-DC-009-OLA-02 | FAN | Fan module | CI0011049-FN
DL-DC-009-AGG-R01 | RE0 | Routing Engine | JU0011060-RE0
DL-DC-009-AGG-R01 | FPC0 | MPC7E-MRATE | JU0011060-F0
DL-DC-009-AGG-R01 | PEM0 | Power supply AC | JU0011060-P0
DL-DC-009-AGG-R01 | PEM1 | Power supply AC | JU0011060-P1
DL-DC-009-AGG-R01 | FAN0 | Fan tray | JU0011060-FT
DL-DC-009-AGG-R02 | RE0 | Routing Engine | JU0011063-RE0
DL-DC-009-AGG-R02 | FPC0 | MPC7E-MRATE | JU0011063-F0
DL-DC-009-AGG-R02 | PEM0 | Power supply AC | JU0011063-P0
DL-DC-009-AGG-R02 | PEM1 | Power supply AC | JU0011063-P1
DL-DC-009-AGG-R02 | FAN0 | Fan tray | JU0011063-FT
DL-DC-009-AGG-R03 | RE0 | Routing Engine | JU0011071-RE0
DL-DC-009-AGG-R03 | FPC0 | MPC7E-MRATE | JU0011071-F0
DL-DC-009-AGG-R03 | PEM0 | Power supply AC | JU0011071-P0
DL-DC-009-AGG-R03 | PEM1 | Power supply AC | JU0011071-P1
DL-DC-009-AGG-R03 | FAN0 | Fan tray | JU0011071-FT
DL-DC-009-MMR-SW-01 | PSU1 | Power supply | JU0011080-P1
DL-DC-009-MMR-SW-01 | PSU2 | Power supply | JU0011080-P2
DL-DC-009-MMR-SW-01 | FAN | Fan module | JU0011080-FN
DL-DC-009-MMR-SW-02 | PSU1 | Power supply | CS0011085-P1
DL-DC-009-MMR-SW-02 | PSU2 | Power supply | CS0011085-P2
DL-DC-009-MMR-SW-02 | FAN | Fan module | CS0011085-FN
DL-DC-009-MMR-SW-03 | PSU1 | Power supply | JU0011093-P1
DL-DC-009-MMR-SW-03 | PSU2 | Power supply | JU0011093-P2
DL-DC-009-MMR-SW-03 | FAN | Fan module | JU0011093-FN
DL-DC-009-MMR-SW-04 | PSU1 | Power supply | AR0011100-P1
DL-DC-009-MMR-SW-04 | PSU2 | Power supply | AR0011100-P2
DL-DC-009-MMR-SW-04 | FAN | Fan module | AR0011100-FN
DL-DC-009-MMR-SW-05 | PSU1 | Power supply | JU0011107-P1
DL-DC-009-MMR-SW-05 | PSU2 | Power supply | JU0011107-P2
DL-DC-009-MMR-SW-05 | FAN | Fan module | JU0011107-FN
DL-DC-009-MMR-SW-06 | PSU1 | Power supply | JU0011117-P1
DL-DC-009-MMR-SW-06 | PSU2 | Power supply | JU0011117-P2
DL-DC-009-MMR-SW-06 | FAN | Fan module | JU0011117-FN
DL-DC-009-MMR-SW-07 | PSU1 | Power supply | JU0011119-P1
DL-DC-009-MMR-SW-07 | PSU2 | Power supply | JU0011119-P2
DL-DC-009-MMR-SW-07 | FAN | Fan module | JU0011119-FN
DL-DC-009-MMR-SW-08 | PSU1 | Power supply | AR0011131-P1
DL-DC-009-MMR-SW-08 | PSU2 | Power supply | AR0011131-P2
DL-DC-009-MMR-SW-08 | FAN | Fan module | AR0011131-FN
DL-DC-009-TOR-001 | PSU1 | Power supply | JU0011138-P1
DL-DC-009-TOR-001 | PSU2 | Power supply | JU0011138-P2
DL-DC-009-TOR-001 | FAN | Fan module | JU0011138-FN
DL-DC-009-TOR-002 | PSU1 | Power supply | CS0011146-P1
DL-DC-009-TOR-002 | PSU2 | Power supply | CS0011146-P2
DL-DC-009-TOR-002 | FAN | Fan module | CS0011146-FN
DL-DC-009-TOR-003 | PSU1 | Power supply | AR0011153-P1
DL-DC-009-TOR-003 | PSU2 | Power supply | AR0011153-P2
DL-DC-009-TOR-003 | FAN | Fan module | AR0011153-FN
DL-DC-009-TOR-004 | PSU1 | Power supply | CS0011154-P1
DL-DC-009-TOR-004 | PSU2 | Power supply | CS0011154-P2
DL-DC-009-TOR-004 | FAN | Fan module | CS0011154-FN
DL-DC-009-TOR-005 | PSU1 | Power supply | CS0011164-P1
DL-DC-009-TOR-005 | PSU2 | Power supply | CS0011164-P2
DL-DC-009-TOR-005 | FAN | Fan module | CS0011164-FN
DL-DC-009-TOR-006 | PSU1 | Power supply | CS0011170-P1
DL-DC-009-TOR-006 | PSU2 | Power supply | CS0011170-P2
DL-DC-009-TOR-006 | FAN | Fan module | CS0011170-FN
AP-DC-010-PE-T4-01 | RE0 | Routing Engine | JU0011005-RE0
AP-DC-010-PE-T4-01 | FPC0 | MPC (fixed) | JU0011005-F0
AP-DC-010-PE-T4-01 | PEM0 | Power supply AC | JU0011005-P0
AP-DC-010-PE-T4-01 | PEM1 | Power supply AC | JU0011005-P1
AP-DC-010-PE-T4-01 | FAN0 | Fan tray | JU0011005-FT
AP-DC-010-PE-T4-02 | RE0 | Routing Engine | JU0011009-RE0
AP-DC-010-PE-T4-02 | FPC0 | MPC (fixed) | JU0011009-F0
AP-DC-010-PE-T4-02 | PEM0 | Power supply AC | JU0011009-P0
AP-DC-010-PE-T4-02 | PEM1 | Power supply AC | JU0011009-P1
AP-DC-010-PE-T4-02 | FAN0 | Fan tray | JU0011009-FT
AP-DC-010-PE-T4-03 | RE0 | Routing Engine | CS0011018-RE0
AP-DC-010-PE-T4-03 | FPC0 | MPC7E-MRATE | CS0011018-F0
AP-DC-010-PE-T4-03 | PEM0 | Power supply AC | CS0011018-P0
AP-DC-010-PE-T4-03 | PEM1 | Power supply AC | CS0011018-P1
AP-DC-010-PE-T4-03 | FAN0 | Fan tray | CS0011018-FT
AP-DC-010-PE-T4-04 | RE0 | Routing Engine | CS0011024-RE0
AP-DC-010-PE-T4-04 | FPC0 | MPC7E-MRATE | CS0011024-F0
AP-DC-010-PE-T4-04 | PEM0 | Power supply AC | CS0011024-P0
AP-DC-010-PE-T4-04 | PEM1 | Power supply AC | CS0011024-P1
AP-DC-010-PE-T4-04 | FAN0 | Fan tray | CS0011024-FT
AP-DC-010-FW-01 | PSU1 | Power supply | FG0011032-P1
AP-DC-010-FW-01 | PSU2 | Power supply | FG0011032-P2
AP-DC-010-FW-01 | FAN | Fan module | FG0011032-FN
AP-DC-010-OLA-01 | PSU1 | Power supply | NK0011038-P1
AP-DC-010-OLA-01 | PSU2 | Power supply | NK0011038-P2
AP-DC-010-OLA-01 | FAN | Fan module | NK0011038-FN
AP-DC-010-AGG-R01 | RE0 | Routing Engine | JU0011043-RE0
AP-DC-010-AGG-R01 | FPC0 | MPC7E-MRATE | JU0011043-F0
AP-DC-010-AGG-R01 | PEM0 | Power supply AC | JU0011043-P0
AP-DC-010-AGG-R01 | PEM1 | Power supply AC | JU0011043-P1
AP-DC-010-AGG-R01 | FAN0 | Fan tray | JU0011043-FT
AP-DC-010-AGG-R02 | RE0 | Routing Engine | JU0011050-RE0
AP-DC-010-AGG-R02 | FPC0 | MPC7E-MRATE | JU0011050-F0
AP-DC-010-AGG-R02 | PEM0 | Power supply AC | JU0011050-P0
AP-DC-010-AGG-R02 | PEM1 | Power supply AC | JU0011050-P1
AP-DC-010-AGG-R02 | FAN0 | Fan tray | JU0011050-FT
AP-DC-010-MMR-SW-01 | PSU1 | Power supply | AR0011061-P1
AP-DC-010-MMR-SW-01 | PSU2 | Power supply | AR0011061-P2
AP-DC-010-MMR-SW-01 | FAN | Fan module | AR0011061-FN
AP-DC-010-MMR-SW-02 | PSU1 | Power supply | JU0011067-P1
AP-DC-010-MMR-SW-02 | PSU2 | Power supply | JU0011067-P2
AP-DC-010-MMR-SW-02 | FAN | Fan module | JU0011067-FN
AP-DC-010-MMR-SW-03 | PSU1 | Power supply | CS0011074-P1
AP-DC-010-MMR-SW-03 | PSU2 | Power supply | CS0011074-P2
AP-DC-010-MMR-SW-03 | FAN | Fan module | CS0011074-FN
AP-DC-010-MMR-SW-04 | PSU1 | Power supply | CS0011081-P1
AP-DC-010-MMR-SW-04 | PSU2 | Power supply | CS0011081-P2
AP-DC-010-MMR-SW-04 | FAN | Fan module | CS0011081-FN
AP-DC-010-TOR-001 | PSU1 | Power supply | JU0011084-P1
AP-DC-010-TOR-001 | PSU2 | Power supply | JU0011084-P2
AP-DC-010-TOR-001 | FAN | Fan module | JU0011084-FN
AP-DC-010-TOR-002 | PSU1 | Power supply | CS0011096-P1
AP-DC-010-TOR-002 | PSU2 | Power supply | CS0011096-P2
AP-DC-010-TOR-002 | FAN | Fan module | CS0011096-FN
AP-DC-010-TOR-003 | PSU1 | Power supply | AR0011100-P1
AP-DC-010-TOR-003 | PSU2 | Power supply | AR0011100-P2
AP-DC-010-TOR-003 | FAN | Fan module | AR0011100-FN
HR-DC-011-PE-T4-01 | RE0 | Routing Engine | JU0011000-RE0
HR-DC-011-PE-T4-01 | FPC0 | MPC (fixed) | JU0011000-F0
HR-DC-011-PE-T4-01 | PEM0 | Power supply AC | JU0011000-P0
HR-DC-011-PE-T4-01 | PEM1 | Power supply AC | JU0011000-P1
HR-DC-011-PE-T4-01 | FAN0 | Fan tray | JU0011000-FT
HR-DC-011-PE-T4-02 | RE0 | Routing Engine | JU0011010-RE0
HR-DC-011-PE-T4-02 | FPC0 | MPC (fixed) | JU0011010-F0
HR-DC-011-PE-T4-02 | PEM0 | Power supply AC | JU0011010-P0
HR-DC-011-PE-T4-02 | PEM1 | Power supply AC | JU0011010-P1
HR-DC-011-PE-T4-02 | FAN0 | Fan tray | JU0011010-FT
HR-DC-011-PE-T4-03 | RE0 | Routing Engine | JU0011016-RE0
HR-DC-011-PE-T4-03 | FPC0 | MPC7E-MRATE | JU0011016-F0
HR-DC-011-PE-T4-03 | PEM0 | Power supply AC | JU0011016-P0
HR-DC-011-PE-T4-03 | PEM1 | Power supply AC | JU0011016-P1
HR-DC-011-PE-T4-03 | FAN0 | Fan tray | JU0011016-FT
HR-DC-011-PE-T4-04 | RE0 | Routing Engine | JU0011023-RE0
HR-DC-011-PE-T4-04 | FPC0 | MPC7E-MRATE | JU0011023-F0
HR-DC-011-PE-T4-04 | PEM0 | Power supply AC | JU0011023-P0
HR-DC-011-PE-T4-04 | PEM1 | Power supply AC | JU0011023-P1
HR-DC-011-PE-T4-04 | FAN0 | Fan tray | JU0011023-FT
HR-DC-011-FW-01 | PSU1 | Power supply | FG0011034-P1
HR-DC-011-FW-01 | PSU2 | Power supply | FG0011034-P2
HR-DC-011-FW-01 | FAN | Fan module | FG0011034-FN
HR-DC-011-OLA-01 | PSU1 | Power supply | CI0011039-P1
HR-DC-011-OLA-01 | PSU2 | Power supply | CI0011039-P2
HR-DC-011-OLA-01 | FAN | Fan module | CI0011039-FN
HR-DC-011-OLA-02 | PSU1 | Power supply | NK0011047-P1
HR-DC-011-OLA-02 | PSU2 | Power supply | NK0011047-P2
HR-DC-011-OLA-02 | FAN | Fan module | NK0011047-FN
HR-DC-011-AGG-R01 | RE0 | Routing Engine | JU0011053-RE0
HR-DC-011-AGG-R01 | FPC0 | MPC7E-MRATE | JU0011053-F0
HR-DC-011-AGG-R01 | PEM0 | Power supply AC | JU0011053-P0
HR-DC-011-AGG-R01 | PEM1 | Power supply AC | JU0011053-P1
HR-DC-011-AGG-R01 | FAN0 | Fan tray | JU0011053-FT
HR-DC-011-AGG-R02 | RE0 | Routing Engine | JU0011061-RE0
HR-DC-011-AGG-R02 | FPC0 | MPC7E-MRATE | JU0011061-F0
HR-DC-011-AGG-R02 | PEM0 | Power supply AC | JU0011061-P0
HR-DC-011-AGG-R02 | PEM1 | Power supply AC | JU0011061-P1
HR-DC-011-AGG-R02 | FAN0 | Fan tray | JU0011061-FT
HR-DC-011-MMR-SW-01 | PSU1 | Power supply | AR0011068-P1
HR-DC-011-MMR-SW-01 | PSU2 | Power supply | AR0011068-P2
HR-DC-011-MMR-SW-01 | FAN | Fan module | AR0011068-FN
HR-DC-011-MMR-SW-02 | PSU1 | Power supply | AR0011072-P1
HR-DC-011-MMR-SW-02 | PSU2 | Power supply | AR0011072-P2
HR-DC-011-MMR-SW-02 | FAN | Fan module | AR0011072-FN
HR-DC-011-MMR-SW-03 | PSU1 | Power supply | AR0011080-P1
HR-DC-011-MMR-SW-03 | PSU2 | Power supply | AR0011080-P2
HR-DC-011-MMR-SW-03 | FAN | Fan module | AR0011080-FN
HR-DC-011-MMR-SW-04 | PSU1 | Power supply | AR0011086-P1
HR-DC-011-MMR-SW-04 | PSU2 | Power supply | AR0011086-P2
HR-DC-011-MMR-SW-04 | FAN | Fan module | AR0011086-FN
HR-DC-011-MMR-SW-05 | PSU1 | Power supply | CS0011094-P1
HR-DC-011-MMR-SW-05 | PSU2 | Power supply | CS0011094-P2
HR-DC-011-MMR-SW-05 | FAN | Fan module | CS0011094-FN
HR-DC-011-MMR-SW-06 | PSU1 | Power supply | CS0011102-P1
HR-DC-011-MMR-SW-06 | PSU2 | Power supply | CS0011102-P2
HR-DC-011-MMR-SW-06 | FAN | Fan module | CS0011102-FN
HR-DC-011-TOR-001 | PSU1 | Power supply | CS0011106-P1
HR-DC-011-TOR-001 | PSU2 | Power supply | CS0011106-P2
HR-DC-011-TOR-001 | FAN | Fan module | CS0011106-FN
HR-DC-011-TOR-002 | PSU1 | Power supply | CS0011116-P1
HR-DC-011-TOR-002 | PSU2 | Power supply | CS0011116-P2
HR-DC-011-TOR-002 | FAN | Fan module | CS0011116-FN
HR-DC-011-TOR-003 | PSU1 | Power supply | JU0011119-P1
HR-DC-011-TOR-003 | PSU2 | Power supply | JU0011119-P2
HR-DC-011-TOR-003 | FAN | Fan module | JU0011119-FN
HR-DC-011-TOR-004 | PSU1 | Power supply | JU0011126-P1
HR-DC-011-TOR-004 | PSU2 | Power supply | JU0011126-P2
HR-DC-011-TOR-004 | FAN | Fan module | JU0011126-FN
HR-DC-011-TOR-005 | PSU1 | Power supply | JU0011137-P1
HR-DC-011-TOR-005 | PSU2 | Power supply | JU0011137-P2
HR-DC-011-TOR-005 | FAN | Fan module | JU0011137-FN
PB-DC-012-PE-T4-01 | RE0 | Routing Engine | JU0011005-RE0
PB-DC-012-PE-T4-01 | FPC0 | MPC (fixed) | JU0011005-F0
PB-DC-012-PE-T4-01 | PEM0 | Power supply AC | JU0011005-P0
PB-DC-012-PE-T4-01 | PEM1 | Power supply AC | JU0011005-P1
PB-DC-012-PE-T4-01 | FAN0 | Fan tray | JU0011005-FT
PB-DC-012-PE-T4-02 | RE0 | Routing Engine | JU0011011-RE0
PB-DC-012-PE-T4-02 | FPC0 | MPC (fixed) | JU0011011-F0
PB-DC-012-PE-T4-02 | PEM0 | Power supply AC | JU0011011-P0
PB-DC-012-PE-T4-02 | PEM1 | Power supply AC | JU0011011-P1
PB-DC-012-PE-T4-02 | FAN0 | Fan tray | JU0011011-FT
PB-DC-012-PE-T4-03 | RE0 | Routing Engine | JU0011018-RE0
PB-DC-012-PE-T4-03 | FPC0 | MPC (fixed) | JU0011018-F0
PB-DC-012-PE-T4-03 | PEM0 | Power supply AC | JU0011018-P0
PB-DC-012-PE-T4-03 | PEM1 | Power supply AC | JU0011018-P1
PB-DC-012-PE-T4-03 | FAN0 | Fan tray | JU0011018-FT
PB-DC-012-PE-T4-04 | RE0 | Routing Engine | JU0011025-RE0
PB-DC-012-PE-T4-04 | FPC0 | MPC (fixed) | JU0011025-F0
PB-DC-012-PE-T4-04 | PEM0 | Power supply AC | JU0011025-P0
PB-DC-012-PE-T4-04 | PEM1 | Power supply AC | JU0011025-P1
PB-DC-012-PE-T4-04 | FAN0 | Fan tray | JU0011025-FT
PB-DC-012-FW-01 | PSU1 | Power supply | FG0011029-P1
PB-DC-012-FW-01 | PSU2 | Power supply | FG0011029-P2
PB-DC-012-FW-01 | FAN | Fan module | FG0011029-FN
PB-DC-012-OLA-01 | PSU1 | Power supply | NK0011036-P1
PB-DC-012-OLA-01 | PSU2 | Power supply | NK0011036-P2
PB-DC-012-OLA-01 | FAN | Fan module | NK0011036-FN
PB-DC-012-AGG-R01 | RE0 | Routing Engine | JU0011047-RE0
PB-DC-012-AGG-R01 | FPC0 | MPC7E-MRATE | JU0011047-F0
PB-DC-012-AGG-R01 | PEM0 | Power supply AC | JU0011047-P0
PB-DC-012-AGG-R01 | PEM1 | Power supply AC | JU0011047-P1
PB-DC-012-AGG-R01 | FAN0 | Fan tray | JU0011047-FT
PB-DC-012-AGG-R02 | RE0 | Routing Engine | JU0011055-RE0
PB-DC-012-AGG-R02 | FPC0 | MPC7E-MRATE | JU0011055-F0
PB-DC-012-AGG-R02 | PEM0 | Power supply AC | JU0011055-P0
PB-DC-012-AGG-R02 | PEM1 | Power supply AC | JU0011055-P1
PB-DC-012-AGG-R02 | FAN0 | Fan tray | JU0011055-FT
PB-DC-012-MMR-SW-01 | PSU1 | Power supply | CS0011059-P1
PB-DC-012-MMR-SW-01 | PSU2 | Power supply | CS0011059-P2
PB-DC-012-MMR-SW-01 | FAN | Fan module | CS0011059-FN
PB-DC-012-MMR-SW-02 | PSU1 | Power supply | AR0011067-P1
PB-DC-012-MMR-SW-02 | PSU2 | Power supply | AR0011067-P2
PB-DC-012-MMR-SW-02 | FAN | Fan module | AR0011067-FN
PB-DC-012-MMR-SW-03 | PSU1 | Power supply | AR0011070-P1
PB-DC-012-MMR-SW-03 | PSU2 | Power supply | AR0011070-P2
PB-DC-012-MMR-SW-03 | FAN | Fan module | AR0011070-FN
PB-DC-012-MMR-SW-04 | PSU1 | Power supply | CS0011080-P1
PB-DC-012-MMR-SW-04 | PSU2 | Power supply | CS0011080-P2
PB-DC-012-MMR-SW-04 | FAN | Fan module | CS0011080-FN
PB-DC-012-TOR-001 | PSU1 | Power supply | JU0011086-P1
PB-DC-012-TOR-001 | PSU2 | Power supply | JU0011086-P2
PB-DC-012-TOR-001 | FAN | Fan module | JU0011086-FN
PB-DC-012-TOR-002 | PSU1 | Power supply | CS0011091-P1
PB-DC-012-TOR-002 | PSU2 | Power supply | CS0011091-P2
PB-DC-012-TOR-002 | FAN | Fan module | CS0011091-FN
MP-DC-014-PE-T4-01 | RE0 | Routing Engine | JU0011005-RE0
MP-DC-014-PE-T4-01 | FPC0 | MPC (fixed) | JU0011005-F0
MP-DC-014-PE-T4-01 | PEM0 | Power supply AC | JU0011005-P0
MP-DC-014-PE-T4-01 | PEM1 | Power supply AC | JU0011005-P1
MP-DC-014-PE-T4-01 | FAN0 | Fan tray | JU0011005-FT
MP-DC-014-PE-T4-02 | RE0 | Routing Engine | JU0011013-RE0
MP-DC-014-PE-T4-02 | FPC0 | MPC (fixed) | JU0011013-F0
MP-DC-014-PE-T4-02 | PEM0 | Power supply AC | JU0011013-P0
MP-DC-014-PE-T4-02 | PEM1 | Power supply AC | JU0011013-P1
MP-DC-014-PE-T4-02 | FAN0 | Fan tray | JU0011013-FT
MP-DC-014-PE-T4-03 | RE0 | Routing Engine | NK0011020-RE0
MP-DC-014-PE-T4-03 | FPC0 | MPC7E-MRATE | NK0011020-F0
MP-DC-014-PE-T4-03 | PEM0 | Power supply AC | NK0011020-P0
MP-DC-014-PE-T4-03 | PEM1 | Power supply AC | NK0011020-P1
MP-DC-014-PE-T4-03 | FAN0 | Fan tray | NK0011020-FT
MP-DC-014-PE-T4-04 | RE0 | Routing Engine | NK0011026-RE0
MP-DC-014-PE-T4-04 | FPC0 | MPC7E-MRATE | NK0011026-F0
MP-DC-014-PE-T4-04 | PEM0 | Power supply AC | NK0011026-P0
MP-DC-014-PE-T4-04 | PEM1 | Power supply AC | NK0011026-P1
MP-DC-014-PE-T4-04 | FAN0 | Fan tray | NK0011026-FT
MP-DC-014-FW-01 | PSU1 | Power supply | FG0011028-P1
MP-DC-014-FW-01 | PSU2 | Power supply | FG0011028-P2
MP-DC-014-FW-01 | FAN | Fan module | FG0011028-FN
MP-DC-014-OLA-01 | PSU1 | Power supply | CI0011038-P1
MP-DC-014-OLA-01 | PSU2 | Power supply | CI0011038-P2
MP-DC-014-OLA-01 | FAN | Fan module | CI0011038-FN
MP-DC-014-AGG-R01 | RE0 | Routing Engine | JU0011044-RE0
MP-DC-014-AGG-R01 | FPC0 | MPC7E-MRATE | JU0011044-F0
MP-DC-014-AGG-R01 | PEM0 | Power supply AC | JU0011044-P0
MP-DC-014-AGG-R01 | PEM1 | Power supply AC | JU0011044-P1
MP-DC-014-AGG-R01 | FAN0 | Fan tray | JU0011044-FT
MP-DC-014-AGG-R02 | RE0 | Routing Engine | JU0011054-RE0
MP-DC-014-AGG-R02 | FPC0 | MPC7E-MRATE | JU0011054-F0
MP-DC-014-AGG-R02 | PEM0 | Power supply AC | JU0011054-P0
MP-DC-014-AGG-R02 | PEM1 | Power supply AC | JU0011054-P1
MP-DC-014-AGG-R02 | FAN0 | Fan tray | JU0011054-FT
MP-DC-014-MMR-SW-01 | PSU1 | Power supply | JU0011060-P1
MP-DC-014-MMR-SW-01 | PSU2 | Power supply | JU0011060-P2
MP-DC-014-MMR-SW-01 | FAN | Fan module | JU0011060-FN
MP-DC-014-MMR-SW-02 | PSU1 | Power supply | AR0011068-P1
MP-DC-014-MMR-SW-02 | PSU2 | Power supply | AR0011068-P2
MP-DC-014-MMR-SW-02 | FAN | Fan module | AR0011068-FN
MP-DC-014-MMR-SW-03 | PSU1 | Power supply | CS0011076-P1
MP-DC-014-MMR-SW-03 | PSU2 | Power supply | CS0011076-P2
MP-DC-014-MMR-SW-03 | FAN | Fan module | CS0011076-FN
MP-DC-014-MMR-SW-04 | PSU1 | Power supply | CS0011081-P1
MP-DC-014-MMR-SW-04 | PSU2 | Power supply | CS0011081-P2
MP-DC-014-MMR-SW-04 | FAN | Fan module | CS0011081-FN
MP-DC-014-MMR-SW-05 | PSU1 | Power supply | JU0011088-P1
MP-DC-014-MMR-SW-05 | PSU2 | Power supply | JU0011088-P2
MP-DC-014-MMR-SW-05 | FAN | Fan module | JU0011088-FN
MP-DC-014-TOR-001 | PSU1 | Power supply | AR0011095-P1
MP-DC-014-TOR-001 | PSU2 | Power supply | AR0011095-P2
MP-DC-014-TOR-001 | FAN | Fan module | AR0011095-FN
MP-DC-014-TOR-002 | PSU1 | Power supply | JU0011098-P1
MP-DC-014-TOR-002 | PSU2 | Power supply | JU0011098-P2
MP-DC-014-TOR-002 | FAN | Fan module | JU0011098-FN
MP-DC-014-TOR-003 | PSU1 | Power supply | AR0011109-P1
MP-DC-014-TOR-003 | PSU2 | Power supply | AR0011109-P2
MP-DC-014-TOR-003 | FAN | Fan module | AR0011109-FN
RJ-DC-015-PE-T4-01 | RE0 | Routing Engine | JU0011000-RE0
RJ-DC-015-PE-T4-01 | FPC0 | MPC (fixed) | JU0011000-F0
RJ-DC-015-PE-T4-01 | PEM0 | Power supply AC | JU0011000-P0
RJ-DC-015-PE-T4-01 | PEM1 | Power supply AC | JU0011000-P1
RJ-DC-015-PE-T4-01 | FAN0 | Fan tray | JU0011000-FT
RJ-DC-015-PE-T4-02 | RE0 | Routing Engine | JU0011012-RE0
RJ-DC-015-PE-T4-02 | FPC0 | MPC (fixed) | JU0011012-F0
RJ-DC-015-PE-T4-02 | PEM0 | Power supply AC | JU0011012-P0
RJ-DC-015-PE-T4-02 | PEM1 | Power supply AC | JU0011012-P1
RJ-DC-015-PE-T4-02 | FAN0 | Fan tray | JU0011012-FT
RJ-DC-015-PE-T4-03 | RE0 | Routing Engine | NK0011020-RE0
RJ-DC-015-PE-T4-03 | FPC0 | MPC7E-MRATE | NK0011020-F0
RJ-DC-015-PE-T4-03 | PEM0 | Power supply AC | NK0011020-P0
RJ-DC-015-PE-T4-03 | PEM1 | Power supply AC | NK0011020-P1
RJ-DC-015-PE-T4-03 | FAN0 | Fan tray | NK0011020-FT
RJ-DC-015-PE-T4-04 | RE0 | Routing Engine | NK0011023-RE0
RJ-DC-015-PE-T4-04 | FPC0 | MPC7E-MRATE | NK0011023-F0
RJ-DC-015-PE-T4-04 | PEM0 | Power supply AC | NK0011023-P0
RJ-DC-015-PE-T4-04 | PEM1 | Power supply AC | NK0011023-P1
RJ-DC-015-PE-T4-04 | FAN0 | Fan tray | NK0011023-FT
RJ-DC-015-FW-01 | PSU1 | Power supply | FG0011029-P1
RJ-DC-015-FW-01 | PSU2 | Power supply | FG0011029-P2
RJ-DC-015-FW-01 | FAN | Fan module | FG0011029-FN
RJ-DC-015-OLA-01 | PSU1 | Power supply | NK0011037-P1
RJ-DC-015-OLA-01 | PSU2 | Power supply | NK0011037-P2
RJ-DC-015-OLA-01 | FAN | Fan module | NK0011037-FN
RJ-DC-015-AGG-R01 | RE0 | Routing Engine | JU0011043-RE0
RJ-DC-015-AGG-R01 | FPC0 | MPC7E-MRATE | JU0011043-F0
RJ-DC-015-AGG-R01 | PEM0 | Power supply AC | JU0011043-P0
RJ-DC-015-AGG-R01 | PEM1 | Power supply AC | JU0011043-P1
RJ-DC-015-AGG-R01 | FAN0 | Fan tray | JU0011043-FT
RJ-DC-015-AGG-R02 | RE0 | Routing Engine | JU0011053-RE0
RJ-DC-015-AGG-R02 | FPC0 | MPC7E-MRATE | JU0011053-F0
RJ-DC-015-AGG-R02 | PEM0 | Power supply AC | JU0011053-P0
RJ-DC-015-AGG-R02 | PEM1 | Power supply AC | JU0011053-P1
RJ-DC-015-AGG-R02 | FAN0 | Fan tray | JU0011053-FT
RJ-DC-015-MMR-SW-01 | PSU1 | Power supply | AR0011062-P1
RJ-DC-015-MMR-SW-01 | PSU2 | Power supply | AR0011062-P2
RJ-DC-015-MMR-SW-01 | FAN | Fan module | AR0011062-FN
RJ-DC-015-MMR-SW-02 | PSU1 | Power supply | JU0011066-P1
RJ-DC-015-MMR-SW-02 | PSU2 | Power supply | JU0011066-P2
RJ-DC-015-MMR-SW-02 | FAN | Fan module | JU0011066-FN
RJ-DC-015-MMR-SW-03 | PSU1 | Power supply | CS0011076-P1
RJ-DC-015-MMR-SW-03 | PSU2 | Power supply | CS0011076-P2
RJ-DC-015-MMR-SW-03 | FAN | Fan module | CS0011076-FN
RJ-DC-015-MMR-SW-04 | PSU1 | Power supply | CS0011077-P1
RJ-DC-015-MMR-SW-04 | PSU2 | Power supply | CS0011077-P2
RJ-DC-015-MMR-SW-04 | FAN | Fan module | CS0011077-FN
RJ-DC-015-TOR-001 | PSU1 | Power supply | JU0011089-P1
RJ-DC-015-TOR-001 | PSU2 | Power supply | JU0011089-P2
RJ-DC-015-TOR-001 | FAN | Fan module | JU0011089-FN
RJ-DC-015-TOR-002 | PSU1 | Power supply | JU0011097-P1
RJ-DC-015-TOR-002 | PSU2 | Power supply | JU0011097-P2
RJ-DC-015-TOR-002 | FAN | Fan module | JU0011097-FN
RJ-DC-015-TOR-003 | PSU1 | Power supply | AR0011099-P1
RJ-DC-015-TOR-003 | PSU2 | Power supply | AR0011099-P2
RJ-DC-015-TOR-003 | FAN | Fan module | AR0011099-FN
WB-DC-016-PE-T4-01 | RE0 | Routing Engine | JU0011001-RE0
WB-DC-016-PE-T4-01 | FPC0 | MPC (fixed) | JU0011001-F0
WB-DC-016-PE-T4-01 | PEM0 | Power supply AC | JU0011001-P0
WB-DC-016-PE-T4-01 | PEM1 | Power supply AC | JU0011001-P1
WB-DC-016-PE-T4-01 | FAN0 | Fan tray | JU0011001-FT
WB-DC-016-PE-T4-02 | RE0 | Routing Engine | JU0011013-RE0
WB-DC-016-PE-T4-02 | FPC0 | MPC (fixed) | JU0011013-F0
WB-DC-016-PE-T4-02 | PEM0 | Power supply AC | JU0011013-P0
WB-DC-016-PE-T4-02 | PEM1 | Power supply AC | JU0011013-P1
WB-DC-016-PE-T4-02 | FAN0 | Fan tray | JU0011013-FT
WB-DC-016-PE-T4-03 | RE0 | Routing Engine | JU0011017-RE0
WB-DC-016-PE-T4-03 | FPC0 | MPC7E-MRATE | JU0011017-F0
WB-DC-016-PE-T4-03 | PEM0 | Power supply AC | JU0011017-P0
WB-DC-016-PE-T4-03 | PEM1 | Power supply AC | JU0011017-P1
WB-DC-016-PE-T4-03 | FAN0 | Fan tray | JU0011017-FT
WB-DC-016-PE-T4-04 | RE0 | Routing Engine | JU0011021-RE0
WB-DC-016-PE-T4-04 | FPC0 | MPC7E-MRATE | JU0011021-F0
WB-DC-016-PE-T4-04 | PEM0 | Power supply AC | JU0011021-P0
WB-DC-016-PE-T4-04 | PEM1 | Power supply AC | JU0011021-P1
WB-DC-016-PE-T4-04 | FAN0 | Fan tray | JU0011021-FT
WB-DC-016-FW-01 | PSU1 | Power supply | FG0011033-P1
WB-DC-016-FW-01 | PSU2 | Power supply | FG0011033-P2
WB-DC-016-FW-01 | FAN | Fan module | FG0011033-FN
WB-DC-016-OLA-01 | PSU1 | Power supply | NK0011036-P1
WB-DC-016-OLA-01 | PSU2 | Power supply | NK0011036-P2
WB-DC-016-OLA-01 | FAN | Fan module | NK0011036-FN
WB-DC-016-OLA-02 | PSU1 | Power supply | NK0011043-P1
WB-DC-016-OLA-02 | PSU2 | Power supply | NK0011043-P2
WB-DC-016-OLA-02 | FAN | Fan module | NK0011043-FN
WB-DC-016-AGG-R01 | RE0 | Routing Engine | JU0011054-RE0
WB-DC-016-AGG-R01 | FPC0 | MPC7E-MRATE | JU0011054-F0
WB-DC-016-AGG-R01 | PEM0 | Power supply AC | JU0011054-P0
WB-DC-016-AGG-R01 | PEM1 | Power supply AC | JU0011054-P1
WB-DC-016-AGG-R01 | FAN0 | Fan tray | JU0011054-FT
WB-DC-016-AGG-R02 | RE0 | Routing Engine | JU0011060-RE0
WB-DC-016-AGG-R02 | FPC0 | MPC7E-MRATE | JU0011060-F0
WB-DC-016-AGG-R02 | PEM0 | Power supply AC | JU0011060-P0
WB-DC-016-AGG-R02 | PEM1 | Power supply AC | JU0011060-P1
WB-DC-016-AGG-R02 | FAN0 | Fan tray | JU0011060-FT
WB-DC-016-MMR-SW-01 | PSU1 | Power supply | JU0011068-P1
WB-DC-016-MMR-SW-01 | PSU2 | Power supply | JU0011068-P2
WB-DC-016-MMR-SW-01 | FAN | Fan module | JU0011068-FN
WB-DC-016-MMR-SW-02 | PSU1 | Power supply | JU0011073-P1
WB-DC-016-MMR-SW-02 | PSU2 | Power supply | JU0011073-P2
WB-DC-016-MMR-SW-02 | FAN | Fan module | JU0011073-FN
WB-DC-016-MMR-SW-03 | PSU1 | Power supply | CS0011078-P1
WB-DC-016-MMR-SW-03 | PSU2 | Power supply | CS0011078-P2
WB-DC-016-MMR-SW-03 | FAN | Fan module | CS0011078-FN
WB-DC-016-MMR-SW-04 | PSU1 | Power supply | CS0011090-P1
WB-DC-016-MMR-SW-04 | PSU2 | Power supply | CS0011090-P2
WB-DC-016-MMR-SW-04 | FAN | Fan module | CS0011090-FN
WB-DC-016-MMR-SW-05 | PSU1 | Power supply | AR0011091-P1
WB-DC-016-MMR-SW-05 | PSU2 | Power supply | AR0011091-P2
WB-DC-016-MMR-SW-05 | FAN | Fan module | AR0011091-FN
WB-DC-016-MMR-SW-06 | PSU1 | Power supply | AR0011098-P1
WB-DC-016-MMR-SW-06 | PSU2 | Power supply | AR0011098-P2
WB-DC-016-MMR-SW-06 | FAN | Fan module | AR0011098-FN
WB-DC-016-TOR-001 | PSU1 | Power supply | AR0011106-P1
WB-DC-016-TOR-001 | PSU2 | Power supply | AR0011106-P2
WB-DC-016-TOR-001 | FAN | Fan module | AR0011106-FN
WB-DC-016-TOR-002 | PSU1 | Power supply | CS0011115-P1
WB-DC-016-TOR-002 | PSU2 | Power supply | CS0011115-P2
WB-DC-016-TOR-002 | FAN | Fan module | CS0011115-FN
WB-DC-016-TOR-003 | PSU1 | Power supply | CS0011120-P1
WB-DC-016-TOR-003 | PSU2 | Power supply | CS0011120-P2
WB-DC-016-TOR-003 | FAN | Fan module | CS0011120-FN
WB-DC-016-TOR-004 | PSU1 | Power supply | AR0011128-P1
WB-DC-016-TOR-004 | PSU2 | Power supply | AR0011128-P2
WB-DC-016-TOR-004 | FAN | Fan module | AR0011128-FN
WB-DC-016-TOR-005 | PSU1 | Power supply | CS0011134-P1
WB-DC-016-TOR-005 | PSU2 | Power supply | CS0011134-P2
WB-DC-016-TOR-005 | FAN | Fan module | CS0011134-FN
WB-DC-017-PE-T4-01 | RE0 | Routing Engine | JU0011001-RE0
WB-DC-017-PE-T4-01 | FPC0 | MPC (fixed) | JU0011001-F0
WB-DC-017-PE-T4-01 | PEM0 | Power supply AC | JU0011001-P0
WB-DC-017-PE-T4-01 | PEM1 | Power supply AC | JU0011001-P1
WB-DC-017-PE-T4-01 | FAN0 | Fan tray | JU0011001-FT
WB-DC-017-PE-T4-02 | RE0 | Routing Engine | JU0011013-RE0
WB-DC-017-PE-T4-02 | FPC0 | MPC (fixed) | JU0011013-F0
WB-DC-017-PE-T4-02 | PEM0 | Power supply AC | JU0011013-P0
WB-DC-017-PE-T4-02 | PEM1 | Power supply AC | JU0011013-P1
WB-DC-017-PE-T4-02 | FAN0 | Fan tray | JU0011013-FT
WB-DC-017-PE-T4-03 | RE0 | Routing Engine | NK0011015-RE0
WB-DC-017-PE-T4-03 | FPC0 | MPC7E-MRATE | NK0011015-F0
WB-DC-017-PE-T4-03 | PEM0 | Power supply AC | NK0011015-P0
WB-DC-017-PE-T4-03 | PEM1 | Power supply AC | NK0011015-P1
WB-DC-017-PE-T4-03 | FAN0 | Fan tray | NK0011015-FT
WB-DC-017-PE-T4-04 | RE0 | Routing Engine | NK0011026-RE0
WB-DC-017-PE-T4-04 | FPC0 | MPC7E-MRATE | NK0011026-F0
WB-DC-017-PE-T4-04 | PEM0 | Power supply AC | NK0011026-P0
WB-DC-017-PE-T4-04 | PEM1 | Power supply AC | NK0011026-P1
WB-DC-017-PE-T4-04 | FAN0 | Fan tray | NK0011026-FT
WB-DC-017-FW-01 | PSU1 | Power supply | FG0011032-P1
WB-DC-017-FW-01 | PSU2 | Power supply | FG0011032-P2
WB-DC-017-FW-01 | FAN | Fan module | FG0011032-FN
WB-DC-017-OLA-01 | PSU1 | Power supply | NK0011040-P1
WB-DC-017-OLA-01 | PSU2 | Power supply | NK0011040-P2
WB-DC-017-OLA-01 | FAN | Fan module | NK0011040-FN
WB-DC-017-AGG-R01 | RE0 | Routing Engine | JU0011043-RE0
WB-DC-017-AGG-R01 | FPC0 | MPC7E-MRATE | JU0011043-F0
WB-DC-017-AGG-R01 | PEM0 | Power supply AC | JU0011043-P0
WB-DC-017-AGG-R01 | PEM1 | Power supply AC | JU0011043-P1
WB-DC-017-AGG-R01 | FAN0 | Fan tray | JU0011043-FT
WB-DC-017-AGG-R02 | RE0 | Routing Engine | JU0011055-RE0
WB-DC-017-AGG-R02 | FPC0 | MPC7E-MRATE | JU0011055-F0
WB-DC-017-AGG-R02 | PEM0 | Power supply AC | JU0011055-P0
WB-DC-017-AGG-R02 | PEM1 | Power supply AC | JU0011055-P1
WB-DC-017-AGG-R02 | FAN0 | Fan tray | JU0011055-FT
WB-DC-017-MMR-SW-01 | PSU1 | Power supply | CS0011057-P1
WB-DC-017-MMR-SW-01 | PSU2 | Power supply | CS0011057-P2
WB-DC-017-MMR-SW-01 | FAN | Fan module | CS0011057-FN
WB-DC-017-MMR-SW-02 | PSU1 | Power supply | CS0011067-P1
WB-DC-017-MMR-SW-02 | PSU2 | Power supply | CS0011067-P2
WB-DC-017-MMR-SW-02 | FAN | Fan module | CS0011067-FN
WB-DC-017-MMR-SW-03 | PSU1 | Power supply | JU0011076-P1
WB-DC-017-MMR-SW-03 | PSU2 | Power supply | JU0011076-P2
WB-DC-017-MMR-SW-03 | FAN | Fan module | JU0011076-FN
WB-DC-017-MMR-SW-04 | PSU1 | Power supply | JU0011081-P1
WB-DC-017-MMR-SW-04 | PSU2 | Power supply | JU0011081-P2
WB-DC-017-MMR-SW-04 | FAN | Fan module | JU0011081-FN
WB-DC-017-TOR-001 | PSU1 | Power supply | CS0011086-P1
WB-DC-017-TOR-001 | PSU2 | Power supply | CS0011086-P2
WB-DC-017-TOR-001 | FAN | Fan module | CS0011086-FN
WB-DC-017-TOR-002 | PSU1 | Power supply | JU0011094-P1
WB-DC-017-TOR-002 | PSU2 | Power supply | JU0011094-P2
WB-DC-017-TOR-002 | FAN | Fan module | JU0011094-FN
WB-DC-017-TOR-003 | PSU1 | Power supply | JU0011102-P1
WB-DC-017-TOR-003 | PSU2 | Power supply | JU0011102-P2
WB-DC-017-TOR-003 | FAN | Fan module | JU0011102-FN
OD-DC-018-PE-T4-01 | RE0 | Routing Engine | JU0011001-RE0
OD-DC-018-PE-T4-01 | FPC0 | MPC (fixed) | JU0011001-F0
OD-DC-018-PE-T4-01 | PEM0 | Power supply AC | JU0011001-P0
OD-DC-018-PE-T4-01 | PEM1 | Power supply AC | JU0011001-P1
OD-DC-018-PE-T4-01 | FAN0 | Fan tray | JU0011001-FT
OD-DC-018-PE-T4-02 | RE0 | Routing Engine | JU0011011-RE0
OD-DC-018-PE-T4-02 | FPC0 | MPC (fixed) | JU0011011-F0
OD-DC-018-PE-T4-02 | PEM0 | Power supply AC | JU0011011-P0
OD-DC-018-PE-T4-02 | PEM1 | Power supply AC | JU0011011-P1
OD-DC-018-PE-T4-02 | FAN0 | Fan tray | JU0011011-FT
OD-DC-018-PE-T4-03 | RE0 | Routing Engine | JU0011016-RE0
OD-DC-018-PE-T4-03 | FPC0 | MPC7E-MRATE | JU0011016-F0
OD-DC-018-PE-T4-03 | PEM0 | Power supply AC | JU0011016-P0
OD-DC-018-PE-T4-03 | PEM1 | Power supply AC | JU0011016-P1
OD-DC-018-PE-T4-03 | FAN0 | Fan tray | JU0011016-FT
OD-DC-018-PE-T4-04 | RE0 | Routing Engine | JU0011027-RE0
OD-DC-018-PE-T4-04 | FPC0 | MPC7E-MRATE | JU0011027-F0
OD-DC-018-PE-T4-04 | PEM0 | Power supply AC | JU0011027-P0
OD-DC-018-PE-T4-04 | PEM1 | Power supply AC | JU0011027-P1
OD-DC-018-PE-T4-04 | FAN0 | Fan tray | JU0011027-FT
OD-DC-018-FW-01 | PSU1 | Power supply | FG0011034-P1
OD-DC-018-FW-01 | PSU2 | Power supply | FG0011034-P2
OD-DC-018-FW-01 | FAN | Fan module | FG0011034-FN
OD-DC-018-OLA-01 | PSU1 | Power supply | NK0011038-P1
OD-DC-018-OLA-01 | PSU2 | Power supply | NK0011038-P2
OD-DC-018-OLA-01 | FAN | Fan module | NK0011038-FN
OD-DC-018-AGG-R01 | RE0 | Routing Engine | JU0011043-RE0
OD-DC-018-AGG-R01 | FPC0 | MPC7E-MRATE | JU0011043-F0
OD-DC-018-AGG-R01 | PEM0 | Power supply AC | JU0011043-P0
OD-DC-018-AGG-R01 | PEM1 | Power supply AC | JU0011043-P1
OD-DC-018-AGG-R01 | FAN0 | Fan tray | JU0011043-FT
OD-DC-018-AGG-R02 | RE0 | Routing Engine | JU0011051-RE0
OD-DC-018-AGG-R02 | FPC0 | MPC7E-MRATE | JU0011051-F0
OD-DC-018-AGG-R02 | PEM0 | Power supply AC | JU0011051-P0
OD-DC-018-AGG-R02 | PEM1 | Power supply AC | JU0011051-P1
OD-DC-018-AGG-R02 | FAN0 | Fan tray | JU0011051-FT
OD-DC-018-MMR-SW-01 | PSU1 | Power supply | JU0011058-P1
OD-DC-018-MMR-SW-01 | PSU2 | Power supply | JU0011058-P2
OD-DC-018-MMR-SW-01 | FAN | Fan module | JU0011058-FN
OD-DC-018-MMR-SW-02 | PSU1 | Power supply | JU0011063-P1
OD-DC-018-MMR-SW-02 | PSU2 | Power supply | JU0011063-P2
OD-DC-018-MMR-SW-02 | FAN | Fan module | JU0011063-FN
OD-DC-018-MMR-SW-03 | PSU1 | Power supply | AR0011076-P1
OD-DC-018-MMR-SW-03 | PSU2 | Power supply | AR0011076-P2
OD-DC-018-MMR-SW-03 | FAN | Fan module | AR0011076-FN
OD-DC-018-MMR-SW-04 | PSU1 | Power supply | CS0011077-P1
OD-DC-018-MMR-SW-04 | PSU2 | Power supply | CS0011077-P2
OD-DC-018-MMR-SW-04 | FAN | Fan module | CS0011077-FN
OD-DC-018-TOR-001 | PSU1 | Power supply | AR0011086-P1
OD-DC-018-TOR-001 | PSU2 | Power supply | AR0011086-P2
OD-DC-018-TOR-001 | FAN | Fan module | AR0011086-FN
OD-DC-018-TOR-002 | PSU1 | Power supply | CS0011094-P1
OD-DC-018-TOR-002 | PSU2 | Power supply | CS0011094-P2
OD-DC-018-TOR-002 | FAN | Fan module | CS0011094-FN
BR-DC-019-PE-T4-01 | RE0 | Routing Engine | JU0011005-RE0
BR-DC-019-PE-T4-01 | FPC0 | MPC (fixed) | JU0011005-F0
BR-DC-019-PE-T4-01 | PEM0 | Power supply AC | JU0011005-P0
BR-DC-019-PE-T4-01 | PEM1 | Power supply AC | JU0011005-P1
BR-DC-019-PE-T4-01 | FAN0 | Fan tray | JU0011005-FT
BR-DC-019-PE-T4-02 | RE0 | Routing Engine | JU0011009-RE0
BR-DC-019-PE-T4-02 | FPC0 | MPC (fixed) | JU0011009-F0
BR-DC-019-PE-T4-02 | PEM0 | Power supply AC | JU0011009-P0
BR-DC-019-PE-T4-02 | PEM1 | Power supply AC | JU0011009-P1
BR-DC-019-PE-T4-02 | FAN0 | Fan tray | JU0011009-FT
BR-DC-019-PE-T4-03 | RE0 | Routing Engine | CS0011016-RE0
BR-DC-019-PE-T4-03 | FPC0 | MPC7E-MRATE | CS0011016-F0
BR-DC-019-PE-T4-03 | PEM0 | Power supply AC | CS0011016-P0
BR-DC-019-PE-T4-03 | PEM1 | Power supply AC | CS0011016-P1
BR-DC-019-PE-T4-03 | FAN0 | Fan tray | CS0011016-FT
BR-DC-019-PE-T4-04 | RE0 | Routing Engine | CS0011024-RE0
BR-DC-019-PE-T4-04 | FPC0 | MPC7E-MRATE | CS0011024-F0
BR-DC-019-PE-T4-04 | PEM0 | Power supply AC | CS0011024-P0
BR-DC-019-PE-T4-04 | PEM1 | Power supply AC | CS0011024-P1
BR-DC-019-PE-T4-04 | FAN0 | Fan tray | CS0011024-FT
BR-DC-019-FW-01 | PSU1 | Power supply | FG0011029-P1
BR-DC-019-FW-01 | PSU2 | Power supply | FG0011029-P2
BR-DC-019-FW-01 | FAN | Fan module | FG0011029-FN
BR-DC-019-OLA-01 | PSU1 | Power supply | CI0011036-P1
BR-DC-019-OLA-01 | PSU2 | Power supply | CI0011036-P2
BR-DC-019-OLA-01 | FAN | Fan module | CI0011036-FN
BR-DC-019-AGG-R01 | RE0 | Routing Engine | JU0011042-RE0
BR-DC-019-AGG-R01 | FPC0 | MPC7E-MRATE | JU0011042-F0
BR-DC-019-AGG-R01 | PEM0 | Power supply AC | JU0011042-P0
BR-DC-019-AGG-R01 | PEM1 | Power supply AC | JU0011042-P1
BR-DC-019-AGG-R01 | FAN0 | Fan tray | JU0011042-FT
BR-DC-019-AGG-R02 | RE0 | Routing Engine | JU0011049-RE0
BR-DC-019-AGG-R02 | FPC0 | MPC7E-MRATE | JU0011049-F0
BR-DC-019-AGG-R02 | PEM0 | Power supply AC | JU0011049-P0
BR-DC-019-AGG-R02 | PEM1 | Power supply AC | JU0011049-P1
BR-DC-019-AGG-R02 | FAN0 | Fan tray | JU0011049-FT
BR-DC-019-MMR-SW-01 | PSU1 | Power supply | CS0011058-P1
BR-DC-019-MMR-SW-01 | PSU2 | Power supply | CS0011058-P2
BR-DC-019-MMR-SW-01 | FAN | Fan module | CS0011058-FN
BR-DC-019-MMR-SW-02 | PSU1 | Power supply | AR0011069-P1
BR-DC-019-MMR-SW-02 | PSU2 | Power supply | AR0011069-P2
BR-DC-019-MMR-SW-02 | FAN | Fan module | AR0011069-FN
BR-DC-019-MMR-SW-03 | PSU1 | Power supply | AR0011076-P1
BR-DC-019-MMR-SW-03 | PSU2 | Power supply | AR0011076-P2
BR-DC-019-MMR-SW-03 | FAN | Fan module | AR0011076-FN
BR-DC-019-MMR-SW-04 | PSU1 | Power supply | CS0011083-P1
BR-DC-019-MMR-SW-04 | PSU2 | Power supply | CS0011083-P2
BR-DC-019-MMR-SW-04 | FAN | Fan module | CS0011083-FN
BR-DC-019-TOR-001 | PSU1 | Power supply | AR0011087-P1
BR-DC-019-TOR-001 | PSU2 | Power supply | AR0011087-P2
BR-DC-019-TOR-001 | FAN | Fan module | AR0011087-FN
BR-DC-019-TOR-002 | PSU1 | Power supply | AR0011096-P1
BR-DC-019-TOR-002 | PSU2 | Power supply | AR0011096-P2
BR-DC-019-TOR-002 | FAN | Fan module | AR0011096-FN
KA-DC-020-PE-T4-01 | RE0 | Routing Engine | JU0011004-RE0
KA-DC-020-PE-T4-01 | FPC0 | MPC (fixed) | JU0011004-F0
KA-DC-020-PE-T4-01 | PEM0 | Power supply AC | JU0011004-P0
KA-DC-020-PE-T4-01 | PEM1 | Power supply AC | JU0011004-P1
KA-DC-020-PE-T4-01 | FAN0 | Fan tray | JU0011004-FT
KA-DC-020-PE-T4-02 | RE0 | Routing Engine | JU0011011-RE0
KA-DC-020-PE-T4-02 | FPC0 | MPC (fixed) | JU0011011-F0
KA-DC-020-PE-T4-02 | PEM0 | Power supply AC | JU0011011-P0
KA-DC-020-PE-T4-02 | PEM1 | Power supply AC | JU0011011-P1
KA-DC-020-PE-T4-02 | FAN0 | Fan tray | JU0011011-FT
KA-DC-020-PE-T4-03 | RE0 | Routing Engine | CS0011015-RE0
KA-DC-020-PE-T4-03 | FPC0 | MPC7E-MRATE | CS0011015-F0
KA-DC-020-PE-T4-03 | PEM0 | Power supply AC | CS0011015-P0
KA-DC-020-PE-T4-03 | PEM1 | Power supply AC | CS0011015-P1
KA-DC-020-PE-T4-03 | FAN0 | Fan tray | CS0011015-FT
KA-DC-020-PE-T4-04 | RE0 | Routing Engine | CS0011027-RE0
KA-DC-020-PE-T4-04 | FPC0 | MPC7E-MRATE | CS0011027-F0
KA-DC-020-PE-T4-04 | PEM0 | Power supply AC | CS0011027-P0
KA-DC-020-PE-T4-04 | PEM1 | Power supply AC | CS0011027-P1
KA-DC-020-PE-T4-04 | FAN0 | Fan tray | CS0011027-FT
KA-DC-020-FW-01 | PSU1 | Power supply | FG0011034-P1
KA-DC-020-FW-01 | PSU2 | Power supply | FG0011034-P2
KA-DC-020-FW-01 | FAN | Fan module | FG0011034-FN
KA-DC-020-FW-02 | PSU1 | Power supply | FG0011037-P1
KA-DC-020-FW-02 | PSU2 | Power supply | FG0011037-P2
KA-DC-020-FW-02 | FAN | Fan module | FG0011037-FN
KA-DC-020-OLA-01 | PSU1 | Power supply | NK0011043-P1
KA-DC-020-OLA-01 | PSU2 | Power supply | NK0011043-P2
KA-DC-020-OLA-01 | FAN | Fan module | NK0011043-FN
KA-DC-020-OLA-02 | PSU1 | Power supply | CI0011053-P1
KA-DC-020-OLA-02 | PSU2 | Power supply | CI0011053-P2
KA-DC-020-OLA-02 | FAN | Fan module | CI0011053-FN
KA-DC-020-AGG-R01 | RE0 | Routing Engine | JU0011062-RE0
KA-DC-020-AGG-R01 | FPC0 | MPC7E-MRATE | JU0011062-F0
KA-DC-020-AGG-R01 | PEM0 | Power supply AC | JU0011062-P0
KA-DC-020-AGG-R01 | PEM1 | Power supply AC | JU0011062-P1
KA-DC-020-AGG-R01 | FAN0 | Fan tray | JU0011062-FT
KA-DC-020-AGG-R02 | RE0 | Routing Engine | JU0011066-RE0
KA-DC-020-AGG-R02 | FPC0 | MPC7E-MRATE | JU0011066-F0
KA-DC-020-AGG-R02 | PEM0 | Power supply AC | JU0011066-P0
KA-DC-020-AGG-R02 | PEM1 | Power supply AC | JU0011066-P1
KA-DC-020-AGG-R02 | FAN0 | Fan tray | JU0011066-FT
KA-DC-020-AGG-R03 | RE0 | Routing Engine | JU0011075-RE0
KA-DC-020-AGG-R03 | FPC0 | MPC7E-MRATE | JU0011075-F0
KA-DC-020-AGG-R03 | PEM0 | Power supply AC | JU0011075-P0
KA-DC-020-AGG-R03 | PEM1 | Power supply AC | JU0011075-P1
KA-DC-020-AGG-R03 | FAN0 | Fan tray | JU0011075-FT
KA-DC-020-MMR-SW-01 | PSU1 | Power supply | AR0011082-P1
KA-DC-020-MMR-SW-01 | PSU2 | Power supply | AR0011082-P2
KA-DC-020-MMR-SW-01 | FAN | Fan module | AR0011082-FN
KA-DC-020-MMR-SW-02 | PSU1 | Power supply | JU0011089-P1
KA-DC-020-MMR-SW-02 | PSU2 | Power supply | JU0011089-P2
KA-DC-020-MMR-SW-02 | FAN | Fan module | JU0011089-FN
KA-DC-020-MMR-SW-03 | PSU1 | Power supply | CS0011091-P1
KA-DC-020-MMR-SW-03 | PSU2 | Power supply | CS0011091-P2
KA-DC-020-MMR-SW-03 | FAN | Fan module | CS0011091-FN
KA-DC-020-MMR-SW-04 | PSU1 | Power supply | CS0011101-P1
KA-DC-020-MMR-SW-04 | PSU2 | Power supply | CS0011101-P2
KA-DC-020-MMR-SW-04 | FAN | Fan module | CS0011101-FN
KA-DC-020-MMR-SW-05 | PSU1 | Power supply | CS0011109-P1
KA-DC-020-MMR-SW-05 | PSU2 | Power supply | CS0011109-P2
KA-DC-020-MMR-SW-05 | FAN | Fan module | CS0011109-FN
KA-DC-020-MMR-SW-06 | PSU1 | Power supply | AR0011115-P1
KA-DC-020-MMR-SW-06 | PSU2 | Power supply | AR0011115-P2
KA-DC-020-MMR-SW-06 | FAN | Fan module | AR0011115-FN
KA-DC-020-MMR-SW-07 | PSU1 | Power supply | AR0011122-P1
KA-DC-020-MMR-SW-07 | PSU2 | Power supply | AR0011122-P2
KA-DC-020-MMR-SW-07 | FAN | Fan module | AR0011122-FN
KA-DC-020-MMR-SW-08 | PSU1 | Power supply | JU0011126-P1
KA-DC-020-MMR-SW-08 | PSU2 | Power supply | JU0011126-P2
KA-DC-020-MMR-SW-08 | FAN | Fan module | JU0011126-FN
KA-DC-020-TOR-001 | PSU1 | Power supply | JU0011134-P1
KA-DC-020-TOR-001 | PSU2 | Power supply | JU0011134-P2
KA-DC-020-TOR-001 | FAN | Fan module | JU0011134-FN
KA-DC-020-TOR-002 | PSU1 | Power supply | JU0011140-P1
KA-DC-020-TOR-002 | PSU2 | Power supply | JU0011140-P2
KA-DC-020-TOR-002 | FAN | Fan module | JU0011140-FN
KA-DC-020-TOR-003 | PSU1 | Power supply | CS0011149-P1
KA-DC-020-TOR-003 | PSU2 | Power supply | CS0011149-P2
KA-DC-020-TOR-003 | FAN | Fan module | CS0011149-FN
KA-DC-020-TOR-004 | PSU1 | Power supply | JU0011158-P1
KA-DC-020-TOR-004 | PSU2 | Power supply | JU0011158-P2
KA-DC-020-TOR-004 | FAN | Fan module | JU0011158-FN
KA-DC-020-TOR-005 | PSU1 | Power supply | AR0011167-P1
KA-DC-020-TOR-005 | PSU2 | Power supply | AR0011167-P2
KA-DC-020-TOR-005 | FAN | Fan module | AR0011167-FN
KA-DC-020-TOR-006 | PSU1 | Power supply | CS0011173-P1
KA-DC-020-TOR-006 | PSU2 | Power supply | CS0011173-P2
KA-DC-020-TOR-006 | FAN | Fan module | CS0011173-FN
KA-DC-021-PE-T4-01 | RE0 | Routing Engine | JU0011002-RE0
KA-DC-021-PE-T4-01 | FPC0 | MPC (fixed) | JU0011002-F0
KA-DC-021-PE-T4-01 | PEM0 | Power supply AC | JU0011002-P0
KA-DC-021-PE-T4-01 | PEM1 | Power supply AC | JU0011002-P1
KA-DC-021-PE-T4-01 | FAN0 | Fan tray | JU0011002-FT
KA-DC-021-PE-T4-02 | RE0 | Routing Engine | JU0011012-RE0
KA-DC-021-PE-T4-02 | FPC0 | MPC (fixed) | JU0011012-F0
KA-DC-021-PE-T4-02 | PEM0 | Power supply AC | JU0011012-P0
KA-DC-021-PE-T4-02 | PEM1 | Power supply AC | JU0011012-P1
KA-DC-021-PE-T4-02 | FAN0 | Fan tray | JU0011012-FT
KA-DC-021-PE-T4-03 | RE0 | Routing Engine | NK0011016-RE0
KA-DC-021-PE-T4-03 | FPC0 | MPC7E-MRATE | NK0011016-F0
KA-DC-021-PE-T4-03 | PEM0 | Power supply AC | NK0011016-P0
KA-DC-021-PE-T4-03 | PEM1 | Power supply AC | NK0011016-P1
KA-DC-021-PE-T4-03 | FAN0 | Fan tray | NK0011016-FT
KA-DC-021-PE-T4-04 | RE0 | Routing Engine | NK0011023-RE0
KA-DC-021-PE-T4-04 | FPC0 | MPC7E-MRATE | NK0011023-F0
KA-DC-021-PE-T4-04 | PEM0 | Power supply AC | NK0011023-P0
KA-DC-021-PE-T4-04 | PEM1 | Power supply AC | NK0011023-P1
KA-DC-021-PE-T4-04 | FAN0 | Fan tray | NK0011023-FT
KA-DC-021-FW-01 | PSU1 | Power supply | FG0011033-P1
KA-DC-021-FW-01 | PSU2 | Power supply | FG0011033-P2
KA-DC-021-FW-01 | FAN | Fan module | FG0011033-FN
KA-DC-021-OLA-01 | PSU1 | Power supply | CI0011038-P1
KA-DC-021-OLA-01 | PSU2 | Power supply | CI0011038-P2
KA-DC-021-OLA-01 | FAN | Fan module | CI0011038-FN
KA-DC-021-OLA-02 | PSU1 | Power supply | NK0011042-P1
KA-DC-021-OLA-02 | PSU2 | Power supply | NK0011042-P2
KA-DC-021-OLA-02 | FAN | Fan module | NK0011042-FN
KA-DC-021-AGG-R01 | RE0 | Routing Engine | JU0011053-RE0
KA-DC-021-AGG-R01 | FPC0 | MPC7E-MRATE | JU0011053-F0
KA-DC-021-AGG-R01 | PEM0 | Power supply AC | JU0011053-P0
KA-DC-021-AGG-R01 | PEM1 | Power supply AC | JU0011053-P1
KA-DC-021-AGG-R01 | FAN0 | Fan tray | JU0011053-FT
KA-DC-021-AGG-R02 | RE0 | Routing Engine | JU0011058-RE0
KA-DC-021-AGG-R02 | FPC0 | MPC7E-MRATE | JU0011058-F0
KA-DC-021-AGG-R02 | PEM0 | Power supply AC | JU0011058-P0
KA-DC-021-AGG-R02 | PEM1 | Power supply AC | JU0011058-P1
KA-DC-021-AGG-R02 | FAN0 | Fan tray | JU0011058-FT
KA-DC-021-MMR-SW-01 | PSU1 | Power supply | AR0011066-P1
KA-DC-021-MMR-SW-01 | PSU2 | Power supply | AR0011066-P2
KA-DC-021-MMR-SW-01 | FAN | Fan module | AR0011066-FN
KA-DC-021-MMR-SW-02 | PSU1 | Power supply | AR0011072-P1
KA-DC-021-MMR-SW-02 | PSU2 | Power supply | AR0011072-P2
KA-DC-021-MMR-SW-02 | FAN | Fan module | AR0011072-FN
KA-DC-021-MMR-SW-03 | PSU1 | Power supply | CS0011077-P1
KA-DC-021-MMR-SW-03 | PSU2 | Power supply | CS0011077-P2
KA-DC-021-MMR-SW-03 | FAN | Fan module | CS0011077-FN
KA-DC-021-MMR-SW-04 | PSU1 | Power supply | AR0011087-P1
KA-DC-021-MMR-SW-04 | PSU2 | Power supply | AR0011087-P2
KA-DC-021-MMR-SW-04 | FAN | Fan module | AR0011087-FN
KA-DC-021-MMR-SW-05 | PSU1 | Power supply | AR0011095-P1
KA-DC-021-MMR-SW-05 | PSU2 | Power supply | AR0011095-P2
KA-DC-021-MMR-SW-05 | FAN | Fan module | AR0011095-FN
KA-DC-021-MMR-SW-06 | PSU1 | Power supply | JU0011098-P1
KA-DC-021-MMR-SW-06 | PSU2 | Power supply | JU0011098-P2
KA-DC-021-MMR-SW-06 | FAN | Fan module | JU0011098-FN
KA-DC-021-TOR-001 | PSU1 | Power supply | AR0011107-P1
KA-DC-021-TOR-001 | PSU2 | Power supply | AR0011107-P2
KA-DC-021-TOR-001 | FAN | Fan module | AR0011107-FN
KA-DC-021-TOR-002 | PSU1 | Power supply | AR0011114-P1
KA-DC-021-TOR-002 | PSU2 | Power supply | AR0011114-P2
KA-DC-021-TOR-002 | FAN | Fan module | AR0011114-FN
KA-DC-021-TOR-003 | PSU1 | Power supply | CS0011119-P1
KA-DC-021-TOR-003 | PSU2 | Power supply | CS0011119-P2
KA-DC-021-TOR-003 | FAN | Fan module | CS0011119-FN
KA-DC-021-TOR-004 | PSU1 | Power supply | JU0011130-P1
KA-DC-021-TOR-004 | PSU2 | Power supply | JU0011130-P2
KA-DC-021-TOR-004 | FAN | Fan module | JU0011130-FN
TN-DC-022-PE-T4-01 | RE0 | Routing Engine | JU0011000-RE0
TN-DC-022-PE-T4-01 | FPC0 | MPC (fixed) | JU0011000-F0
TN-DC-022-PE-T4-01 | PEM0 | Power supply AC | JU0011000-P0
TN-DC-022-PE-T4-01 | PEM1 | Power supply AC | JU0011000-P1
TN-DC-022-PE-T4-01 | FAN0 | Fan tray | JU0011000-FT
TN-DC-022-PE-T4-02 | RE0 | Routing Engine | JU0011007-RE0
TN-DC-022-PE-T4-02 | FPC0 | MPC (fixed) | JU0011007-F0
TN-DC-022-PE-T4-02 | PEM0 | Power supply AC | JU0011007-P0
TN-DC-022-PE-T4-02 | PEM1 | Power supply AC | JU0011007-P1
TN-DC-022-PE-T4-02 | FAN0 | Fan tray | JU0011007-FT
TN-DC-022-PE-T4-03 | RE0 | Routing Engine | CS0011019-RE0
TN-DC-022-PE-T4-03 | FPC0 | MPC7E-MRATE | CS0011019-F0
TN-DC-022-PE-T4-03 | PEM0 | Power supply AC | CS0011019-P0
TN-DC-022-PE-T4-03 | PEM1 | Power supply AC | CS0011019-P1
TN-DC-022-PE-T4-03 | FAN0 | Fan tray | CS0011019-FT
TN-DC-022-PE-T4-04 | RE0 | Routing Engine | CS0011022-RE0
TN-DC-022-PE-T4-04 | FPC0 | MPC7E-MRATE | CS0011022-F0
TN-DC-022-PE-T4-04 | PEM0 | Power supply AC | CS0011022-P0
TN-DC-022-PE-T4-04 | PEM1 | Power supply AC | CS0011022-P1
TN-DC-022-PE-T4-04 | FAN0 | Fan tray | CS0011022-FT
TN-DC-022-FW-01 | PSU1 | Power supply | FG0011033-P1
TN-DC-022-FW-01 | PSU2 | Power supply | FG0011033-P2
TN-DC-022-FW-01 | FAN | Fan module | FG0011033-FN
TN-DC-022-OLA-01 | PSU1 | Power supply | CI0011035-P1
TN-DC-022-OLA-01 | PSU2 | Power supply | CI0011035-P2
TN-DC-022-OLA-01 | FAN | Fan module | CI0011035-FN
TN-DC-022-OLA-02 | PSU1 | Power supply | CI0011043-P1
TN-DC-022-OLA-02 | PSU2 | Power supply | CI0011043-P2
TN-DC-022-OLA-02 | FAN | Fan module | CI0011043-FN
TN-DC-022-AGG-R01 | RE0 | Routing Engine | JU0011049-RE0
TN-DC-022-AGG-R01 | FPC0 | MPC7E-MRATE | JU0011049-F0
TN-DC-022-AGG-R01 | PEM0 | Power supply AC | JU0011049-P0
TN-DC-022-AGG-R01 | PEM1 | Power supply AC | JU0011049-P1
TN-DC-022-AGG-R01 | FAN0 | Fan tray | JU0011049-FT
TN-DC-022-AGG-R02 | RE0 | Routing Engine | JU0011059-RE0
TN-DC-022-AGG-R02 | FPC0 | MPC7E-MRATE | JU0011059-F0
TN-DC-022-AGG-R02 | PEM0 | Power supply AC | JU0011059-P0
TN-DC-022-AGG-R02 | PEM1 | Power supply AC | JU0011059-P1
TN-DC-022-AGG-R02 | FAN0 | Fan tray | JU0011059-FT
TN-DC-022-AGG-R03 | RE0 | Routing Engine | JU0011066-RE0
TN-DC-022-AGG-R03 | FPC0 | MPC7E-MRATE | JU0011066-F0
TN-DC-022-AGG-R03 | PEM0 | Power supply AC | JU0011066-P0
TN-DC-022-AGG-R03 | PEM1 | Power supply AC | JU0011066-P1
TN-DC-022-AGG-R03 | FAN0 | Fan tray | JU0011066-FT
TN-DC-022-MMR-SW-01 | PSU1 | Power supply | CS0011076-P1
TN-DC-022-MMR-SW-01 | PSU2 | Power supply | CS0011076-P2
TN-DC-022-MMR-SW-01 | FAN | Fan module | CS0011076-FN
TN-DC-022-MMR-SW-02 | PSU1 | Power supply | CS0011080-P1
TN-DC-022-MMR-SW-02 | PSU2 | Power supply | CS0011080-P2
TN-DC-022-MMR-SW-02 | FAN | Fan module | CS0011080-FN
TN-DC-022-MMR-SW-03 | PSU1 | Power supply | CS0011090-P1
TN-DC-022-MMR-SW-03 | PSU2 | Power supply | CS0011090-P2
TN-DC-022-MMR-SW-03 | FAN | Fan module | CS0011090-FN
TN-DC-022-MMR-SW-04 | PSU1 | Power supply | AR0011094-P1
TN-DC-022-MMR-SW-04 | PSU2 | Power supply | AR0011094-P2
TN-DC-022-MMR-SW-04 | FAN | Fan module | AR0011094-FN
TN-DC-022-MMR-SW-05 | PSU1 | Power supply | JU0011102-P1
TN-DC-022-MMR-SW-05 | PSU2 | Power supply | JU0011102-P2
TN-DC-022-MMR-SW-05 | FAN | Fan module | JU0011102-FN
TN-DC-022-MMR-SW-06 | PSU1 | Power supply | AR0011107-P1
TN-DC-022-MMR-SW-06 | PSU2 | Power supply | AR0011107-P2
TN-DC-022-MMR-SW-06 | FAN | Fan module | AR0011107-FN
TN-DC-022-MMR-SW-07 | PSU1 | Power supply | AR0011116-P1
TN-DC-022-MMR-SW-07 | PSU2 | Power supply | AR0011116-P2
TN-DC-022-MMR-SW-07 | FAN | Fan module | AR0011116-FN
TN-DC-022-TOR-001 | PSU1 | Power supply | AR0011121-P1
TN-DC-022-TOR-001 | PSU2 | Power supply | AR0011121-P2
TN-DC-022-TOR-001 | FAN | Fan module | AR0011121-FN
TN-DC-022-TOR-002 | PSU1 | Power supply | CS0011130-P1
TN-DC-022-TOR-002 | PSU2 | Power supply | CS0011130-P2
TN-DC-022-TOR-002 | FAN | Fan module | CS0011130-FN
TN-DC-022-TOR-003 | PSU1 | Power supply | JU0011136-P1
TN-DC-022-TOR-003 | PSU2 | Power supply | JU0011136-P2
TN-DC-022-TOR-003 | FAN | Fan module | JU0011136-FN
TN-DC-022-TOR-004 | PSU1 | Power supply | AR0011141-P1
TN-DC-022-TOR-004 | PSU2 | Power supply | AR0011141-P2
TN-DC-022-TOR-004 | FAN | Fan module | AR0011141-FN
TN-DC-022-TOR-005 | PSU1 | Power supply | CS0011147-P1
TN-DC-022-TOR-005 | PSU2 | Power supply | CS0011147-P2
TN-DC-022-TOR-005 | FAN | Fan module | CS0011147-FN
TS-DC-023-PE-T4-01 | RE0 | Routing Engine | JU0011006-RE0
TS-DC-023-PE-T4-01 | FPC0 | MPC (fixed) | JU0011006-F0
TS-DC-023-PE-T4-01 | PEM0 | Power supply AC | JU0011006-P0
TS-DC-023-PE-T4-01 | PEM1 | Power supply AC | JU0011006-P1
TS-DC-023-PE-T4-01 | FAN0 | Fan tray | JU0011006-FT
TS-DC-023-PE-T4-02 | RE0 | Routing Engine | JU0011011-RE0
TS-DC-023-PE-T4-02 | FPC0 | MPC (fixed) | JU0011011-F0
TS-DC-023-PE-T4-02 | PEM0 | Power supply AC | JU0011011-P0
TS-DC-023-PE-T4-02 | PEM1 | Power supply AC | JU0011011-P1
TS-DC-023-PE-T4-02 | FAN0 | Fan tray | JU0011011-FT
TS-DC-023-PE-T4-03 | RE0 | Routing Engine | CS0011019-RE0
TS-DC-023-PE-T4-03 | FPC0 | MPC7E-MRATE | CS0011019-F0
TS-DC-023-PE-T4-03 | PEM0 | Power supply AC | CS0011019-P0
TS-DC-023-PE-T4-03 | PEM1 | Power supply AC | CS0011019-P1
TS-DC-023-PE-T4-03 | FAN0 | Fan tray | CS0011019-FT
TS-DC-023-PE-T4-04 | RE0 | Routing Engine | CS0011023-RE0
TS-DC-023-PE-T4-04 | FPC0 | MPC7E-MRATE | CS0011023-F0
TS-DC-023-PE-T4-04 | PEM0 | Power supply AC | CS0011023-P0
TS-DC-023-PE-T4-04 | PEM1 | Power supply AC | CS0011023-P1
TS-DC-023-PE-T4-04 | FAN0 | Fan tray | CS0011023-FT
TS-DC-023-FW-01 | PSU1 | Power supply | FG0011031-P1
TS-DC-023-FW-01 | PSU2 | Power supply | FG0011031-P2
TS-DC-023-FW-01 | FAN | Fan module | FG0011031-FN
TS-DC-023-OLA-01 | PSU1 | Power supply | CI0011038-P1
TS-DC-023-OLA-01 | PSU2 | Power supply | CI0011038-P2
TS-DC-023-OLA-01 | FAN | Fan module | CI0011038-FN
TS-DC-023-OLA-02 | PSU1 | Power supply | CI0011045-P1
TS-DC-023-OLA-02 | PSU2 | Power supply | CI0011045-P2
TS-DC-023-OLA-02 | FAN | Fan module | CI0011045-FN
TS-DC-023-AGG-R01 | RE0 | Routing Engine | JU0011050-RE0
TS-DC-023-AGG-R01 | FPC0 | MPC7E-MRATE | JU0011050-F0
TS-DC-023-AGG-R01 | PEM0 | Power supply AC | JU0011050-P0
TS-DC-023-AGG-R01 | PEM1 | Power supply AC | JU0011050-P1
TS-DC-023-AGG-R01 | FAN0 | Fan tray | JU0011050-FT
TS-DC-023-AGG-R02 | RE0 | Routing Engine | JU0011061-RE0
TS-DC-023-AGG-R02 | FPC0 | MPC7E-MRATE | JU0011061-F0
TS-DC-023-AGG-R02 | PEM0 | Power supply AC | JU0011061-P0
TS-DC-023-AGG-R02 | PEM1 | Power supply AC | JU0011061-P1
TS-DC-023-AGG-R02 | FAN0 | Fan tray | JU0011061-FT
TS-DC-023-MMR-SW-01 | PSU1 | Power supply | AR0011063-P1
TS-DC-023-MMR-SW-01 | PSU2 | Power supply | AR0011063-P2
TS-DC-023-MMR-SW-01 | FAN | Fan module | AR0011063-FN
TS-DC-023-MMR-SW-02 | PSU1 | Power supply | JU0011075-P1
TS-DC-023-MMR-SW-02 | PSU2 | Power supply | JU0011075-P2
TS-DC-023-MMR-SW-02 | FAN | Fan module | JU0011075-FN
TS-DC-023-MMR-SW-03 | PSU1 | Power supply | CS0011083-P1
TS-DC-023-MMR-SW-03 | PSU2 | Power supply | CS0011083-P2
TS-DC-023-MMR-SW-03 | FAN | Fan module | CS0011083-FN
TS-DC-023-MMR-SW-04 | PSU1 | Power supply | JU0011090-P1
TS-DC-023-MMR-SW-04 | PSU2 | Power supply | JU0011090-P2
TS-DC-023-MMR-SW-04 | FAN | Fan module | JU0011090-FN
TS-DC-023-MMR-SW-05 | PSU1 | Power supply | AR0011097-P1
TS-DC-023-MMR-SW-05 | PSU2 | Power supply | AR0011097-P2
TS-DC-023-MMR-SW-05 | FAN | Fan module | AR0011097-FN
TS-DC-023-MMR-SW-06 | PSU1 | Power supply | CS0011103-P1
TS-DC-023-MMR-SW-06 | PSU2 | Power supply | CS0011103-P2
TS-DC-023-MMR-SW-06 | FAN | Fan module | CS0011103-FN
TS-DC-023-MMR-SW-07 | PSU1 | Power supply | AR0011109-P1
TS-DC-023-MMR-SW-07 | PSU2 | Power supply | AR0011109-P2
TS-DC-023-MMR-SW-07 | FAN | Fan module | AR0011109-FN
TS-DC-023-TOR-001 | PSU1 | Power supply | AR0011118-P1
TS-DC-023-TOR-001 | PSU2 | Power supply | AR0011118-P2
TS-DC-023-TOR-001 | FAN | Fan module | AR0011118-FN
TS-DC-023-TOR-002 | PSU1 | Power supply | JU0011119-P1
TS-DC-023-TOR-002 | PSU2 | Power supply | JU0011119-P2
TS-DC-023-TOR-002 | FAN | Fan module | JU0011119-FN
TS-DC-023-TOR-003 | PSU1 | Power supply | JU0011127-P1
TS-DC-023-TOR-003 | PSU2 | Power supply | JU0011127-P2
TS-DC-023-TOR-003 | FAN | Fan module | JU0011127-FN
TS-DC-023-TOR-004 | PSU1 | Power supply | AR0011136-P1
TS-DC-023-TOR-004 | PSU2 | Power supply | AR0011136-P2
TS-DC-023-TOR-004 | FAN | Fan module | AR0011136-FN
TS-DC-023-TOR-005 | PSU1 | Power supply | CS0011144-P1
TS-DC-023-TOR-005 | PSU2 | Power supply | CS0011144-P2
TS-DC-023-TOR-005 | FAN | Fan module | CS0011144-FN
KL-DC-024-PE-T4-01 | RE0 | Routing Engine | JU0011002-RE0
KL-DC-024-PE-T4-01 | FPC0 | MPC (fixed) | JU0011002-F0
KL-DC-024-PE-T4-01 | PEM0 | Power supply AC | JU0011002-P0
KL-DC-024-PE-T4-01 | PEM1 | Power supply AC | JU0011002-P1
KL-DC-024-PE-T4-01 | FAN0 | Fan tray | JU0011002-FT
KL-DC-024-PE-T4-02 | RE0 | Routing Engine | JU0011011-RE0
KL-DC-024-PE-T4-02 | FPC0 | MPC (fixed) | JU0011011-F0
KL-DC-024-PE-T4-02 | PEM0 | Power supply AC | JU0011011-P0
KL-DC-024-PE-T4-02 | PEM1 | Power supply AC | JU0011011-P1
KL-DC-024-PE-T4-02 | FAN0 | Fan tray | JU0011011-FT
KL-DC-024-PE-T4-03 | RE0 | Routing Engine | JU0011018-RE0
KL-DC-024-PE-T4-03 | FPC0 | MPC7E-MRATE | JU0011018-F0
KL-DC-024-PE-T4-03 | PEM0 | Power supply AC | JU0011018-P0
KL-DC-024-PE-T4-03 | PEM1 | Power supply AC | JU0011018-P1
KL-DC-024-PE-T4-03 | FAN0 | Fan tray | JU0011018-FT
KL-DC-024-PE-T4-04 | RE0 | Routing Engine | JU0011024-RE0
KL-DC-024-PE-T4-04 | FPC0 | MPC7E-MRATE | JU0011024-F0
KL-DC-024-PE-T4-04 | PEM0 | Power supply AC | JU0011024-P0
KL-DC-024-PE-T4-04 | PEM1 | Power supply AC | JU0011024-P1
KL-DC-024-PE-T4-04 | FAN0 | Fan tray | JU0011024-FT
KL-DC-024-FW-01 | PSU1 | Power supply | FG0011028-P1
KL-DC-024-FW-01 | PSU2 | Power supply | FG0011028-P2
KL-DC-024-FW-01 | FAN | Fan module | FG0011028-FN
KL-DC-024-OLA-01 | PSU1 | Power supply | CI0011036-P1
KL-DC-024-OLA-01 | PSU2 | Power supply | CI0011036-P2
KL-DC-024-OLA-01 | FAN | Fan module | CI0011036-FN
KL-DC-024-AGG-R01 | RE0 | Routing Engine | JU0011045-RE0
KL-DC-024-AGG-R01 | FPC0 | MPC7E-MRATE | JU0011045-F0
KL-DC-024-AGG-R01 | PEM0 | Power supply AC | JU0011045-P0
KL-DC-024-AGG-R01 | PEM1 | Power supply AC | JU0011045-P1
KL-DC-024-AGG-R01 | FAN0 | Fan tray | JU0011045-FT
KL-DC-024-AGG-R02 | RE0 | Routing Engine | JU0011051-RE0
KL-DC-024-AGG-R02 | FPC0 | MPC7E-MRATE | JU0011051-F0
KL-DC-024-AGG-R02 | PEM0 | Power supply AC | JU0011051-P0
KL-DC-024-AGG-R02 | PEM1 | Power supply AC | JU0011051-P1
KL-DC-024-AGG-R02 | FAN0 | Fan tray | JU0011051-FT
KL-DC-024-MMR-SW-01 | PSU1 | Power supply | CS0011058-P1
KL-DC-024-MMR-SW-01 | PSU2 | Power supply | CS0011058-P2
KL-DC-024-MMR-SW-01 | FAN | Fan module | CS0011058-FN
KL-DC-024-MMR-SW-02 | PSU1 | Power supply | JU0011065-P1
KL-DC-024-MMR-SW-02 | PSU2 | Power supply | JU0011065-P2
KL-DC-024-MMR-SW-02 | FAN | Fan module | JU0011065-FN
KL-DC-024-MMR-SW-03 | PSU1 | Power supply | CS0011071-P1
KL-DC-024-MMR-SW-03 | PSU2 | Power supply | CS0011071-P2
KL-DC-024-MMR-SW-03 | FAN | Fan module | CS0011071-FN
KL-DC-024-MMR-SW-04 | PSU1 | Power supply | JU0011082-P1
KL-DC-024-MMR-SW-04 | PSU2 | Power supply | JU0011082-P2
KL-DC-024-MMR-SW-04 | FAN | Fan module | JU0011082-FN
KL-DC-024-TOR-001 | PSU1 | Power supply | JU0011085-P1
KL-DC-024-TOR-001 | PSU2 | Power supply | JU0011085-P2
KL-DC-024-TOR-001 | FAN | Fan module | JU0011085-FN
KL-DC-024-TOR-002 | PSU1 | Power supply | CS0011096-P1
KL-DC-024-TOR-002 | PSU2 | Power supply | CS0011096-P2
KL-DC-024-TOR-002 | FAN | Fan module | CS0011096-FN
KL-DC-024-TOR-003 | PSU1 | Power supply | CS0011104-P1
KL-DC-024-TOR-003 | PSU2 | Power supply | CS0011104-P2
KL-DC-024-TOR-003 | FAN | Fan module | CS0011104-FN
Note on A1: Required: yes Type: ref (from Devices) System field: NetworkElement.id
Note on B1: For example "FPC 0", "PSU 1". Required: yes Type: text System field: modules[].slot
Note on C1: Part description. Required: yes Type: text System field: modules[].name
Note on D1: Required: no Type: text System field: modules[].serial

## Interfaces
device_id * | if_name * | type * | speed_mbps * | admin_state * | description | optic_model
MH-DC-001-PE-T4-01 | xe-0/0/0 | 10G SFP+ | 10000 | admin-down
MH-DC-001-PE-T4-01 | xe-0/0/1 | 10G SFP+ | 10000 | up | Backhaul to UP-DC-006 | SFP-10G-LR
MH-DC-001-PE-T4-01 | xe-0/0/2 | 10G SFP+ | 10000 | up | Backhaul to KA-DC-021 | SFP-10G-LR
MH-DC-001-PE-T4-01 | xe-0/0/3 | 10G SFP+ | 10000 | up | Backhaul to TS-DC-023 | SFP-10G-LR
MH-DC-001-PE-T4-01 | xe-0/0/4 | 10G SFP+ | 10000 | up | Backhaul to BR-DC-019 | SFP-10G-LR
MH-DC-001-PE-T4-01 | xe-0/0/5 | 10G SFP+ | 10000 | up | Backhaul to PB-DC-012 | SFP-10G-LR
MH-DC-001-PE-T4-01 | xe-0/0/6 | 10G SFP+ | 10000 | up | Uplink to MH-DC-001-AGG-R01 | SFP-10G-LR
MH-DC-001-PE-T4-01 | xe-0/0/7 | 10G SFP+ | 10000 | admin-down
MH-DC-001-PE-T4-01 | xe-0/0/8 | 10G SFP+ | 10000 | admin-down
MH-DC-001-PE-T4-01 | xe-0/0/9 | 10G SFP+ | 10000 | admin-down
MH-DC-001-PE-T4-01 | xe-0/0/10 | 10G SFP+ | 10000 | admin-down
MH-DC-001-PE-T4-01 | xe-0/0/11 | 10G SFP+ | 10000 | admin-down
MH-DC-001-PE-T4-01 | et-0/1/0 | 100G QSFP28 | 100000 | up | Fabric to MH-DC-001-PE-T4-02 | QSFP28-100G-LR4
MH-DC-001-PE-T4-01 | et-0/1/1 | 100G QSFP28 | 100000 | up | Fabric to MH-DC-001-PE-T4-03 | QSFP28-100G-LR4
MH-DC-001-PE-T4-01 | et-0/1/2 | 100G QSFP28 | 100000 | up | Fabric to MH-DC-001-PE-T4-04 | QSFP28-100G-LR4
MH-DC-001-PE-T4-01 | et-0/1/3 | 100G QSFP28 | 100000 | reserved
MH-DC-001-PE-T4-01 | ge-0/2/0 | 1G copper | 1000 | reserved
MH-DC-001-PE-T4-01 | ge-0/2/1 | 1G copper | 1000 | admin-down
MH-DC-001-PE-T4-01 | ge-0/2/2 | 1G copper | 1000 | admin-down
MH-DC-001-PE-T4-01 | ge-0/2/3 | 1G copper | 1000 | admin-down
MH-DC-001-PE-T4-01 | ge-0/2/4 | 1G copper | 1000 | admin-down
MH-DC-001-PE-T4-01 | ge-0/2/5 | 1G copper | 1000 | admin-down
MH-DC-001-PE-T4-01 | ge-0/2/6 | 1G copper | 1000 | admin-down
MH-DC-001-PE-T4-01 | ge-0/2/7 | 1G copper | 1000 | admin-down
MH-DC-001-PE-T4-01 | ge-0/2/8 | 1G copper | 1000 | admin-down
MH-DC-001-PE-T4-01 | ge-0/2/9 | 1G copper | 1000 | admin-down
MH-DC-001-PE-T4-01 | ge-0/2/10 | 1G copper | 1000 | admin-down
MH-DC-001-PE-T4-01 | ge-0/2/11 | 1G copper | 1000 | admin-down
MH-DC-001-PE-T4-01 | ge-0/2/12 | 1G copper | 1000 | admin-down
MH-DC-001-PE-T4-01 | ge-0/2/13 | 1G copper | 1000 | admin-down
MH-DC-001-PE-T4-01 | ge-0/2/14 | 1G copper | 1000 | admin-down
MH-DC-001-PE-T4-01 | ge-0/2/15 | 1G copper | 1000 | admin-down
MH-DC-001-PE-T4-02 | xe-0/0/0 | 10G SFP+ | 10000 | admin-down
MH-DC-001-PE-T4-02 | xe-0/0/1 | 10G SFP+ | 10000 | up | Backhaul to HR-DC-011 | SFP-10G-LR
MH-DC-001-PE-T4-02 | xe-0/0/2 | 10G SFP+ | 10000 | up | Backhaul to DL-DC-009 | SFP-10G-LR
MH-DC-001-PE-T4-02 | xe-0/0/3 | 10G SFP+ | 10000 | up | Backhaul to UP-DC-006 | SFP-10G-LR
MH-DC-001-PE-T4-02 | xe-0/0/4 | 10G SFP+ | 10000 | up | Backhaul to BR-DC-019 | SFP-10G-LR
MH-DC-001-PE-T4-02 | xe-0/0/5 | 10G SFP+ | 10000 | up | Backhaul to TS-DC-023 | SFP-10G-LR
MH-DC-001-PE-T4-02 | xe-0/0/6 | 10G SFP+ | 10000 | up | Uplink to MH-DC-001-AGG-R01 | SFP-10G-LR
MH-DC-001-PE-T4-02 | xe-0/0/7 | 10G SFP+ | 10000 | up | Uplink to MH-DC-001-AGG-R02 | SFP-10G-LR
MH-DC-001-PE-T4-02 | xe-0/0/8 | 10G SFP+ | 10000 | admin-down
MH-DC-001-PE-T4-02 | xe-0/0/9 | 10G SFP+ | 10000 | admin-down
MH-DC-001-PE-T4-02 | xe-0/0/10 | 10G SFP+ | 10000 | admin-down
MH-DC-001-PE-T4-02 | xe-0/0/11 | 10G SFP+ | 10000 | admin-down
MH-DC-001-PE-T4-02 | et-0/1/0 | 100G QSFP28 | 100000 | up | Fabric to MH-DC-001-PE-T4-01 | QSFP28-100G-LR4
MH-DC-001-PE-T4-02 | et-0/1/1 | 100G QSFP28 | 100000 | up | Fabric to MH-DC-001-PE-T4-03 | QSFP28-100G-LR4
MH-DC-001-PE-T4-02 | et-0/1/2 | 100G QSFP28 | 100000 | up | Fabric to MH-DC-001-PE-T4-04 | QSFP28-100G-LR4
MH-DC-001-PE-T4-02 | et-0/1/3 | 100G QSFP28 | 100000 | admin-down
MH-DC-001-PE-T4-02 | ge-0/2/0 | 1G copper | 1000 | admin-down
MH-DC-001-PE-T4-02 | ge-0/2/1 | 1G copper | 1000 | admin-down
MH-DC-001-PE-T4-02 | ge-0/2/2 | 1G copper | 1000 | admin-down
MH-DC-001-PE-T4-02 | ge-0/2/3 | 1G copper | 1000 | reserved
MH-DC-001-PE-T4-02 | ge-0/2/4 | 1G copper | 1000 | admin-down
MH-DC-001-PE-T4-02 | ge-0/2/5 | 1G copper | 1000 | admin-down
MH-DC-001-PE-T4-02 | ge-0/2/6 | 1G copper | 1000 | admin-down
MH-DC-001-PE-T4-02 | ge-0/2/7 | 1G copper | 1000 | admin-down
MH-DC-001-PE-T4-02 | ge-0/2/8 | 1G copper | 1000 | admin-down
MH-DC-001-PE-T4-02 | ge-0/2/9 | 1G copper | 1000 | admin-down
MH-DC-001-PE-T4-02 | ge-0/2/10 | 1G copper | 1000 | admin-down
MH-DC-001-PE-T4-02 | ge-0/2/11 | 1G copper | 1000 | admin-down
MH-DC-001-PE-T4-02 | ge-0/2/12 | 1G copper | 1000 | admin-down
MH-DC-001-PE-T4-02 | ge-0/2/13 | 1G copper | 1000 | admin-down
MH-DC-001-PE-T4-02 | ge-0/2/14 | 1G copper | 1000 | admin-down
MH-DC-001-PE-T4-02 | ge-0/2/15 | 1G copper | 1000 | admin-down
MH-DC-001-PE-T4-03 | Te0/0/0/0 | 10G SFP+ | 10000 | admin-down
MH-DC-001-PE-T4-03 | Te0/0/0/1 | 10G SFP+ | 10000 | up | Backhaul to BR-DC-019 | SFP-10G-LR
MH-DC-001-PE-T4-03 | Te0/0/0/2 | 10G SFP+ | 10000 | up | Backhaul to WB-DC-016 | SFP-10G-LR
MH-DC-001-PE-T4-03 | Te0/0/0/3 | 10G SFP+ | 10000 | up | Backhaul to TN-DC-022 | SFP-10G-LR
MH-DC-001-PE-T4-03 | Te0/0/0/4 | 10G SFP+ | 10000 | up | Backhaul to RJ-DC-015 | SFP-10G-LR
MH-DC-001-PE-T4-03 | Te0/0/0/5 | 10G SFP+ | 10000 | up | Backhaul to HR-DC-011 | SFP-10G-LR
MH-DC-001-PE-T4-03 | Te0/0/0/6 | 10G SFP+ | 10000 | up | Uplink to MH-DC-001-AGG-R02 | SFP-10G-LR
MH-DC-001-PE-T4-03 | Te0/0/0/7 | 10G SFP+ | 10000 | up | Uplink to MH-DC-001-AGG-R03 | SFP-10G-LR
MH-DC-001-PE-T4-03 | Te0/0/0/8 | 10G SFP+ | 10000 | admin-down
MH-DC-001-PE-T4-03 | Te0/0/0/9 | 10G SFP+ | 10000 | admin-down
MH-DC-001-PE-T4-03 | Te0/0/0/10 | 10G SFP+ | 10000 | admin-down
MH-DC-001-PE-T4-03 | Te0/0/0/11 | 10G SFP+ | 10000 | admin-down
MH-DC-001-PE-T4-03 | Hu0/0/1/0 | 100G QSFP28 | 100000 | up | Fabric to MH-DC-001-PE-T4-01 | QSFP28-100G-LR4
MH-DC-001-PE-T4-03 | Hu0/0/1/1 | 100G QSFP28 | 100000 | up | Fabric to MH-DC-001-PE-T4-02 | QSFP28-100G-LR4
MH-DC-001-PE-T4-03 | Hu0/0/1/2 | 100G QSFP28 | 100000 | up | Fabric to MH-DC-001-PE-T4-04 | QSFP28-100G-LR4
MH-DC-001-PE-T4-03 | Hu0/0/1/3 | 100G QSFP28 | 100000 | reserved
MH-DC-001-PE-T4-03 | Gi0/0/2/0 | 1G copper | 1000 | admin-down
MH-DC-001-PE-T4-03 | Gi0/0/2/1 | 1G copper | 1000 | admin-down
MH-DC-001-PE-T4-03 | Gi0/0/2/2 | 1G copper | 1000 | admin-down
MH-DC-001-PE-T4-03 | Gi0/0/2/3 | 1G copper | 1000 | admin-down
MH-DC-001-PE-T4-03 | Gi0/0/2/4 | 1G copper | 1000 | admin-down
MH-DC-001-PE-T4-03 | Gi0/0/2/5 | 1G copper | 1000 | admin-down
MH-DC-001-PE-T4-03 | Gi0/0/2/6 | 1G copper | 1000 | admin-down
MH-DC-001-PE-T4-03 | Gi0/0/2/7 | 1G copper | 1000 | admin-down
MH-DC-001-PE-T4-03 | Gi0/0/2/8 | 1G copper | 1000 | admin-down
MH-DC-001-PE-T4-03 | Gi0/0/2/9 | 1G copper | 1000 | admin-down
MH-DC-001-PE-T4-03 | Gi0/0/2/10 | 1G copper | 1000 | admin-down
MH-DC-001-PE-T4-03 | Gi0/0/2/11 | 1G copper | 1000 | admin-down
MH-DC-001-PE-T4-03 | Gi0/0/2/12 | 1G copper | 1000 | admin-down
MH-DC-001-PE-T4-03 | Gi0/0/2/13 | 1G copper | 1000 | admin-down
MH-DC-001-PE-T4-03 | Gi0/0/2/14 | 1G copper | 1000 | admin-down
MH-DC-001-PE-T4-03 | Gi0/0/2/15 | 1G copper | 1000 | admin-down
MH-DC-001-PE-T4-04 | Te0/0/0/0 | 10G SFP+ | 10000 | admin-down
MH-DC-001-PE-T4-04 | Te0/0/0/1 | 10G SFP+ | 10000 | up | Backhaul to MP-DC-014 | SFP-10G-LR
MH-DC-001-PE-T4-04 | Te0/0/0/2 | 10G SFP+ | 10000 | up | Backhaul to MH-DC-004 | SFP-10G-LR
MH-DC-001-PE-T4-04 | Te0/0/0/3 | 10G SFP+ | 10000 | up | Backhaul to KL-DC-024 | SFP-10G-LR
MH-DC-001-PE-T4-04 | Te0/0/0/4 | 10G SFP+ | 10000 | up | Backhaul to KA-DC-021 | SFP-10G-LR
MH-DC-001-PE-T4-04 | Te0/0/0/5 | 10G SFP+ | 10000 | up | Backhaul to TS-DC-023 | SFP-10G-LR
MH-DC-001-PE-T4-04 | Te0/0/0/6 | 10G SFP+ | 10000 | up | Uplink to MH-DC-001-AGG-R03 | SFP-10G-LR
MH-DC-001-PE-T4-04 | Te0/0/0/7 | 10G SFP+ | 10000 | admin-down
MH-DC-001-PE-T4-04 | Te0/0/0/8 | 10G SFP+ | 10000 | admin-down
MH-DC-001-PE-T4-04 | Te0/0/0/9 | 10G SFP+ | 10000 | admin-down
MH-DC-001-PE-T4-04 | Te0/0/0/10 | 10G SFP+ | 10000 | admin-down
MH-DC-001-PE-T4-04 | Te0/0/0/11 | 10G SFP+ | 10000 | admin-down
MH-DC-001-PE-T4-04 | Hu0/0/1/0 | 100G QSFP28 | 100000 | up | Fabric to MH-DC-001-PE-T4-01 | QSFP28-100G-LR4
MH-DC-001-PE-T4-04 | Hu0/0/1/1 | 100G QSFP28 | 100000 | up | Fabric to MH-DC-001-PE-T4-02 | QSFP28-100G-LR4
MH-DC-001-PE-T4-04 | Hu0/0/1/2 | 100G QSFP28 | 100000 | up | Fabric to MH-DC-001-PE-T4-03 | QSFP28-100G-LR4
MH-DC-001-PE-T4-04 | Hu0/0/1/3 | 100G QSFP28 | 100000 | admin-down
MH-DC-001-PE-T4-04 | Gi0/0/2/0 | 1G copper | 1000 | admin-down
MH-DC-001-PE-T4-04 | Gi0/0/2/1 | 1G copper | 1000 | admin-down
MH-DC-001-PE-T4-04 | Gi0/0/2/2 | 1G copper | 1000 | admin-down
MH-DC-001-PE-T4-04 | Gi0/0/2/3 | 1G copper | 1000 | admin-down
MH-DC-001-PE-T4-04 | Gi0/0/2/4 | 1G copper | 1000 | admin-down
MH-DC-001-PE-T4-04 | Gi0/0/2/5 | 1G copper | 1000 | admin-down
MH-DC-001-PE-T4-04 | Gi0/0/2/6 | 1G copper | 1000 | admin-down
MH-DC-001-PE-T4-04 | Gi0/0/2/7 | 1G copper | 1000 | admin-down
MH-DC-001-PE-T4-04 | Gi0/0/2/8 | 1G copper | 1000 | admin-down
MH-DC-001-PE-T4-04 | Gi0/0/2/9 | 1G copper | 1000 | admin-down
MH-DC-001-PE-T4-04 | Gi0/0/2/10 | 1G copper | 1000 | admin-down
MH-DC-001-PE-T4-04 | Gi0/0/2/11 | 1G copper | 1000 | admin-down
MH-DC-001-PE-T4-04 | Gi0/0/2/12 | 1G copper | 1000 | admin-down
MH-DC-001-PE-T4-04 | Gi0/0/2/13 | 1G copper | 1000 | admin-down
MH-DC-001-PE-T4-04 | Gi0/0/2/14 | 1G copper | 1000 | admin-down
MH-DC-001-PE-T4-04 | Gi0/0/2/15 | 1G copper | 1000 | admin-down
MH-DC-001-FW-01 | port1 | 10G SFP+ | 10000 | up | Uplink to MH-DC-001-AGG-R01 | SFP-10G-LR
MH-DC-001-FW-01 | port2 | 10G SFP+ | 10000 | up | Uplink to MH-DC-001-AGG-R02 | SFP-10G-LR
MH-DC-001-FW-01 | port3 | 10G SFP+ | 10000 | admin-down
MH-DC-001-FW-01 | port4 | 10G SFP+ | 10000 | admin-down
MH-DC-001-FW-01 | port5 | 10G SFP+ | 10000 | admin-down
MH-DC-001-FW-01 | port6 | 10G SFP+ | 10000 | admin-down
MH-DC-001-FW-01 | port7 | 10G SFP+ | 10000 | admin-down
MH-DC-001-FW-01 | port8 | 10G SFP+ | 10000 | admin-down
MH-DC-001-FW-02 | port1 | 10G SFP+ | 10000 | up | Uplink to MH-DC-001-AGG-R02 | SFP-10G-LR
MH-DC-001-FW-02 | port2 | 10G SFP+ | 10000 | up | Uplink to MH-DC-001-AGG-R03 | SFP-10G-LR
MH-DC-001-FW-02 | port3 | 10G SFP+ | 10000 | admin-down
MH-DC-001-FW-02 | port4 | 10G SFP+ | 10000 | reserved
MH-DC-001-FW-02 | port5 | 10G SFP+ | 10000 | admin-down
MH-DC-001-FW-02 | port6 | 10G SFP+ | 10000 | admin-down
MH-DC-001-FW-02 | port7 | 10G SFP+ | 10000 | admin-down
MH-DC-001-FW-02 | port8 | 10G SFP+ | 10000 | admin-down
MH-DC-001-OLA-01 | 1/2/c1 | 100G QSFP28 | 100000 | up | Uplink to MH-DC-001-AGG-R01 | QSFP28-100G-LR4
MH-DC-001-OLA-01 | 1/2/c2 | 100G QSFP28 | 100000 | admin-down
MH-DC-001-OLA-01 | 1/2/c3 | 100G QSFP28 | 100000 | admin-down
MH-DC-001-OLA-01 | 1/2/c4 | 100G QSFP28 | 100000 | admin-down
MH-DC-001-OLA-01 | 1/2/c5 | 100G QSFP28 | 100000 | admin-down
MH-DC-001-OLA-01 | 1/2/c6 | 100G QSFP28 | 100000 | admin-down
MH-DC-001-OLA-01 | 1/2/c7 | 100G QSFP28 | 100000 | admin-down
MH-DC-001-OLA-01 | 1/2/c8 | 100G QSFP28 | 100000 | admin-down
MH-DC-001-OLA-02 | 1/2/c1 | 100G QSFP28 | 100000 | up | Uplink to MH-DC-001-AGG-R02 | QSFP28-100G-LR4
MH-DC-001-OLA-02 | 1/2/c2 | 100G QSFP28 | 100000 | admin-down
MH-DC-001-OLA-02 | 1/2/c3 | 100G QSFP28 | 100000 | admin-down
MH-DC-001-OLA-02 | 1/2/c4 | 100G QSFP28 | 100000 | admin-down
MH-DC-001-OLA-02 | 1/2/c5 | 100G QSFP28 | 100000 | admin-down
MH-DC-001-OLA-02 | 1/2/c6 | 100G QSFP28 | 100000 | admin-down
MH-DC-001-OLA-02 | 1/2/c7 | 100G QSFP28 | 100000 | admin-down
MH-DC-001-OLA-02 | 1/2/c8 | 100G QSFP28 | 100000 | admin-down
MH-DC-001-AGG-R01 | xe-0/0/0 | 10G SFP+ | 10000 | up | Uplink to MH-DC-001-FW-01 | SFP-10G-LR
MH-DC-001-AGG-R01 | xe-0/0/1 | 10G SFP+ | 10000 | up | Uplink to MH-DC-001-MMR-SW-01 | SFP-10G-LR
MH-DC-001-AGG-R01 | xe-0/0/2 | 10G SFP+ | 10000 | up | Uplink to MH-DC-001-MMR-SW-01 | SFP-10G-LR
MH-DC-001-AGG-R01 | xe-0/0/3 | 10G SFP+ | 10000 | up | Uplink to MH-DC-001-MMR-SW-04 | SFP-10G-LR
MH-DC-001-AGG-R01 | xe-0/0/4 | 10G SFP+ | 10000 | up | Uplink to MH-DC-001-MMR-SW-04 | SFP-10G-LR
MH-DC-001-AGG-R01 | xe-0/0/5 | 10G SFP+ | 10000 | up | Uplink to MH-DC-001-MMR-SW-07 | SFP-10G-LR
MH-DC-001-AGG-R01 | xe-0/0/6 | 10G SFP+ | 10000 | up | Uplink to MH-DC-001-MMR-SW-07 | SFP-10G-LR
MH-DC-001-AGG-R01 | xe-0/0/7 | 10G SFP+ | 10000 | admin-down
MH-DC-001-AGG-R01 | xe-0/0/8 | 10G SFP+ | 10000 | admin-down
MH-DC-001-AGG-R01 | xe-0/0/9 | 10G SFP+ | 10000 | admin-down
MH-DC-001-AGG-R01 | xe-0/0/10 | 10G SFP+ | 10000 | admin-down
MH-DC-001-AGG-R01 | xe-0/0/11 | 10G SFP+ | 10000 | admin-down
MH-DC-001-AGG-R01 | xe-0/0/12 | 10G SFP+ | 10000 | admin-down
MH-DC-001-AGG-R01 | xe-0/0/13 | 10G SFP+ | 10000 | admin-down
MH-DC-001-AGG-R01 | xe-0/0/14 | 10G SFP+ | 10000 | admin-down
MH-DC-001-AGG-R01 | xe-0/0/15 | 10G SFP+ | 10000 | admin-down
MH-DC-001-AGG-R01 | et-0/1/0 | 100G QSFP28 | 100000 | up | Uplink to MH-DC-001-PE-T4-01 | QSFP28-100G-LR4
MH-DC-001-AGG-R01 | et-0/1/1 | 100G QSFP28 | 100000 | up | Uplink to MH-DC-001-PE-T4-02 | QSFP28-100G-LR4
MH-DC-001-AGG-R01 | et-0/1/2 | 100G QSFP28 | 100000 | up | Uplink to MH-DC-001-OLA-01 | QSFP28-100G-LR4
MH-DC-001-AGG-R01 | et-0/1/3 | 100G QSFP28 | 100000 | admin-down
MH-DC-001-AGG-R01 | et-0/1/4 | 100G QSFP28 | 100000 | admin-down
MH-DC-001-AGG-R01 | et-0/1/5 | 100G QSFP28 | 100000 | admin-down
MH-DC-001-AGG-R01 | et-0/1/6 | 100G QSFP28 | 100000 | admin-down
MH-DC-001-AGG-R01 | et-0/1/7 | 100G QSFP28 | 100000 | admin-down
MH-DC-001-AGG-R02 | xe-0/0/0 | 10G SFP+ | 10000 | up | Uplink to MH-DC-001-FW-01 | SFP-10G-LR
MH-DC-001-AGG-R02 | xe-0/0/1 | 10G SFP+ | 10000 | up | Uplink to MH-DC-001-FW-02 | SFP-10G-LR
MH-DC-001-AGG-R02 | xe-0/0/2 | 10G SFP+ | 10000 | up | Uplink to MH-DC-001-MMR-SW-02 | SFP-10G-LR
MH-DC-001-AGG-R02 | xe-0/0/3 | 10G SFP+ | 10000 | up | Uplink to MH-DC-001-MMR-SW-02 | SFP-10G-LR
MH-DC-001-AGG-R02 | xe-0/0/4 | 10G SFP+ | 10000 | up | Uplink to MH-DC-001-MMR-SW-05 | SFP-10G-LR
MH-DC-001-AGG-R02 | xe-0/0/5 | 10G SFP+ | 10000 | up | Uplink to MH-DC-001-MMR-SW-05 | SFP-10G-LR
MH-DC-001-AGG-R02 | xe-0/0/6 | 10G SFP+ | 10000 | up | Uplink to MH-DC-001-MMR-SW-08 | SFP-10G-LR
MH-DC-001-AGG-R02 | xe-0/0/7 | 10G SFP+ | 10000 | up | Uplink to MH-DC-001-MMR-SW-08 | SFP-10G-LR
MH-DC-001-AGG-R02 | xe-0/0/8 | 10G SFP+ | 10000 | admin-down
MH-DC-001-AGG-R02 | xe-0/0/9 | 10G SFP+ | 10000 | admin-down
MH-DC-001-AGG-R02 | xe-0/0/10 | 10G SFP+ | 10000 | admin-down
MH-DC-001-AGG-R02 | xe-0/0/11 | 10G SFP+ | 10000 | admin-down
MH-DC-001-AGG-R02 | xe-0/0/12 | 10G SFP+ | 10000 | admin-down
MH-DC-001-AGG-R02 | xe-0/0/13 | 10G SFP+ | 10000 | reserved
MH-DC-001-AGG-R02 | xe-0/0/14 | 10G SFP+ | 10000 | reserved
MH-DC-001-AGG-R02 | xe-0/0/15 | 10G SFP+ | 10000 | admin-down
MH-DC-001-AGG-R02 | et-0/1/0 | 100G QSFP28 | 100000 | up | Uplink to MH-DC-001-PE-T4-02 | QSFP28-100G-LR4
MH-DC-001-AGG-R02 | et-0/1/1 | 100G QSFP28 | 100000 | up | Uplink to MH-DC-001-PE-T4-03 | QSFP28-100G-LR4
MH-DC-001-AGG-R02 | et-0/1/2 | 100G QSFP28 | 100000 | up | Uplink to MH-DC-001-OLA-02 | QSFP28-100G-LR4
MH-DC-001-AGG-R02 | et-0/1/3 | 100G QSFP28 | 100000 | admin-down
MH-DC-001-AGG-R02 | et-0/1/4 | 100G QSFP28 | 100000 | admin-down
MH-DC-001-AGG-R02 | et-0/1/5 | 100G QSFP28 | 100000 | admin-down
MH-DC-001-AGG-R02 | et-0/1/6 | 100G QSFP28 | 100000 | admin-down
MH-DC-001-AGG-R02 | et-0/1/7 | 100G QSFP28 | 100000 | admin-down
MH-DC-001-AGG-R03 | xe-0/0/0 | 10G SFP+ | 10000 | up | Uplink to MH-DC-001-FW-02 | SFP-10G-LR
MH-DC-001-AGG-R03 | xe-0/0/1 | 10G SFP+ | 10000 | up | Uplink to MH-DC-001-MMR-SW-03 | SFP-10G-LR
MH-DC-001-AGG-R03 | xe-0/0/2 | 10G SFP+ | 10000 | up | Uplink to MH-DC-001-MMR-SW-03 | SFP-10G-LR
MH-DC-001-AGG-R03 | xe-0/0/3 | 10G SFP+ | 10000 | up | Uplink to MH-DC-001-MMR-SW-06 | SFP-10G-LR
MH-DC-001-AGG-R03 | xe-0/0/4 | 10G SFP+ | 10000 | up | Uplink to MH-DC-001-MMR-SW-06 | SFP-10G-LR
MH-DC-001-AGG-R03 | xe-0/0/5 | 10G SFP+ | 10000 | up | Uplink to MH-DC-001-MMR-SW-09 | SFP-10G-LR
MH-DC-001-AGG-R03 | xe-0/0/6 | 10G SFP+ | 10000 | up | Uplink to MH-DC-001-MMR-SW-09 | SFP-10G-LR
MH-DC-001-AGG-R03 | xe-0/0/7 | 10G SFP+ | 10000 | admin-down
MH-DC-001-AGG-R03 | xe-0/0/8 | 10G SFP+ | 10000 | admin-down
MH-DC-001-AGG-R03 | xe-0/0/9 | 10G SFP+ | 10000 | admin-down
MH-DC-001-AGG-R03 | xe-0/0/10 | 10G SFP+ | 10000 | reserved
MH-DC-001-AGG-R03 | xe-0/0/11 | 10G SFP+ | 10000 | reserved
MH-DC-001-AGG-R03 | xe-0/0/12 | 10G SFP+ | 10000 | admin-down
MH-DC-001-AGG-R03 | xe-0/0/13 | 10G SFP+ | 10000 | admin-down
MH-DC-001-AGG-R03 | xe-0/0/14 | 10G SFP+ | 10000 | admin-down
MH-DC-001-AGG-R03 | xe-0/0/15 | 10G SFP+ | 10000 | admin-down
MH-DC-001-AGG-R03 | et-0/1/0 | 100G QSFP28 | 100000 | up | Uplink to MH-DC-001-PE-T4-03 | QSFP28-100G-LR4
MH-DC-001-AGG-R03 | et-0/1/1 | 100G QSFP28 | 100000 | up | Uplink to MH-DC-001-PE-T4-04 | QSFP28-100G-LR4
MH-DC-001-AGG-R03 | et-0/1/2 | 100G QSFP28 | 100000 | admin-down
MH-DC-001-AGG-R03 | et-0/1/3 | 100G QSFP28 | 100000 | admin-down
MH-DC-001-AGG-R03 | et-0/1/4 | 100G QSFP28 | 100000 | admin-down
MH-DC-001-AGG-R03 | et-0/1/5 | 100G QSFP28 | 100000 | admin-down
MH-DC-001-AGG-R03 | et-0/1/6 | 100G QSFP28 | 100000 | admin-down
MH-DC-001-AGG-R03 | et-0/1/7 | 100G QSFP28 | 100000 | admin-down
MH-DC-001-MMR-SW-01 | xe-0/0/0 | 10G SFP+ | 10000 | up | Access to MH-DC-001-TOR-001 | SFP-10G-LR
MH-DC-001-MMR-SW-01 | xe-0/0/1 | 10G SFP+ | 10000 | up | Server NIC
MH-DC-001-MMR-SW-01 | xe-0/0/2 | 10G SFP+ | 10000 | up | Server NIC
MH-DC-001-MMR-SW-01 | xe-0/0/3 | 10G SFP+ | 10000 | admin-down
MH-DC-001-MMR-SW-01 | xe-0/0/4 | 10G SFP+ | 10000 | up | Server NIC
MH-DC-001-MMR-SW-01 | xe-0/0/5 | 10G SFP+ | 10000 | up | Server NIC
MH-DC-001-MMR-SW-01 | xe-0/0/6 | 10G SFP+ | 10000 | up | Server NIC
MH-DC-001-MMR-SW-01 | xe-0/0/7 | 10G SFP+ | 10000 | up | Server NIC
MH-DC-001-MMR-SW-01 | xe-0/0/8 | 10G SFP+ | 10000 | admin-down
MH-DC-001-MMR-SW-01 | xe-0/0/9 | 10G SFP+ | 10000 | admin-down
MH-DC-001-MMR-SW-01 | xe-0/0/10 | 10G SFP+ | 10000 | up | Server NIC
MH-DC-001-MMR-SW-01 | xe-0/0/11 | 10G SFP+ | 10000 | up | Server NIC
MH-DC-001-MMR-SW-01 | xe-0/0/12 | 10G SFP+ | 10000 | admin-down
MH-DC-001-MMR-SW-01 | xe-0/0/13 | 10G SFP+ | 10000 | admin-down
MH-DC-001-MMR-SW-01 | xe-0/0/14 | 10G SFP+ | 10000 | admin-down
MH-DC-001-MMR-SW-01 | xe-0/0/15 | 10G SFP+ | 10000 | up | Server NIC
MH-DC-001-MMR-SW-01 | xe-0/0/16 | 10G SFP+ | 10000 | admin-down
MH-DC-001-MMR-SW-01 | xe-0/0/17 | 10G SFP+ | 10000 | admin-down
MH-DC-001-MMR-SW-01 | xe-0/0/18 | 10G SFP+ | 10000 | up | Server NIC
MH-DC-001-MMR-SW-01 | xe-0/0/19 | 10G SFP+ | 10000 | up | Server NIC
MH-DC-001-MMR-SW-01 | xe-0/0/20 | 10G SFP+ | 10000 | up | Server NIC
MH-DC-001-MMR-SW-01 | xe-0/0/21 | 10G SFP+ | 10000 | admin-down
MH-DC-001-MMR-SW-01 | xe-0/0/22 | 10G SFP+ | 10000 | up | Server NIC
MH-DC-001-MMR-SW-01 | xe-0/0/23 | 10G SFP+ | 10000 | up | Server NIC
MH-DC-001-MMR-SW-01 | xe-0/0/24 | 10G SFP+ | 10000 | up | Server NIC
MH-DC-001-MMR-SW-01 | xe-0/0/25 | 10G SFP+ | 10000 | admin-down
MH-DC-001-MMR-SW-01 | xe-0/0/26 | 10G SFP+ | 10000 | up | Server NIC
MH-DC-001-MMR-SW-01 | xe-0/0/27 | 10G SFP+ | 10000 | admin-down
MH-DC-001-MMR-SW-01 | xe-0/0/28 | 10G SFP+ | 10000 | up | Server NIC
MH-DC-001-MMR-SW-01 | xe-0/0/29 | 10G SFP+ | 10000 | up | Server NIC
MH-DC-001-MMR-SW-01 | xe-0/0/30 | 10G SFP+ | 10000 | up | Server NIC
MH-DC-001-MMR-SW-01 | xe-0/0/31 | 10G SFP+ | 10000 | admin-down
MH-DC-001-MMR-SW-01 | xe-0/0/32 | 10G SFP+ | 10000 | up | Server NIC
MH-DC-001-MMR-SW-01 | xe-0/0/33 | 10G SFP+ | 10000 | up | Server NIC
MH-DC-001-MMR-SW-01 | xe-0/0/34 | 10G SFP+ | 10000 | admin-down
MH-DC-001-MMR-SW-01 | xe-0/0/35 | 10G SFP+ | 10000 | up | Server NIC
MH-DC-001-MMR-SW-01 | xe-0/0/36 | 10G SFP+ | 10000 | up | Server NIC
MH-DC-001-MMR-SW-01 | xe-0/0/37 | 10G SFP+ | 10000 | up | Server NIC
MH-DC-001-MMR-SW-01 | xe-0/0/38 | 10G SFP+ | 10000 | admin-down
MH-DC-001-MMR-SW-01 | xe-0/0/39 | 10G SFP+ | 10000 | up | Server NIC
MH-DC-001-MMR-SW-01 | xe-0/0/40 | 10G SFP+ | 10000 | admin-down
MH-DC-001-MMR-SW-01 | xe-0/0/41 | 10G SFP+ | 10000 | admin-down
MH-DC-001-MMR-SW-01 | xe-0/0/42 | 10G SFP+ | 10000 | up | Server NIC
MH-DC-001-MMR-SW-01 | xe-0/0/43 | 10G SFP+ | 10000 | admin-down
MH-DC-001-MMR-SW-01 | xe-0/0/44 | 10G SFP+ | 10000 | admin-down
MH-DC-001-MMR-SW-01 | xe-0/0/45 | 10G SFP+ | 10000 | up | Server NIC
MH-DC-001-MMR-SW-01 | xe-0/0/46 | 10G SFP+ | 10000 | up | Server NIC
MH-DC-001-MMR-SW-01 | xe-0/0/47 | 10G SFP+ | 10000 | up | Server NIC
MH-DC-001-MMR-SW-01 | et-0/1/0 | 100G QSFP28 | 100000 | up | Uplink to MH-DC-001-AGG-R01 | QSFP28-100G-LR4
MH-DC-001-MMR-SW-01 | et-0/1/1 | 100G QSFP28 | 100000 | up | Uplink to MH-DC-001-AGG-R01 | QSFP28-100G-LR4
MH-DC-001-MMR-SW-01 | et-0/1/2 | 100G QSFP28 | 100000 | admin-down
MH-DC-001-MMR-SW-01 | et-0/1/3 | 100G QSFP28 | 100000 | admin-down
MH-DC-001-MMR-SW-02 | Te0/0/0/0 | 10G SFP+ | 10000 | up | Access to MH-DC-001-TOR-001 | SFP-10G-LR
MH-DC-001-MMR-SW-02 | Te0/0/0/1 | 10G SFP+ | 10000 | up | Access to MH-DC-001-TOR-002 | SFP-10G-LR
MH-DC-001-MMR-SW-02 | Te0/0/0/2 | 10G SFP+ | 10000 | up | Server NIC
MH-DC-001-MMR-SW-02 | Te0/0/0/3 | 10G SFP+ | 10000 | up | Server NIC
MH-DC-001-MMR-SW-02 | Te0/0/0/4 | 10G SFP+ | 10000 | up | Server NIC
MH-DC-001-MMR-SW-02 | Te0/0/0/5 | 10G SFP+ | 10000 | admin-down
MH-DC-001-MMR-SW-02 | Te0/0/0/6 | 10G SFP+ | 10000 | admin-down
MH-DC-001-MMR-SW-02 | Te0/0/0/7 | 10G SFP+ | 10000 | up | Server NIC
MH-DC-001-MMR-SW-02 | Te0/0/0/8 | 10G SFP+ | 10000 | up | Server NIC
MH-DC-001-MMR-SW-02 | Te0/0/0/9 | 10G SFP+ | 10000 | admin-down
MH-DC-001-MMR-SW-02 | Te0/0/0/10 | 10G SFP+ | 10000 | admin-down
MH-DC-001-MMR-SW-02 | Te0/0/0/11 | 10G SFP+ | 10000 | admin-down
MH-DC-001-MMR-SW-02 | Te0/0/0/12 | 10G SFP+ | 10000 | up | Server NIC
MH-DC-001-MMR-SW-02 | Te0/0/0/13 | 10G SFP+ | 10000 | up | Server NIC
MH-DC-001-MMR-SW-02 | Te0/0/0/14 | 10G SFP+ | 10000 | admin-down
MH-DC-001-MMR-SW-02 | Te0/0/0/15 | 10G SFP+ | 10000 | up | Server NIC
MH-DC-001-MMR-SW-02 | Te0/0/0/16 | 10G SFP+ | 10000 | up | Server NIC
MH-DC-001-MMR-SW-02 | Te0/0/0/17 | 10G SFP+ | 10000 | admin-down
MH-DC-001-MMR-SW-02 | Te0/0/0/18 | 10G SFP+ | 10000 | up | Server NIC
MH-DC-001-MMR-SW-02 | Te0/0/0/19 | 10G SFP+ | 10000 | up | Server NIC
MH-DC-001-MMR-SW-02 | Te0/0/0/20 | 10G SFP+ | 10000 | admin-down
MH-DC-001-MMR-SW-02 | Te0/0/0/21 | 10G SFP+ | 10000 | admin-down
MH-DC-001-MMR-SW-02 | Te0/0/0/22 | 10G SFP+ | 10000 | admin-down
MH-DC-001-MMR-SW-02 | Te0/0/0/23 | 10G SFP+ | 10000 | up | Server NIC
MH-DC-001-MMR-SW-02 | Te0/0/0/24 | 10G SFP+ | 10000 | up | Server NIC
MH-DC-001-MMR-SW-02 | Te0/0/0/25 | 10G SFP+ | 10000 | admin-down
MH-DC-001-MMR-SW-02 | Te0/0/0/26 | 10G SFP+ | 10000 | up | Server NIC
MH-DC-001-MMR-SW-02 | Te0/0/0/27 | 10G SFP+ | 10000 | up | Server NIC
MH-DC-001-MMR-SW-02 | Te0/0/0/28 | 10G SFP+ | 10000 | up | Server NIC
MH-DC-001-MMR-SW-02 | Te0/0/0/29 | 10G SFP+ | 10000 | up | Server NIC
MH-DC-001-MMR-SW-02 | Te0/0/0/30 | 10G SFP+ | 10000 | up | Server NIC
MH-DC-001-MMR-SW-02 | Te0/0/0/31 | 10G SFP+ | 10000 | up | Server NIC
MH-DC-001-MMR-SW-02 | Te0/0/0/32 | 10G SFP+ | 10000 | admin-down
MH-DC-001-MMR-SW-02 | Te0/0/0/33 | 10G SFP+ | 10000 | up | Server NIC
MH-DC-001-MMR-SW-02 | Te0/0/0/34 | 10G SFP+ | 10000 | admin-down
MH-DC-001-MMR-SW-02 | Te0/0/0/35 | 10G SFP+ | 10000 | up | Server NIC
MH-DC-001-MMR-SW-02 | Te0/0/0/36 | 10G SFP+ | 10000 | up | Server NIC
MH-DC-001-MMR-SW-02 | Te0/0/0/37 | 10G SFP+ | 10000 | up | Server NIC
MH-DC-001-MMR-SW-02 | Te0/0/0/38 | 10G SFP+ | 10000 | up | Server NIC
MH-DC-001-MMR-SW-02 | Te0/0/0/39 | 10G SFP+ | 10000 | up | Server NIC
MH-DC-001-MMR-SW-02 | Te0/0/0/40 | 10G SFP+ | 10000 | up | Server NIC
MH-DC-001-MMR-SW-02 | Te0/0/0/41 | 10G SFP+ | 10000 | reserved
MH-DC-001-MMR-SW-02 | Te0/0/0/42 | 10G SFP+ | 10000 | up | Server NIC
MH-DC-001-MMR-SW-02 | Te0/0/0/43 | 10G SFP+ | 10000 | up | Server NIC
MH-DC-001-MMR-SW-02 | Te0/0/0/44 | 10G SFP+ | 10000 | up | Server NIC
MH-DC-001-MMR-SW-02 | Te0/0/0/45 | 10G SFP+ | 10000 | up | Server NIC
MH-DC-001-MMR-SW-02 | Te0/0/0/46 | 10G SFP+ | 10000 | up | Server NIC
MH-DC-001-MMR-SW-02 | Te0/0/0/47 | 10G SFP+ | 10000 | admin-down
MH-DC-001-MMR-SW-02 | Hu0/0/1/0 | 100G QSFP28 | 100000 | up | Uplink to MH-DC-001-AGG-R02 | QSFP28-100G-LR4
MH-DC-001-MMR-SW-02 | Hu0/0/1/1 | 100G QSFP28 | 100000 | up | Uplink to MH-DC-001-AGG-R02 | QSFP28-100G-LR4
MH-DC-001-MMR-SW-02 | Hu0/0/1/2 | 100G QSFP28 | 100000 | admin-down
MH-DC-001-MMR-SW-02 | Hu0/0/1/3 | 100G QSFP28 | 100000 | reserved
MH-DC-001-MMR-SW-03 | Te0/0/0/0 | 10G SFP+ | 10000 | up | Access to MH-DC-001-TOR-002 | SFP-10G-LR
MH-DC-001-MMR-SW-03 | Te0/0/0/1 | 10G SFP+ | 10000 | up | Access to MH-DC-001-TOR-003 | SFP-10G-LR
MH-DC-001-MMR-SW-03 | Te0/0/0/2 | 10G SFP+ | 10000 | admin-down
MH-DC-001-MMR-SW-03 | Te0/0/0/3 | 10G SFP+ | 10000 | up | Server NIC
MH-DC-001-MMR-SW-03 | Te0/0/0/4 | 10G SFP+ | 10000 | up | Server NIC
MH-DC-001-MMR-SW-03 | Te0/0/0/5 | 10G SFP+ | 10000 | up | Server NIC
MH-DC-001-MMR-SW-03 | Te0/0/0/6 | 10G SFP+ | 10000 | up | Server NIC
MH-DC-001-MMR-SW-03 | Te0/0/0/7 | 10G SFP+ | 10000 | up | Server NIC
MH-DC-001-MMR-SW-03 | Te0/0/0/8 | 10G SFP+ | 10000 | admin-down
MH-DC-001-MMR-SW-03 | Te0/0/0/9 | 10G SFP+ | 10000 | up | Server NIC
MH-DC-001-MMR-SW-03 | Te0/0/0/10 | 10G SFP+ | 10000 | up | Server NIC
MH-DC-001-MMR-SW-03 | Te0/0/0/11 | 10G SFP+ | 10000 | admin-down
MH-DC-001-MMR-SW-03 | Te0/0/0/12 | 10G SFP+ | 10000 | up | Server NIC
MH-DC-001-MMR-SW-03 | Te0/0/0/13 | 10G SFP+ | 10000 | up | Server NIC
MH-DC-001-MMR-SW-03 | Te0/0/0/14 | 10G SFP+ | 10000 | up | Server NIC
MH-DC-001-MMR-SW-03 | Te0/0/0/15 | 10G SFP+ | 10000 | up | Server NIC
MH-DC-001-MMR-SW-03 | Te0/0/0/16 | 10G SFP+ | 10000 | admin-down
MH-DC-001-MMR-SW-03 | Te0/0/0/17 | 10G SFP+ | 10000 | admin-down
MH-DC-001-MMR-SW-03 | Te0/0/0/18 | 10G SFP+ | 10000 | up | Server NIC
MH-DC-001-MMR-SW-03 | Te0/0/0/19 | 10G SFP+ | 10000 | up | Server NIC
MH-DC-001-MMR-SW-03 | Te0/0/0/20 | 10G SFP+ | 10000 | admin-down
MH-DC-001-MMR-SW-03 | Te0/0/0/21 | 10G SFP+ | 10000 | up | Server NIC
MH-DC-001-MMR-SW-03 | Te0/0/0/22 | 10G SFP+ | 10000 | up | Server NIC
MH-DC-001-MMR-SW-03 | Te0/0/0/23 | 10G SFP+ | 10000 | up | Server NIC
MH-DC-001-MMR-SW-03 | Te0/0/0/24 | 10G SFP+ | 10000 | up | Server NIC
MH-DC-001-MMR-SW-03 | Te0/0/0/25 | 10G SFP+ | 10000 | up | Server NIC
MH-DC-001-MMR-SW-03 | Te0/0/0/26 | 10G SFP+ | 10000 | up | Server NIC
MH-DC-001-MMR-SW-03 | Te0/0/0/27 | 10G SFP+ | 10000 | admin-down
MH-DC-001-MMR-SW-03 | Te0/0/0/28 | 10G SFP+ | 10000 | admin-down
MH-DC-001-MMR-SW-03 | Te0/0/0/29 | 10G SFP+ | 10000 | up | Server NIC
MH-DC-001-MMR-SW-03 | Te0/0/0/30 | 10G SFP+ | 10000 | admin-down
MH-DC-001-MMR-SW-03 | Te0/0/0/31 | 10G SFP+ | 10000 | up | Server NIC
MH-DC-001-MMR-SW-03 | Te0/0/0/32 | 10G SFP+ | 10000 | up | Server NIC
MH-DC-001-MMR-SW-03 | Te0/0/0/33 | 10G SFP+ | 10000 | up | Server NIC
MH-DC-001-MMR-SW-03 | Te0/0/0/34 | 10G SFP+ | 10000 | admin-down
MH-DC-001-MMR-SW-03 | Te0/0/0/35 | 10G SFP+ | 10000 | admin-down
MH-DC-001-MMR-SW-03 | Te0/0/0/36 | 10G SFP+ | 10000 | up | Server NIC
MH-DC-001-MMR-SW-03 | Te0/0/0/37 | 10G SFP+ | 10000 | up | Server NIC
MH-DC-001-MMR-SW-03 | Te0/0/0/38 | 10G SFP+ | 10000 | up | Server NIC
MH-DC-001-MMR-SW-03 | Te0/0/0/39 | 10G SFP+ | 10000 | admin-down
MH-DC-001-MMR-SW-03 | Te0/0/0/40 | 10G SFP+ | 10000 | up | Server NIC
MH-DC-001-MMR-SW-03 | Te0/0/0/41 | 10G SFP+ | 10000 | up | Server NIC
MH-DC-001-MMR-SW-03 | Te0/0/0/42 | 10G SFP+ | 10000 | admin-down
MH-DC-001-MMR-SW-03 | Te0/0/0/43 | 10G SFP+ | 10000 | up | Server NIC
MH-DC-001-MMR-SW-03 | Te0/0/0/44 | 10G SFP+ | 10000 | up | Server NIC
MH-DC-001-MMR-SW-03 | Te0/0/0/45 | 10G SFP+ | 10000 | up | Server NIC
MH-DC-001-MMR-SW-03 | Te0/0/0/46 | 10G SFP+ | 10000 | up | Server NIC
MH-DC-001-MMR-SW-03 | Te0/0/0/47 | 10G SFP+ | 10000 | admin-down
MH-DC-001-MMR-SW-03 | Hu0/0/1/0 | 100G QSFP28 | 100000 | up | Uplink to MH-DC-001-AGG-R03 | QSFP28-100G-LR4
MH-DC-001-MMR-SW-03 | Hu0/0/1/1 | 100G QSFP28 | 100000 | up | Uplink to MH-DC-001-AGG-R03 | QSFP28-100G-LR4
MH-DC-001-MMR-SW-03 | Hu0/0/1/2 | 100G QSFP28 | 100000 | admin-down
MH-DC-001-MMR-SW-03 | Hu0/0/1/3 | 100G QSFP28 | 100000 | admin-down
MH-DC-001-MMR-SW-04 | Te0/0/0/0 | 10G SFP+ | 10000 | up | Access to MH-DC-001-TOR-003 | SFP-10G-LR
MH-DC-001-MMR-SW-04 | Te0/0/0/1 | 10G SFP+ | 10000 | up | Access to MH-DC-001-TOR-004 | SFP-10G-LR
MH-DC-001-MMR-SW-04 | Te0/0/0/2 | 10G SFP+ | 10000 | up | Server NIC
MH-DC-001-MMR-SW-04 | Te0/0/0/3 | 10G SFP+ | 10000 | up | Server NIC
MH-DC-001-MMR-SW-04 | Te0/0/0/4 | 10G SFP+ | 10000 | up | Server NIC
MH-DC-001-MMR-SW-04 | Te0/0/0/5 | 10G SFP+ | 10000 | up | Server NIC
MH-DC-001-MMR-SW-04 | Te0/0/0/6 | 10G SFP+ | 10000 | up | Server NIC
MH-DC-001-MMR-SW-04 | Te0/0/0/7 | 10G SFP+ | 10000 | up | Server NIC
MH-DC-001-MMR-SW-04 | Te0/0/0/8 | 10G SFP+ | 10000 | admin-down
MH-DC-001-MMR-SW-04 | Te0/0/0/9 | 10G SFP+ | 10000 | admin-down
MH-DC-001-MMR-SW-04 | Te0/0/0/10 | 10G SFP+ | 10000 | admin-down
MH-DC-001-MMR-SW-04 | Te0/0/0/11 | 10G SFP+ | 10000 | up | Server NIC
MH-DC-001-MMR-SW-04 | Te0/0/0/12 | 10G SFP+ | 10000 | up | Server NIC
MH-DC-001-MMR-SW-04 | Te0/0/0/13 | 10G SFP+ | 10000 | admin-down
MH-DC-001-MMR-SW-04 | Te0/0/0/14 | 10G SFP+ | 10000 | admin-down
MH-DC-001-MMR-SW-04 | Te0/0/0/15 | 10G SFP+ | 10000 | up | Server NIC
MH-DC-001-MMR-SW-04 | Te0/0/0/16 | 10G SFP+ | 10000 | up | Server NIC
MH-DC-001-MMR-SW-04 | Te0/0/0/17 | 10G SFP+ | 10000 | up | Server NIC
MH-DC-001-MMR-SW-04 | Te0/0/0/18 | 10G SFP+ | 10000 | admin-down
MH-DC-001-MMR-SW-04 | Te0/0/0/19 | 10G SFP+ | 10000 | admin-down
MH-DC-001-MMR-SW-04 | Te0/0/0/20 | 10G SFP+ | 10000 | up | Server NIC
MH-DC-001-MMR-SW-04 | Te0/0/0/21 | 10G SFP+ | 10000 | admin-down
MH-DC-001-MMR-SW-04 | Te0/0/0/22 | 10G SFP+ | 10000 | admin-down
MH-DC-001-MMR-SW-04 | Te0/0/0/23 | 10G SFP+ | 10000 | up | Server NIC
MH-DC-001-MMR-SW-04 | Te0/0/0/24 | 10G SFP+ | 10000 | up | Server NIC
MH-DC-001-MMR-SW-04 | Te0/0/0/25 | 10G SFP+ | 10000 | admin-down
MH-DC-001-MMR-SW-04 | Te0/0/0/26 | 10G SFP+ | 10000 | up | Server NIC
MH-DC-001-MMR-SW-04 | Te0/0/0/27 | 10G SFP+ | 10000 | up | Server NIC
MH-DC-001-MMR-SW-04 | Te0/0/0/28 | 10G SFP+ | 10000 | up | Server NIC
MH-DC-001-MMR-SW-04 | Te0/0/0/29 | 10G SFP+ | 10000 | admin-down
MH-DC-001-MMR-SW-04 | Te0/0/0/30 | 10G SFP+ | 10000 | up | Server NIC
MH-DC-001-MMR-SW-04 | Te0/0/0/31 | 10G SFP+ | 10000 | up | Server NIC
MH-DC-001-MMR-SW-04 | Te0/0/0/32 | 10G SFP+ | 10000 | up | Server NIC
MH-DC-001-MMR-SW-04 | Te0/0/0/33 | 10G SFP+ | 10000 | up | Server NIC
MH-DC-001-MMR-SW-04 | Te0/0/0/34 | 10G SFP+ | 10000 | up | Server NIC
MH-DC-001-MMR-SW-04 | Te0/0/0/35 | 10G SFP+ | 10000 | up | Server NIC
MH-DC-001-MMR-SW-04 | Te0/0/0/36 | 10G SFP+ | 10000 | up | Server NIC
MH-DC-001-MMR-SW-04 | Te0/0/0/37 | 10G SFP+ | 10000 | up | Server NIC
MH-DC-001-MMR-SW-04 | Te0/0/0/38 | 10G SFP+ | 10000 | up | Server NIC
MH-DC-001-MMR-SW-04 | Te0/0/0/39 | 10G SFP+ | 10000 | admin-down
MH-DC-001-MMR-SW-04 | Te0/0/0/40 | 10G SFP+ | 10000 | up | Server NIC
MH-DC-001-MMR-SW-04 | Te0/0/0/41 | 10G SFP+ | 10000 | up | Server NIC
MH-DC-001-MMR-SW-04 | Te0/0/0/42 | 10G SFP+ | 10000 | up | Server NIC
MH-DC-001-MMR-SW-04 | Te0/0/0/43 | 10G SFP+ | 10000 | admin-down
MH-DC-001-MMR-SW-04 | Te0/0/0/44 | 10G SFP+ | 10000 | up | Server NIC
MH-DC-001-MMR-SW-04 | Te0/0/0/45 | 10G SFP+ | 10000 | up | Server NIC
MH-DC-001-MMR-SW-04 | Te0/0/0/46 | 10G SFP+ | 10000 | up | Server NIC
MH-DC-001-MMR-SW-04 | Te0/0/0/47 | 10G SFP+ | 10000 | up | Server NIC
MH-DC-001-MMR-SW-04 | Hu0/0/1/0 | 100G QSFP28 | 100000 | up | Uplink to MH-DC-001-AGG-R01 | QSFP28-100G-LR4
MH-DC-001-MMR-SW-04 | Hu0/0/1/1 | 100G QSFP28 | 100000 | up | Uplink to MH-DC-001-AGG-R01 | QSFP28-100G-LR4
MH-DC-001-MMR-SW-04 | Hu0/0/1/2 | 100G QSFP28 | 100000 | admin-down
MH-DC-001-MMR-SW-04 | Hu0/0/1/3 | 100G QSFP28 | 100000 | admin-down
MH-DC-001-MMR-SW-05 | xe-0/0/0 | 10G SFP+ | 10000 | up | Access to MH-DC-001-TOR-004 | SFP-10G-LR
MH-DC-001-MMR-SW-05 | xe-0/0/1 | 10G SFP+ | 10000 | up | Access to MH-DC-001-TOR-005 | SFP-10G-LR
MH-DC-001-MMR-SW-05 | xe-0/0/2 | 10G SFP+ | 10000 | up | Server NIC
MH-DC-001-MMR-SW-05 | xe-0/0/3 | 10G SFP+ | 10000 | admin-down
MH-DC-001-MMR-SW-05 | xe-0/0/4 | 10G SFP+ | 10000 | up | Server NIC
MH-DC-001-MMR-SW-05 | xe-0/0/5 | 10G SFP+ | 10000 | up | Server NIC
MH-DC-001-MMR-SW-05 | xe-0/0/6 | 10G SFP+ | 10000 | up | Server NIC
MH-DC-001-MMR-SW-05 | xe-0/0/7 | 10G SFP+ | 10000 | up | Server NIC
MH-DC-001-MMR-SW-05 | xe-0/0/8 | 10G SFP+ | 10000 | reserved
MH-DC-001-MMR-SW-05 | xe-0/0/9 | 10G SFP+ | 10000 | admin-down
MH-DC-001-MMR-SW-05 | xe-0/0/10 | 10G SFP+ | 10000 | up | Server NIC
MH-DC-001-MMR-SW-05 | xe-0/0/11 | 10G SFP+ | 10000 | up | Server NIC
MH-DC-001-MMR-SW-05 | xe-0/0/12 | 10G SFP+ | 10000 | admin-down
MH-DC-001-MMR-SW-05 | xe-0/0/13 | 10G SFP+ | 10000 | up | Server NIC
MH-DC-001-MMR-SW-05 | xe-0/0/14 | 10G SFP+ | 10000 | up | Server NIC
MH-DC-001-MMR-SW-05 | xe-0/0/15 | 10G SFP+ | 10000 | admin-down
MH-DC-001-MMR-SW-05 | xe-0/0/16 | 10G SFP+ | 10000 | up | Server NIC
MH-DC-001-MMR-SW-05 | xe-0/0/17 | 10G SFP+ | 10000 | up | Server NIC
MH-DC-001-MMR-SW-05 | xe-0/0/18 | 10G SFP+ | 10000 | up | Server NIC
MH-DC-001-MMR-SW-05 | xe-0/0/19 | 10G SFP+ | 10000 | up | Server NIC
MH-DC-001-MMR-SW-05 | xe-0/0/20 | 10G SFP+ | 10000 | up | Server NIC
MH-DC-001-MMR-SW-05 | xe-0/0/21 | 10G SFP+ | 10000 | up | Server NIC
MH-DC-001-MMR-SW-05 | xe-0/0/22 | 10G SFP+ | 10000 | up | Server NIC
MH-DC-001-MMR-SW-05 | xe-0/0/23 | 10G SFP+ | 10000 | up | Server NIC
MH-DC-001-MMR-SW-05 | xe-0/0/24 | 10G SFP+ | 10000 | up | Server NIC
MH-DC-001-MMR-SW-05 | xe-0/0/25 | 10G SFP+ | 10000 | up | Server NIC
MH-DC-001-MMR-SW-05 | xe-0/0/26 | 10G SFP+ | 10000 | up | Server NIC
MH-DC-001-MMR-SW-05 | xe-0/0/27 | 10G SFP+ | 10000 | admin-down
MH-DC-001-MMR-SW-05 | xe-0/0/28 | 10G SFP+ | 10000 | admin-down
MH-DC-001-MMR-SW-05 | xe-0/0/29 | 10G SFP+ | 10000 | admin-down
MH-DC-001-MMR-SW-05 | xe-0/0/30 | 10G SFP+ | 10000 | up | Server NIC
MH-DC-001-MMR-SW-05 | xe-0/0/31 | 10G SFP+ | 10000 | up | Server NIC
MH-DC-001-MMR-SW-05 | xe-0/0/32 | 10G SFP+ | 10000 | up | Server NIC
MH-DC-001-MMR-SW-05 | xe-0/0/33 | 10G SFP+ | 10000 | admin-down
MH-DC-001-MMR-SW-05 | xe-0/0/34 | 10G SFP+ | 10000 | up | Server NIC
MH-DC-001-MMR-SW-05 | xe-0/0/35 | 10G SFP+ | 10000 | up | Server NIC
MH-DC-001-MMR-SW-05 | xe-0/0/36 | 10G SFP+ | 10000 | admin-down
MH-DC-001-MMR-SW-05 | xe-0/0/37 | 10G SFP+ | 10000 | up | Server NIC
MH-DC-001-MMR-SW-05 | xe-0/0/38 | 10G SFP+ | 10000 | up | Server NIC
MH-DC-001-MMR-SW-05 | xe-0/0/39 | 10G SFP+ | 10000 | up | Server NIC
MH-DC-001-MMR-SW-05 | xe-0/0/40 | 10G SFP+ | 10000 | admin-down
MH-DC-001-MMR-SW-05 | xe-0/0/41 | 10G SFP+ | 10000 | up | Server NIC
MH-DC-001-MMR-SW-05 | xe-0/0/42 | 10G SFP+ | 10000 | admin-down
MH-DC-001-MMR-SW-05 | xe-0/0/43 | 10G SFP+ | 10000 | admin-down
MH-DC-001-MMR-SW-05 | xe-0/0/44 | 10G SFP+ | 10000 | up | Server NIC
MH-DC-001-MMR-SW-05 | xe-0/0/45 | 10G SFP+ | 10000 | up | Server NIC
MH-DC-001-MMR-SW-05 | xe-0/0/46 | 10G SFP+ | 10000 | admin-down
MH-DC-001-MMR-SW-05 | xe-0/0/47 | 10G SFP+ | 10000 | admin-down
MH-DC-001-MMR-SW-05 | et-0/1/0 | 100G QSFP28 | 100000 | up | Uplink to MH-DC-001-AGG-R02 | QSFP28-100G-LR4
MH-DC-001-MMR-SW-05 | et-0/1/1 | 100G QSFP28 | 100000 | up | Uplink to MH-DC-001-AGG-R02 | QSFP28-100G-LR4
MH-DC-001-MMR-SW-05 | et-0/1/2 | 100G QSFP28 | 100000 | admin-down
MH-DC-001-MMR-SW-05 | et-0/1/3 | 100G QSFP28 | 100000 | admin-down
MH-DC-001-MMR-SW-06 | Te0/0/0/0 | 10G SFP+ | 10000 | up | Access to MH-DC-001-TOR-005 | SFP-10G-LR
MH-DC-001-MMR-SW-06 | Te0/0/0/1 | 10G SFP+ | 10000 | up | Access to MH-DC-001-TOR-006 | SFP-10G-LR
MH-DC-001-MMR-SW-06 | Te0/0/0/2 | 10G SFP+ | 10000 | up | Server NIC
MH-DC-001-MMR-SW-06 | Te0/0/0/3 | 10G SFP+ | 10000 | up | Server NIC
MH-DC-001-MMR-SW-06 | Te0/0/0/4 | 10G SFP+ | 10000 | admin-down
MH-DC-001-MMR-SW-06 | Te0/0/0/5 | 10G SFP+ | 10000 | up | Server NIC
MH-DC-001-MMR-SW-06 | Te0/0/0/6 | 10G SFP+ | 10000 | up | Server NIC
MH-DC-001-MMR-SW-06 | Te0/0/0/7 | 10G SFP+ | 10000 | up | Server NIC
MH-DC-001-MMR-SW-06 | Te0/0/0/8 | 10G SFP+ | 10000 | up | Server NIC
MH-DC-001-MMR-SW-06 | Te0/0/0/9 | 10G SFP+ | 10000 | up | Server NIC
MH-DC-001-MMR-SW-06 | Te0/0/0/10 | 10G SFP+ | 10000 | admin-down
MH-DC-001-MMR-SW-06 | Te0/0/0/11 | 10G SFP+ | 10000 | admin-down
MH-DC-001-MMR-SW-06 | Te0/0/0/12 | 10G SFP+ | 10000 | admin-down
MH-DC-001-MMR-SW-06 | Te0/0/0/13 | 10G SFP+ | 10000 | up | Server NIC
MH-DC-001-MMR-SW-06 | Te0/0/0/14 | 10G SFP+ | 10000 | admin-down
MH-DC-001-MMR-SW-06 | Te0/0/0/15 | 10G SFP+ | 10000 | up | Server NIC
MH-DC-001-MMR-SW-06 | Te0/0/0/16 | 10G SFP+ | 10000 | up | Server NIC
MH-DC-001-MMR-SW-06 | Te0/0/0/17 | 10G SFP+ | 10000 | up | Server NIC
MH-DC-001-MMR-SW-06 | Te0/0/0/18 | 10G SFP+ | 10000 | up | Server NIC
MH-DC-001-MMR-SW-06 | Te0/0/0/19 | 10G SFP+ | 10000 | admin-down
MH-DC-001-MMR-SW-06 | Te0/0/0/20 | 10G SFP+ | 10000 | up | Server NIC
MH-DC-001-MMR-SW-06 | Te0/0/0/21 | 10G SFP+ | 10000 | up | Server NIC
MH-DC-001-MMR-SW-06 | Te0/0/0/22 | 10G SFP+ | 10000 | up | Server NIC
MH-DC-001-MMR-SW-06 | Te0/0/0/23 | 10G SFP+ | 10000 | up | Server NIC
MH-DC-001-MMR-SW-06 | Te0/0/0/24 | 10G SFP+ | 10000 | up | Server NIC
MH-DC-001-MMR-SW-06 | Te0/0/0/25 | 10G SFP+ | 10000 | admin-down
MH-DC-001-MMR-SW-06 | Te0/0/0/26 | 10G SFP+ | 10000 | up | Server NIC
MH-DC-001-MMR-SW-06 | Te0/0/0/27 | 10G SFP+ | 10000 | admin-down
MH-DC-001-MMR-SW-06 | Te0/0/0/28 | 10G SFP+ | 10000 | up | Server NIC
MH-DC-001-MMR-SW-06 | Te0/0/0/29 | 10G SFP+ | 10000 | admin-down
MH-DC-001-MMR-SW-06 | Te0/0/0/30 | 10G SFP+ | 10000 | admin-down
MH-DC-001-MMR-SW-06 | Te0/0/0/31 | 10G SFP+ | 10000 | up | Server NIC
MH-DC-001-MMR-SW-06 | Te0/0/0/32 | 10G SFP+ | 10000 | up | Server NIC
MH-DC-001-MMR-SW-06 | Te0/0/0/33 | 10G SFP+ | 10000 | admin-down
MH-DC-001-MMR-SW-06 | Te0/0/0/34 | 10G SFP+ | 10000 | admin-down
MH-DC-001-MMR-SW-06 | Te0/0/0/35 | 10G SFP+ | 10000 | up | Server NIC
MH-DC-001-MMR-SW-06 | Te0/0/0/36 | 10G SFP+ | 10000 | up | Server NIC
MH-DC-001-MMR-SW-06 | Te0/0/0/37 | 10G SFP+ | 10000 | up | Server NIC
MH-DC-001-MMR-SW-06 | Te0/0/0/38 | 10G SFP+ | 10000 | admin-down
MH-DC-001-MMR-SW-06 | Te0/0/0/39 | 10G SFP+ | 10000 | up | Server NIC
MH-DC-001-MMR-SW-06 | Te0/0/0/40 | 10G SFP+ | 10000 | up | Server NIC
MH-DC-001-MMR-SW-06 | Te0/0/0/41 | 10G SFP+ | 10000 | admin-down
MH-DC-001-MMR-SW-06 | Te0/0/0/42 | 10G SFP+ | 10000 | admin-down
MH-DC-001-MMR-SW-06 | Te0/0/0/43 | 10G SFP+ | 10000 | admin-down
MH-DC-001-MMR-SW-06 | Te0/0/0/44 | 10G SFP+ | 10000 | up | Server NIC
MH-DC-001-MMR-SW-06 | Te0/0/0/45 | 10G SFP+ | 10000 | up | Server NIC
MH-DC-001-MMR-SW-06 | Te0/0/0/46 | 10G SFP+ | 10000 | admin-down
MH-DC-001-MMR-SW-06 | Te0/0/0/47 | 10G SFP+ | 10000 | up | Server NIC
MH-DC-001-MMR-SW-06 | Hu0/0/1/0 | 100G QSFP28 | 100000 | up | Uplink to MH-DC-001-AGG-R03 | QSFP28-100G-LR4
MH-DC-001-MMR-SW-06 | Hu0/0/1/1 | 100G QSFP28 | 100000 | up | Uplink to MH-DC-001-AGG-R03 | QSFP28-100G-LR4
MH-DC-001-MMR-SW-06 | Hu0/0/1/2 | 100G QSFP28 | 100000 | admin-down
MH-DC-001-MMR-SW-06 | Hu0/0/1/3 | 100G QSFP28 | 100000 | admin-down
MH-DC-001-MMR-SW-07 | Te0/0/0/0 | 10G SFP+ | 10000 | up | Access to MH-DC-001-TOR-006 | SFP-10G-LR
MH-DC-001-MMR-SW-07 | Te0/0/0/1 | 10G SFP+ | 10000 | admin-down
MH-DC-001-MMR-SW-07 | Te0/0/0/2 | 10G SFP+ | 10000 | up | Server NIC
MH-DC-001-MMR-SW-07 | Te0/0/0/3 | 10G SFP+ | 10000 | admin-down
MH-DC-001-MMR-SW-07 | Te0/0/0/4 | 10G SFP+ | 10000 | up | Server NIC
MH-DC-001-MMR-SW-07 | Te0/0/0/5 | 10G SFP+ | 10000 | up | Server NIC
MH-DC-001-MMR-SW-07 | Te0/0/0/6 | 10G SFP+ | 10000 | admin-down
MH-DC-001-MMR-SW-07 | Te0/0/0/7 | 10G SFP+ | 10000 | admin-down
MH-DC-001-MMR-SW-07 | Te0/0/0/8 | 10G SFP+ | 10000 | up | Server NIC
MH-DC-001-MMR-SW-07 | Te0/0/0/9 | 10G SFP+ | 10000 | up | Server NIC
MH-DC-001-MMR-SW-07 | Te0/0/0/10 | 10G SFP+ | 10000 | reserved
MH-DC-001-MMR-SW-07 | Te0/0/0/11 | 10G SFP+ | 10000 | admin-down
MH-DC-001-MMR-SW-07 | Te0/0/0/12 | 10G SFP+ | 10000 | up | Server NIC
MH-DC-001-MMR-SW-07 | Te0/0/0/13 | 10G SFP+ | 10000 | admin-down
MH-DC-001-MMR-SW-07 | Te0/0/0/14 | 10G SFP+ | 10000 | up | Server NIC
MH-DC-001-MMR-SW-07 | Te0/0/0/15 | 10G SFP+ | 10000 | admin-down
MH-DC-001-MMR-SW-07 | Te0/0/0/16 | 10G SFP+ | 10000 | up | Server NIC
MH-DC-001-MMR-SW-07 | Te0/0/0/17 | 10G SFP+ | 10000 | up | Server NIC
MH-DC-001-MMR-SW-07 | Te0/0/0/18 | 10G SFP+ | 10000 | admin-down
MH-DC-001-MMR-SW-07 | Te0/0/0/19 | 10G SFP+ | 10000 | up | Server NIC
MH-DC-001-MMR-SW-07 | Te0/0/0/20 | 10G SFP+ | 10000 | admin-down
MH-DC-001-MMR-SW-07 | Te0/0/0/21 | 10G SFP+ | 10000 | up | Server NIC
MH-DC-001-MMR-SW-07 | Te0/0/0/22 | 10G SFP+ | 10000 | up | Server NIC
MH-DC-001-MMR-SW-07 | Te0/0/0/23 | 10G SFP+ | 10000 | up | Server NIC
MH-DC-001-MMR-SW-07 | Te0/0/0/24 | 10G SFP+ | 10000 | up | Server NIC
MH-DC-001-MMR-SW-07 | Te0/0/0/25 | 10G SFP+ | 10000 | up | Server NIC
MH-DC-001-MMR-SW-07 | Te0/0/0/26 | 10G SFP+ | 10000 | admin-down
MH-DC-001-MMR-SW-07 | Te0/0/0/27 | 10G SFP+ | 10000 | up | Server NIC
MH-DC-001-MMR-SW-07 | Te0/0/0/28 | 10G SFP+ | 10000 | up | Server NIC
MH-DC-001-MMR-SW-07 | Te0/0/0/29 | 10G SFP+ | 10000 | up | Server NIC
MH-DC-001-MMR-SW-07 | Te0/0/0/30 | 10G SFP+ | 10000 | up | Server NIC
MH-DC-001-MMR-SW-07 | Te0/0/0/31 | 10G SFP+ | 10000 | up | Server NIC
MH-DC-001-MMR-SW-07 | Te0/0/0/32 | 10G SFP+ | 10000 | admin-down
MH-DC-001-MMR-SW-07 | Te0/0/0/33 | 10G SFP+ | 10000 | admin-down
MH-DC-001-MMR-SW-07 | Te0/0/0/34 | 10G SFP+ | 10000 | up | Server NIC
MH-DC-001-MMR-SW-07 | Te0/0/0/35 | 10G SFP+ | 10000 | up | Server NIC
MH-DC-001-MMR-SW-07 | Te0/0/0/36 | 10G SFP+ | 10000 | up | Server NIC
MH-DC-001-MMR-SW-07 | Te0/0/0/37 | 10G SFP+ | 10000 | admin-down
MH-DC-001-MMR-SW-07 | Te0/0/0/38 | 10G SFP+ | 10000 | admin-down
MH-DC-001-MMR-SW-07 | Te0/0/0/39 | 10G SFP+ | 10000 | up | Server NIC
MH-DC-001-MMR-SW-07 | Te0/0/0/40 | 10G SFP+ | 10000 | admin-down
MH-DC-001-MMR-SW-07 | Te0/0/0/41 | 10G SFP+ | 10000 | admin-down
MH-DC-001-MMR-SW-07 | Te0/0/0/42 | 10G SFP+ | 10000 | admin-down
MH-DC-001-MMR-SW-07 | Te0/0/0/43 | 10G SFP+ | 10000 | admin-down
MH-DC-001-MMR-SW-07 | Te0/0/0/44 | 10G SFP+ | 10000 | admin-down
MH-DC-001-MMR-SW-07 | Te0/0/0/45 | 10G SFP+ | 10000 | admin-down
MH-DC-001-MMR-SW-07 | Te0/0/0/46 | 10G SFP+ | 10000 | up | Server NIC
MH-DC-001-MMR-SW-07 | Te0/0/0/47 | 10G SFP+ | 10000 | up | Server NIC
MH-DC-001-MMR-SW-07 | Hu0/0/1/0 | 100G QSFP28 | 100000 | up | Uplink to MH-DC-001-AGG-R01 | QSFP28-100G-LR4
MH-DC-001-MMR-SW-07 | Hu0/0/1/1 | 100G QSFP28 | 100000 | up | Uplink to MH-DC-001-AGG-R01 | QSFP28-100G-LR4
MH-DC-001-MMR-SW-07 | Hu0/0/1/2 | 100G QSFP28 | 100000 | admin-down
MH-DC-001-MMR-SW-07 | Hu0/0/1/3 | 100G QSFP28 | 100000 | admin-down
MH-DC-001-MMR-SW-08 | Te0/0/0/0 | 10G SFP+ | 10000 | admin-down
MH-DC-001-MMR-SW-08 | Te0/0/0/1 | 10G SFP+ | 10000 | admin-down
MH-DC-001-MMR-SW-08 | Te0/0/0/2 | 10G SFP+ | 10000 | up | Server NIC
MH-DC-001-MMR-SW-08 | Te0/0/0/3 | 10G SFP+ | 10000 | admin-down
MH-DC-001-MMR-SW-08 | Te0/0/0/4 | 10G SFP+ | 10000 | up | Server NIC
MH-DC-001-MMR-SW-08 | Te0/0/0/5 | 10G SFP+ | 10000 | up | Server NIC
MH-DC-001-MMR-SW-08 | Te0/0/0/6 | 10G SFP+ | 10000 | up | Server NIC
MH-DC-001-MMR-SW-08 | Te0/0/0/7 | 10G SFP+ | 10000 | up | Server NIC
MH-DC-001-MMR-SW-08 | Te0/0/0/8 | 10G SFP+ | 10000 | admin-down
MH-DC-001-MMR-SW-08 | Te0/0/0/9 | 10G SFP+ | 10000 | up | Server NIC
MH-DC-001-MMR-SW-08 | Te0/0/0/10 | 10G SFP+ | 10000 | admin-down
MH-DC-001-MMR-SW-08 | Te0/0/0/11 | 10G SFP+ | 10000 | up | Server NIC
MH-DC-001-MMR-SW-08 | Te0/0/0/12 | 10G SFP+ | 10000 | admin-down
MH-DC-001-MMR-SW-08 | Te0/0/0/13 | 10G SFP+ | 10000 | up | Server NIC
MH-DC-001-MMR-SW-08 | Te0/0/0/14 | 10G SFP+ | 10000 | up | Server NIC
MH-DC-001-MMR-SW-08 | Te0/0/0/15 | 10G SFP+ | 10000 | up | Server NIC
MH-DC-001-MMR-SW-08 | Te0/0/0/16 | 10G SFP+ | 10000 | admin-down
MH-DC-001-MMR-SW-08 | Te0/0/0/17 | 10G SFP+ | 10000 | reserved
MH-DC-001-MMR-SW-08 | Te0/0/0/18 | 10G SFP+ | 10000 | up | Server NIC
MH-DC-001-MMR-SW-08 | Te0/0/0/19 | 10G SFP+ | 10000 | up | Server NIC
MH-DC-001-MMR-SW-08 | Te0/0/0/20 | 10G SFP+ | 10000 | admin-down
MH-DC-001-MMR-SW-08 | Te0/0/0/21 | 10G SFP+ | 10000 | up | Server NIC
MH-DC-001-MMR-SW-08 | Te0/0/0/22 | 10G SFP+ | 10000 | admin-down
MH-DC-001-MMR-SW-08 | Te0/0/0/23 | 10G SFP+ | 10000 | up | Server NIC
MH-DC-001-MMR-SW-08 | Te0/0/0/24 | 10G SFP+ | 10000 | up | Server NIC
MH-DC-001-MMR-SW-08 | Te0/0/0/25 | 10G SFP+ | 10000 | up | Server NIC
MH-DC-001-MMR-SW-08 | Te0/0/0/26 | 10G SFP+ | 10000 | admin-down
MH-DC-001-MMR-SW-08 | Te0/0/0/27 | 10G SFP+ | 10000 | reserved
MH-DC-001-MMR-SW-08 | Te0/0/0/28 | 10G SFP+ | 10000 | up | Server NIC
MH-DC-001-MMR-SW-08 | Te0/0/0/29 | 10G SFP+ | 10000 | admin-down
MH-DC-001-MMR-SW-08 | Te0/0/0/30 | 10G SFP+ | 10000 | up | Server NIC
MH-DC-001-MMR-SW-08 | Te0/0/0/31 | 10G SFP+ | 10000 | up | Server NIC
MH-DC-001-MMR-SW-08 | Te0/0/0/32 | 10G SFP+ | 10000 | admin-down
MH-DC-001-MMR-SW-08 | Te0/0/0/33 | 10G SFP+ | 10000 | admin-down
MH-DC-001-MMR-SW-08 | Te0/0/0/34 | 10G SFP+ | 10000 | up | Server NIC
MH-DC-001-MMR-SW-08 | Te0/0/0/35 | 10G SFP+ | 10000 | admin-down
MH-DC-001-MMR-SW-08 | Te0/0/0/36 | 10G SFP+ | 10000 | up | Server NIC
MH-DC-001-MMR-SW-08 | Te0/0/0/37 | 10G SFP+ | 10000 | admin-down
MH-DC-001-MMR-SW-08 | Te0/0/0/38 | 10G SFP+ | 10000 | up | Server NIC
MH-DC-001-MMR-SW-08 | Te0/0/0/39 | 10G SFP+ | 10000 | up | Server NIC
MH-DC-001-MMR-SW-08 | Te0/0/0/40 | 10G SFP+ | 10000 | up | Server NIC
MH-DC-001-MMR-SW-08 | Te0/0/0/41 | 10G SFP+ | 10000 | up | Server NIC
MH-DC-001-MMR-SW-08 | Te0/0/0/42 | 10G SFP+ | 10000 | up | Server NIC
MH-DC-001-MMR-SW-08 | Te0/0/0/43 | 10G SFP+ | 10000 | up | Server NIC
MH-DC-001-MMR-SW-08 | Te0/0/0/44 | 10G SFP+ | 10000 | admin-down
MH-DC-001-MMR-SW-08 | Te0/0/0/45 | 10G SFP+ | 10000 | admin-down
MH-DC-001-MMR-SW-08 | Te0/0/0/46 | 10G SFP+ | 10000 | up | Server NIC
MH-DC-001-MMR-SW-08 | Te0/0/0/47 | 10G SFP+ | 10000 | up | Server NIC
MH-DC-001-MMR-SW-08 | Hu0/0/1/0 | 100G QSFP28 | 100000 | up | Uplink to MH-DC-001-AGG-R02 | QSFP28-100G-LR4
MH-DC-001-MMR-SW-08 | Hu0/0/1/1 | 100G QSFP28 | 100000 | up | Uplink to MH-DC-001-AGG-R02 | QSFP28-100G-LR4
MH-DC-001-MMR-SW-08 | Hu0/0/1/2 | 100G QSFP28 | 100000 | admin-down
MH-DC-001-MMR-SW-08 | Hu0/0/1/3 | 100G QSFP28 | 100000 | admin-down
MH-DC-001-MMR-SW-09 | Ethernet1 | 10G SFP+ | 10000 | admin-down
MH-DC-001-MMR-SW-09 | Ethernet2 | 10G SFP+ | 10000 | up | Server NIC
MH-DC-001-MMR-SW-09 | Ethernet3 | 10G SFP+ | 10000 | admin-down
MH-DC-001-MMR-SW-09 | Ethernet4 | 10G SFP+ | 10000 | up | Server NIC
MH-DC-001-MMR-SW-09 | Ethernet5 | 10G SFP+ | 10000 | admin-down
MH-DC-001-MMR-SW-09 | Ethernet6 | 10G SFP+ | 10000 | up | Server NIC
MH-DC-001-MMR-SW-09 | Ethernet7 | 10G SFP+ | 10000 | up | Server NIC
MH-DC-001-MMR-SW-09 | Ethernet8 | 10G SFP+ | 10000 | up | Server NIC
MH-DC-001-MMR-SW-09 | Ethernet9 | 10G SFP+ | 10000 | reserved
MH-DC-001-MMR-SW-09 | Ethernet10 | 10G SFP+ | 10000 | up | Server NIC
MH-DC-001-MMR-SW-09 | Ethernet11 | 10G SFP+ | 10000 | up | Server NIC
MH-DC-001-MMR-SW-09 | Ethernet12 | 10G SFP+ | 10000 | up | Server NIC
MH-DC-001-MMR-SW-09 | Ethernet13 | 10G SFP+ | 10000 | up | Server NIC
MH-DC-001-MMR-SW-09 | Ethernet14 | 10G SFP+ | 10000 | admin-down
MH-DC-001-MMR-SW-09 | Ethernet15 | 10G SFP+ | 10000 | admin-down
MH-DC-001-MMR-SW-09 | Ethernet16 | 10G SFP+ | 10000 | up | Server NIC
MH-DC-001-MMR-SW-09 | Ethernet17 | 10G SFP+ | 10000 | up | Server NIC
MH-DC-001-MMR-SW-09 | Ethernet18 | 10G SFP+ | 10000 | up | Server NIC
MH-DC-001-MMR-SW-09 | Ethernet19 | 10G SFP+ | 10000 | up | Server NIC
MH-DC-001-MMR-SW-09 | Ethernet20 | 10G SFP+ | 10000 | up | Server NIC
MH-DC-001-MMR-SW-09 | Ethernet21 | 10G SFP+ | 10000 | admin-down
MH-DC-001-MMR-SW-09 | Ethernet22 | 10G SFP+ | 10000 | up | Server NIC
MH-DC-001-MMR-SW-09 | Ethernet23 | 10G SFP+ | 10000 | admin-down
MH-DC-001-MMR-SW-09 | Ethernet24 | 10G SFP+ | 10000 | up | Server NIC
MH-DC-001-MMR-SW-09 | Ethernet25 | 10G SFP+ | 10000 | up | Server NIC
MH-DC-001-MMR-SW-09 | Ethernet26 | 10G SFP+ | 10000 | up | Server NIC
MH-DC-001-MMR-SW-09 | Ethernet27 | 10G SFP+ | 10000 | up | Server NIC
MH-DC-001-MMR-SW-09 | Ethernet28 | 10G SFP+ | 10000 | up | Server NIC
MH-DC-001-MMR-SW-09 | Ethernet29 | 10G SFP+ | 10000 | admin-down
MH-DC-001-MMR-SW-09 | Ethernet30 | 10G SFP+ | 10000 | admin-down
MH-DC-001-MMR-SW-09 | Ethernet31 | 10G SFP+ | 10000 | up | Server NIC
MH-DC-001-MMR-SW-09 | Ethernet32 | 10G SFP+ | 10000 | reserved
MH-DC-001-MMR-SW-09 | Ethernet33 | 10G SFP+ | 10000 | up | Server NIC
MH-DC-001-MMR-SW-09 | Ethernet34 | 10G SFP+ | 10000 | admin-down
MH-DC-001-MMR-SW-09 | Ethernet35 | 10G SFP+ | 10000 | up | Server NIC
MH-DC-001-MMR-SW-09 | Ethernet36 | 10G SFP+ | 10000 | up | Server NIC
MH-DC-001-MMR-SW-09 | Ethernet37 | 10G SFP+ | 10000 | admin-down
MH-DC-001-MMR-SW-09 | Ethernet38 | 10G SFP+ | 10000 | up | Server NIC
MH-DC-001-MMR-SW-09 | Ethernet39 | 10G SFP+ | 10000 | up | Server NIC
MH-DC-001-MMR-SW-09 | Ethernet40 | 10G SFP+ | 10000 | up | Server NIC
MH-DC-001-MMR-SW-09 | Ethernet41 | 10G SFP+ | 10000 | up | Server NIC
MH-DC-001-MMR-SW-09 | Ethernet42 | 10G SFP+ | 10000 | up | Server NIC
MH-DC-001-MMR-SW-09 | Ethernet43 | 10G SFP+ | 10000 | up | Server NIC
MH-DC-001-MMR-SW-09 | Ethernet44 | 10G SFP+ | 10000 | up | Server NIC
MH-DC-001-MMR-SW-09 | Ethernet45 | 10G SFP+ | 10000 | up | Server NIC
MH-DC-001-MMR-SW-09 | Ethernet46 | 10G SFP+ | 10000 | up | Server NIC
MH-DC-001-MMR-SW-09 | Ethernet47 | 10G SFP+ | 10000 | admin-down
MH-DC-001-MMR-SW-09 | Ethernet48 | 10G SFP+ | 10000 | up | Server NIC
MH-DC-001-MMR-SW-09 | Ethernet49/1 | 100G QSFP28 | 100000 | up | Uplink to MH-DC-001-AGG-R03 | QSFP28-100G-LR4
MH-DC-001-MMR-SW-09 | Ethernet49/2 | 100G QSFP28 | 100000 | up | Uplink to MH-DC-001-AGG-R03 | QSFP28-100G-LR4
MH-DC-001-MMR-SW-09 | Ethernet49/3 | 100G QSFP28 | 100000 | admin-down
MH-DC-001-MMR-SW-09 | Ethernet49/4 | 100G QSFP28 | 100000 | admin-down
MH-DC-001-TOR-001 | Te0/0/0/0 | 10G SFP+ | 10000 | up | Access to MH-DC-001-MMR-SW-01 | SFP-10G-LR
MH-DC-001-TOR-001 | Te0/0/0/1 | 10G SFP+ | 10000 | up | Access to MH-DC-001-MMR-SW-02 | SFP-10G-LR
MH-DC-001-TOR-001 | Te0/0/0/2 | 10G SFP+ | 10000 | admin-down
MH-DC-001-TOR-001 | Te0/0/0/3 | 10G SFP+ | 10000 | admin-down
MH-DC-001-TOR-001 | Te0/0/0/4 | 10G SFP+ | 10000 | up | Server NIC
MH-DC-001-TOR-001 | Te0/0/0/5 | 10G SFP+ | 10000 | up | Server NIC
MH-DC-001-TOR-001 | Te0/0/0/6 | 10G SFP+ | 10000 | up | Server NIC
MH-DC-001-TOR-001 | Te0/0/0/7 | 10G SFP+ | 10000 | up | Server NIC
MH-DC-001-TOR-001 | Te0/0/0/8 | 10G SFP+ | 10000 | admin-down
MH-DC-001-TOR-001 | Te0/0/0/9 | 10G SFP+ | 10000 | up | Server NIC
MH-DC-001-TOR-001 | Te0/0/0/10 | 10G SFP+ | 10000 | up | Server NIC
MH-DC-001-TOR-001 | Te0/0/0/11 | 10G SFP+ | 10000 | up | Server NIC
MH-DC-001-TOR-001 | Te0/0/0/12 | 10G SFP+ | 10000 | admin-down
MH-DC-001-TOR-001 | Te0/0/0/13 | 10G SFP+ | 10000 | up | Server NIC
MH-DC-001-TOR-001 | Te0/0/0/14 | 10G SFP+ | 10000 | up | Server NIC
MH-DC-001-TOR-001 | Te0/0/0/15 | 10G SFP+ | 10000 | admin-down
MH-DC-001-TOR-001 | Te0/0/0/16 | 10G SFP+ | 10000 | up | Server NIC
MH-DC-001-TOR-001 | Te0/0/0/17 | 10G SFP+ | 10000 | up | Server NIC
MH-DC-001-TOR-001 | Te0/0/0/18 | 10G SFP+ | 10000 | up | Server NIC
MH-DC-001-TOR-001 | Te0/0/0/19 | 10G SFP+ | 10000 | up | Server NIC
MH-DC-001-TOR-001 | Te0/0/0/20 | 10G SFP+ | 10000 | up | Server NIC
MH-DC-001-TOR-001 | Te0/0/0/21 | 10G SFP+ | 10000 | up | Server NIC
MH-DC-001-TOR-001 | Te0/0/0/22 | 10G SFP+ | 10000 | up | Server NIC
MH-DC-001-TOR-001 | Te0/0/0/23 | 10G SFP+ | 10000 | up | Server NIC
MH-DC-001-TOR-001 | Hu0/0/1/0 | 100G QSFP28 | 100000 | admin-down
MH-DC-001-TOR-001 | Hu0/0/1/1 | 100G QSFP28 | 100000 | admin-down
MH-DC-001-TOR-002 | Te0/0/0/0 | 10G SFP+ | 10000 | up | Access to MH-DC-001-MMR-SW-02 | SFP-10G-LR
MH-DC-001-TOR-002 | Te0/0/0/1 | 10G SFP+ | 10000 | up | Access to MH-DC-001-MMR-SW-03 | SFP-10G-LR
MH-DC-001-TOR-002 | Te0/0/0/2 | 10G SFP+ | 10000 | admin-down
MH-DC-001-TOR-002 | Te0/0/0/3 | 10G SFP+ | 10000 | admin-down
MH-DC-001-TOR-002 | Te0/0/0/4 | 10G SFP+ | 10000 | up | Server NIC
MH-DC-001-TOR-002 | Te0/0/0/5 | 10G SFP+ | 10000 | up | Server NIC
MH-DC-001-TOR-002 | Te0/0/0/6 | 10G SFP+ | 10000 | up | Server NIC
MH-DC-001-TOR-002 | Te0/0/0/7 | 10G SFP+ | 10000 | admin-down
MH-DC-001-TOR-002 | Te0/0/0/8 | 10G SFP+ | 10000 | up | Server NIC
MH-DC-001-TOR-002 | Te0/0/0/9 | 10G SFP+ | 10000 | up | Server NIC
MH-DC-001-TOR-002 | Te0/0/0/10 | 10G SFP+ | 10000 | admin-down
MH-DC-001-TOR-002 | Te0/0/0/11 | 10G SFP+ | 10000 | up | Server NIC
MH-DC-001-TOR-002 | Te0/0/0/12 | 10G SFP+ | 10000 | up | Server NIC
MH-DC-001-TOR-002 | Te0/0/0/13 | 10G SFP+ | 10000 | up | Server NIC
MH-DC-001-TOR-002 | Te0/0/0/14 | 10G SFP+ | 10000 | admin-down
MH-DC-001-TOR-002 | Te0/0/0/15 | 10G SFP+ | 10000 | up | Server NIC
MH-DC-001-TOR-002 | Te0/0/0/16 | 10G SFP+ | 10000 | admin-down
MH-DC-001-TOR-002 | Te0/0/0/17 | 10G SFP+ | 10000 | up | Server NIC
MH-DC-001-TOR-002 | Te0/0/0/18 | 10G SFP+ | 10000 | up | Server NIC
MH-DC-001-TOR-002 | Te0/0/0/19 | 10G SFP+ | 10000 | up | Server NIC
MH-DC-001-TOR-002 | Te0/0/0/20 | 10G SFP+ | 10000 | admin-down
MH-DC-001-TOR-002 | Te0/0/0/21 | 10G SFP+ | 10000 | admin-down
MH-DC-001-TOR-002 | Te0/0/0/22 | 10G SFP+ | 10000 | up | Server NIC
MH-DC-001-TOR-002 | Te0/0/0/23 | 10G SFP+ | 10000 | admin-down
MH-DC-001-TOR-002 | Hu0/0/1/0 | 100G QSFP28 | 100000 | admin-down
MH-DC-001-TOR-002 | Hu0/0/1/1 | 100G QSFP28 | 100000 | admin-down
MH-DC-001-TOR-003 | xe-0/0/0 | 10G SFP+ | 10000 | up | Access to MH-DC-001-MMR-SW-03 | SFP-10G-LR
MH-DC-001-TOR-003 | xe-0/0/1 | 10G SFP+ | 10000 | up | Access to MH-DC-001-MMR-SW-04 | SFP-10G-LR
MH-DC-001-TOR-003 | xe-0/0/2 | 10G SFP+ | 10000 | admin-down
MH-DC-001-TOR-003 | xe-0/0/3 | 10G SFP+ | 10000 | up | Server NIC
MH-DC-001-TOR-003 | xe-0/0/4 | 10G SFP+ | 10000 | admin-down
MH-DC-001-TOR-003 | xe-0/0/5 | 10G SFP+ | 10000 | admin-down
MH-DC-001-TOR-003 | xe-0/0/6 | 10G SFP+ | 10000 | up | Server NIC
MH-DC-001-TOR-003 | xe-0/0/7 | 10G SFP+ | 10000 | up | Server NIC
MH-DC-001-TOR-003 | xe-0/0/8 | 10G SFP+ | 10000 | up | Server NIC
MH-DC-001-TOR-003 | xe-0/0/9 | 10G SFP+ | 10000 | admin-down
MH-DC-001-TOR-003 | xe-0/0/10 | 10G SFP+ | 10000 | up | Server NIC
MH-DC-001-TOR-003 | xe-0/0/11 | 10G SFP+ | 10000 | admin-down
MH-DC-001-TOR-003 | xe-0/0/12 | 10G SFP+ | 10000 | up | Server NIC
MH-DC-001-TOR-003 | xe-0/0/13 | 10G SFP+ | 10000 | admin-down
MH-DC-001-TOR-003 | xe-0/0/14 | 10G SFP+ | 10000 | up | Server NIC
MH-DC-001-TOR-003 | xe-0/0/15 | 10G SFP+ | 10000 | admin-down
MH-DC-001-TOR-003 | xe-0/0/16 | 10G SFP+ | 10000 | up | Server NIC
MH-DC-001-TOR-003 | xe-0/0/17 | 10G SFP+ | 10000 | admin-down
MH-DC-001-TOR-003 | xe-0/0/18 | 10G SFP+ | 10000 | up | Server NIC
MH-DC-001-TOR-003 | xe-0/0/19 | 10G SFP+ | 10000 | admin-down
MH-DC-001-TOR-003 | xe-0/0/20 | 10G SFP+ | 10000 | up | Server NIC
MH-DC-001-TOR-003 | xe-0/0/21 | 10G SFP+ | 10000 | up | Server NIC
MH-DC-001-TOR-003 | xe-0/0/22 | 10G SFP+ | 10000 | admin-down
MH-DC-001-TOR-003 | xe-0/0/23 | 10G SFP+ | 10000 | up | Server NIC
MH-DC-001-TOR-003 | et-0/1/0 | 100G QSFP28 | 100000 | admin-down
MH-DC-001-TOR-003 | et-0/1/1 | 100G QSFP28 | 100000 | admin-down
MH-DC-001-TOR-004 | Te0/0/0/0 | 10G SFP+ | 10000 | up | Access to MH-DC-001-MMR-SW-04 | SFP-10G-LR
MH-DC-001-TOR-004 | Te0/0/0/1 | 10G SFP+ | 10000 | up | Access to MH-DC-001-MMR-SW-05 | SFP-10G-LR
MH-DC-001-TOR-004 | Te0/0/0/2 | 10G SFP+ | 10000 | up | Server NIC
MH-DC-001-TOR-004 | Te0/0/0/3 | 10G SFP+ | 10000 | admin-down
MH-DC-001-TOR-004 | Te0/0/0/4 | 10G SFP+ | 10000 | up | Server NIC
MH-DC-001-TOR-004 | Te0/0/0/5 | 10G SFP+ | 10000 | up | Server NIC
MH-DC-001-TOR-004 | Te0/0/0/6 | 10G SFP+ | 10000 | admin-down
MH-DC-001-TOR-004 | Te0/0/0/7 | 10G SFP+ | 10000 | admin-down
MH-DC-001-TOR-004 | Te0/0/0/8 | 10G SFP+ | 10000 | up | Server NIC
MH-DC-001-TOR-004 | Te0/0/0/9 | 10G SFP+ | 10000 | up | Server NIC
MH-DC-001-TOR-004 | Te0/0/0/10 | 10G SFP+ | 10000 | admin-down
MH-DC-001-TOR-004 | Te0/0/0/11 | 10G SFP+ | 10000 | up | Server NIC
MH-DC-001-TOR-004 | Te0/0/0/12 | 10G SFP+ | 10000 | admin-down
MH-DC-001-TOR-004 | Te0/0/0/13 | 10G SFP+ | 10000 | up | Server NIC
MH-DC-001-TOR-004 | Te0/0/0/14 | 10G SFP+ | 10000 | up | Server NIC
MH-DC-001-TOR-004 | Te0/0/0/15 | 10G SFP+ | 10000 | up | Server NIC
MH-DC-001-TOR-004 | Te0/0/0/16 | 10G SFP+ | 10000 | up | Server NIC
MH-DC-001-TOR-004 | Te0/0/0/17 | 10G SFP+ | 10000 | admin-down
MH-DC-001-TOR-004 | Te0/0/0/18 | 10G SFP+ | 10000 | up | Server NIC
MH-DC-001-TOR-004 | Te0/0/0/19 | 10G SFP+ | 10000 | up | Server NIC
MH-DC-001-TOR-004 | Te0/0/0/20 | 10G SFP+ | 10000 | up | Server NIC
MH-DC-001-TOR-004 | Te0/0/0/21 | 10G SFP+ | 10000 | up | Server NIC
MH-DC-001-TOR-004 | Te0/0/0/22 | 10G SFP+ | 10000 | up | Server NIC
MH-DC-001-TOR-004 | Te0/0/0/23 | 10G SFP+ | 10000 | admin-down
MH-DC-001-TOR-004 | Hu0/0/1/0 | 100G QSFP28 | 100000 | admin-down
MH-DC-001-TOR-004 | Hu0/0/1/1 | 100G QSFP28 | 100000 | admin-down
MH-DC-001-TOR-005 | xe-0/0/0 | 10G SFP+ | 10000 | up | Access to MH-DC-001-MMR-SW-05 | SFP-10G-LR
MH-DC-001-TOR-005 | xe-0/0/1 | 10G SFP+ | 10000 | up | Access to MH-DC-001-MMR-SW-06 | SFP-10G-LR
MH-DC-001-TOR-005 | xe-0/0/2 | 10G SFP+ | 10000 | reserved
MH-DC-001-TOR-005 | xe-0/0/3 | 10G SFP+ | 10000 | admin-down
MH-DC-001-TOR-005 | xe-0/0/4 | 10G SFP+ | 10000 | up | Server NIC
MH-DC-001-TOR-005 | xe-0/0/5 | 10G SFP+ | 10000 | admin-down
MH-DC-001-TOR-005 | xe-0/0/6 | 10G SFP+ | 10000 | admin-down
MH-DC-001-TOR-005 | xe-0/0/7 | 10G SFP+ | 10000 | up | Server NIC
MH-DC-001-TOR-005 | xe-0/0/8 | 10G SFP+ | 10000 | up | Server NIC
MH-DC-001-TOR-005 | xe-0/0/9 | 10G SFP+ | 10000 | up | Server NIC
MH-DC-001-TOR-005 | xe-0/0/10 | 10G SFP+ | 10000 | admin-down
MH-DC-001-TOR-005 | xe-0/0/11 | 10G SFP+ | 10000 | up | Server NIC
MH-DC-001-TOR-005 | xe-0/0/12 | 10G SFP+ | 10000 | admin-down
MH-DC-001-TOR-005 | xe-0/0/13 | 10G SFP+ | 10000 | up | Server NIC
MH-DC-001-TOR-005 | xe-0/0/14 | 10G SFP+ | 10000 | admin-down
MH-DC-001-TOR-005 | xe-0/0/15 | 10G SFP+ | 10000 | up | Server NIC
MH-DC-001-TOR-005 | xe-0/0/16 | 10G SFP+ | 10000 | admin-down
MH-DC-001-TOR-005 | xe-0/0/17 | 10G SFP+ | 10000 | up | Server NIC
MH-DC-001-TOR-005 | xe-0/0/18 | 10G SFP+ | 10000 | up | Server NIC
MH-DC-001-TOR-005 | xe-0/0/19 | 10G SFP+ | 10000 | up | Server NIC
MH-DC-001-TOR-005 | xe-0/0/20 | 10G SFP+ | 10000 | reserved
MH-DC-001-TOR-005 | xe-0/0/21 | 10G SFP+ | 10000 | up | Server NIC
MH-DC-001-TOR-005 | xe-0/0/22 | 10G SFP+ | 10000 | admin-down
MH-DC-001-TOR-005 | xe-0/0/23 | 10G SFP+ | 10000 | up | Server NIC
MH-DC-001-TOR-005 | et-0/1/0 | 100G QSFP28 | 100000 | admin-down
MH-DC-001-TOR-005 | et-0/1/1 | 100G QSFP28 | 100000 | admin-down
MH-DC-001-TOR-006 | Ethernet1 | 10G SFP+ | 10000 | up | Access to MH-DC-001-MMR-SW-06 | SFP-10G-LR
MH-DC-001-TOR-006 | Ethernet2 | 10G SFP+ | 10000 | up | Access to MH-DC-001-MMR-SW-07 | SFP-10G-LR
MH-DC-001-TOR-006 | Ethernet3 | 10G SFP+ | 10000 | admin-down
MH-DC-001-TOR-006 | Ethernet4 | 10G SFP+ | 10000 | up | Server NIC
MH-DC-001-TOR-006 | Ethernet5 | 10G SFP+ | 10000 | admin-down
MH-DC-001-TOR-006 | Ethernet6 | 10G SFP+ | 10000 | up | Server NIC
MH-DC-001-TOR-006 | Ethernet7 | 10G SFP+ | 10000 | admin-down
MH-DC-001-TOR-006 | Ethernet8 | 10G SFP+ | 10000 | admin-down
MH-DC-001-TOR-006 | Ethernet9 | 10G SFP+ | 10000 | up | Server NIC
MH-DC-001-TOR-006 | Ethernet10 | 10G SFP+ | 10000 | admin-down
MH-DC-001-TOR-006 | Ethernet11 | 10G SFP+ | 10000 | up | Server NIC
MH-DC-001-TOR-006 | Ethernet12 | 10G SFP+ | 10000 | admin-down
MH-DC-001-TOR-006 | Ethernet13 | 10G SFP+ | 10000 | up | Server NIC
MH-DC-001-TOR-006 | Ethernet14 | 10G SFP+ | 10000 | up | Server NIC
MH-DC-001-TOR-006 | Ethernet15 | 10G SFP+ | 10000 | up | Server NIC
MH-DC-001-TOR-006 | Ethernet16 | 10G SFP+ | 10000 | up | Server NIC
MH-DC-001-TOR-006 | Ethernet17 | 10G SFP+ | 10000 | up | Server NIC
MH-DC-001-TOR-006 | Ethernet18 | 10G SFP+ | 10000 | up | Server NIC
MH-DC-001-TOR-006 | Ethernet19 | 10G SFP+ | 10000 | admin-down
MH-DC-001-TOR-006 | Ethernet20 | 10G SFP+ | 10000 | up | Server NIC
MH-DC-001-TOR-006 | Ethernet21 | 10G SFP+ | 10000 | up | Server NIC
MH-DC-001-TOR-006 | Ethernet22 | 10G SFP+ | 10000 | up | Server NIC
MH-DC-001-TOR-006 | Ethernet23 | 10G SFP+ | 10000 | up | Server NIC
MH-DC-001-TOR-006 | Ethernet24 | 10G SFP+ | 10000 | admin-down
MH-DC-001-TOR-006 | Ethernet49/1 | 100G QSFP28 | 100000 | admin-down
MH-DC-001-TOR-006 | Ethernet49/2 | 100G QSFP28 | 100000 | admin-down
MH-DC-002-PE-T4-01 | xe-0/0/0 | 10G SFP+ | 10000 | admin-down
MH-DC-002-PE-T4-01 | xe-0/0/1 | 10G SFP+ | 10000 | up | Backhaul to PB-DC-012 | SFP-10G-LR
MH-DC-002-PE-T4-01 | xe-0/0/2 | 10G SFP+ | 10000 | up | Backhaul to KL-DC-024 | SFP-10G-LR
MH-DC-002-PE-T4-01 | xe-0/0/3 | 10G SFP+ | 10000 | up | Backhaul to MP-DC-014 | SFP-10G-LR
MH-DC-002-PE-T4-01 | xe-0/0/4 | 10G SFP+ | 10000 | up | Backhaul to KL-DC-024 | SFP-10G-LR
MH-DC-002-PE-T4-01 | xe-0/0/5 | 10G SFP+ | 10000 | up | Backhaul to RJ-DC-015 | SFP-10G-LR
MH-DC-002-PE-T4-01 | xe-0/0/6 | 10G SFP+ | 10000 | up | Uplink to MH-DC-002-AGG-R01 | SFP-10G-LR
MH-DC-002-PE-T4-01 | xe-0/0/7 | 10G SFP+ | 10000 | admin-down
MH-DC-002-PE-T4-01 | xe-0/0/8 | 10G SFP+ | 10000 | admin-down
MH-DC-002-PE-T4-01 | xe-0/0/9 | 10G SFP+ | 10000 | admin-down
MH-DC-002-PE-T4-01 | xe-0/0/10 | 10G SFP+ | 10000 | admin-down
MH-DC-002-PE-T4-01 | xe-0/0/11 | 10G SFP+ | 10000 | admin-down
MH-DC-002-PE-T4-01 | et-0/1/0 | 100G QSFP28 | 100000 | up | Fabric to MH-DC-002-PE-T4-02 | QSFP28-100G-LR4
MH-DC-002-PE-T4-01 | et-0/1/1 | 100G QSFP28 | 100000 | up | Fabric to MH-DC-002-PE-T4-03 | QSFP28-100G-LR4
MH-DC-002-PE-T4-01 | et-0/1/2 | 100G QSFP28 | 100000 | up | Fabric to MH-DC-002-PE-T4-04 | QSFP28-100G-LR4
MH-DC-002-PE-T4-01 | et-0/1/3 | 100G QSFP28 | 100000 | admin-down
MH-DC-002-PE-T4-01 | ge-0/2/0 | 1G copper | 1000 | reserved
MH-DC-002-PE-T4-01 | ge-0/2/1 | 1G copper | 1000 | admin-down
MH-DC-002-PE-T4-01 | ge-0/2/2 | 1G copper | 1000 | admin-down
MH-DC-002-PE-T4-01 | ge-0/2/3 | 1G copper | 1000 | admin-down
MH-DC-002-PE-T4-01 | ge-0/2/4 | 1G copper | 1000 | admin-down
MH-DC-002-PE-T4-01 | ge-0/2/5 | 1G copper | 1000 | admin-down
MH-DC-002-PE-T4-01 | ge-0/2/6 | 1G copper | 1000 | admin-down
MH-DC-002-PE-T4-01 | ge-0/2/7 | 1G copper | 1000 | admin-down
MH-DC-002-PE-T4-01 | ge-0/2/8 | 1G copper | 1000 | admin-down
MH-DC-002-PE-T4-01 | ge-0/2/9 | 1G copper | 1000 | admin-down
MH-DC-002-PE-T4-01 | ge-0/2/10 | 1G copper | 1000 | admin-down
MH-DC-002-PE-T4-01 | ge-0/2/11 | 1G copper | 1000 | admin-down
MH-DC-002-PE-T4-01 | ge-0/2/12 | 1G copper | 1000 | admin-down
MH-DC-002-PE-T4-01 | ge-0/2/13 | 1G copper | 1000 | admin-down
MH-DC-002-PE-T4-01 | ge-0/2/14 | 1G copper | 1000 | admin-down
MH-DC-002-PE-T4-01 | ge-0/2/15 | 1G copper | 1000 | admin-down
MH-DC-002-PE-T4-02 | xe-0/0/0 | 10G SFP+ | 10000 | admin-down
MH-DC-002-PE-T4-02 | xe-0/0/1 | 10G SFP+ | 10000 | up | Backhaul to PB-DC-012 | SFP-10G-LR
MH-DC-002-PE-T4-02 | xe-0/0/2 | 10G SFP+ | 10000 | up | Backhaul to OD-DC-018 | SFP-10G-LR
MH-DC-002-PE-T4-02 | xe-0/0/3 | 10G SFP+ | 10000 | up | Backhaul to OD-DC-018 | SFP-10G-LR
MH-DC-002-PE-T4-02 | xe-0/0/4 | 10G SFP+ | 10000 | up | Backhaul to KA-DC-020 | SFP-10G-LR
MH-DC-002-PE-T4-02 | xe-0/0/5 | 10G SFP+ | 10000 | up | Backhaul to UP-DC-007 | SFP-10G-LR
MH-DC-002-PE-T4-02 | xe-0/0/6 | 10G SFP+ | 10000 | up | Uplink to MH-DC-002-AGG-R01 | SFP-10G-LR
MH-DC-002-PE-T4-02 | xe-0/0/7 | 10G SFP+ | 10000 | up | Uplink to MH-DC-002-AGG-R02 | SFP-10G-LR
MH-DC-002-PE-T4-02 | xe-0/0/8 | 10G SFP+ | 10000 | admin-down
MH-DC-002-PE-T4-02 | xe-0/0/9 | 10G SFP+ | 10000 | admin-down
MH-DC-002-PE-T4-02 | xe-0/0/10 | 10G SFP+ | 10000 | admin-down
MH-DC-002-PE-T4-02 | xe-0/0/11 | 10G SFP+ | 10000 | admin-down
MH-DC-002-PE-T4-02 | et-0/1/0 | 100G QSFP28 | 100000 | up | Fabric to MH-DC-002-PE-T4-01 | QSFP28-100G-LR4
MH-DC-002-PE-T4-02 | et-0/1/1 | 100G QSFP28 | 100000 | up | Fabric to MH-DC-002-PE-T4-03 | QSFP28-100G-LR4
MH-DC-002-PE-T4-02 | et-0/1/2 | 100G QSFP28 | 100000 | up | Fabric to MH-DC-002-PE-T4-04 | QSFP28-100G-LR4
MH-DC-002-PE-T4-02 | et-0/1/3 | 100G QSFP28 | 100000 | admin-down
MH-DC-002-PE-T4-02 | ge-0/2/0 | 1G copper | 1000 | admin-down
MH-DC-002-PE-T4-02 | ge-0/2/1 | 1G copper | 1000 | reserved
MH-DC-002-PE-T4-02 | ge-0/2/2 | 1G copper | 1000 | admin-down
MH-DC-002-PE-T4-02 | ge-0/2/3 | 1G copper | 1000 | reserved
MH-DC-002-PE-T4-02 | ge-0/2/4 | 1G copper | 1000 | admin-down
MH-DC-002-PE-T4-02 | ge-0/2/5 | 1G copper | 1000 | admin-down
MH-DC-002-PE-T4-02 | ge-0/2/6 | 1G copper | 1000 | admin-down
MH-DC-002-PE-T4-02 | ge-0/2/7 | 1G copper | 1000 | admin-down
MH-DC-002-PE-T4-02 | ge-0/2/8 | 1G copper | 1000 | admin-down
MH-DC-002-PE-T4-02 | ge-0/2/9 | 1G copper | 1000 | admin-down
MH-DC-002-PE-T4-02 | ge-0/2/10 | 1G copper | 1000 | admin-down
MH-DC-002-PE-T4-02 | ge-0/2/11 | 1G copper | 1000 | admin-down
MH-DC-002-PE-T4-02 | ge-0/2/12 | 1G copper | 1000 | reserved
MH-DC-002-PE-T4-02 | ge-0/2/13 | 1G copper | 1000 | admin-down
MH-DC-002-PE-T4-02 | ge-0/2/14 | 1G copper | 1000 | admin-down
MH-DC-002-PE-T4-02 | ge-0/2/15 | 1G copper | 1000 | admin-down
MH-DC-002-PE-T4-03 | Te0/0/0/0 | 10G SFP+ | 10000 | admin-down
MH-DC-002-PE-T4-03 | Te0/0/0/1 | 10G SFP+ | 10000 | up | Backhaul to DL-DC-009 | SFP-10G-LR
MH-DC-002-PE-T4-03 | Te0/0/0/2 | 10G SFP+ | 10000 | up | Backhaul to DL-DC-009 | SFP-10G-LR
MH-DC-002-PE-T4-03 | Te0/0/0/3 | 10G SFP+ | 10000 | up | Backhaul to TN-DC-022 | SFP-10G-LR
MH-DC-002-PE-T4-03 | Te0/0/0/4 | 10G SFP+ | 10000 | up | Backhaul to UP-DC-006 | SFP-10G-LR
MH-DC-002-PE-T4-03 | Te0/0/0/5 | 10G SFP+ | 10000 | up | Backhaul to UP-DC-007 | SFP-10G-LR
MH-DC-002-PE-T4-03 | Te0/0/0/6 | 10G SFP+ | 10000 | up | Uplink to MH-DC-002-AGG-R02 | SFP-10G-LR
MH-DC-002-PE-T4-03 | Te0/0/0/7 | 10G SFP+ | 10000 | admin-down
MH-DC-002-PE-T4-03 | Te0/0/0/8 | 10G SFP+ | 10000 | admin-down
MH-DC-002-PE-T4-03 | Te0/0/0/9 | 10G SFP+ | 10000 | admin-down
MH-DC-002-PE-T4-03 | Te0/0/0/10 | 10G SFP+ | 10000 | admin-down
MH-DC-002-PE-T4-03 | Te0/0/0/11 | 10G SFP+ | 10000 | admin-down
MH-DC-002-PE-T4-03 | Hu0/0/1/0 | 100G QSFP28 | 100000 | up | Fabric to MH-DC-002-PE-T4-01 | QSFP28-100G-LR4
MH-DC-002-PE-T4-03 | Hu0/0/1/1 | 100G QSFP28 | 100000 | up | Fabric to MH-DC-002-PE-T4-02 | QSFP28-100G-LR4
MH-DC-002-PE-T4-03 | Hu0/0/1/2 | 100G QSFP28 | 100000 | up | Fabric to MH-DC-002-PE-T4-04 | QSFP28-100G-LR4
MH-DC-002-PE-T4-03 | Hu0/0/1/3 | 100G QSFP28 | 100000 | admin-down
MH-DC-002-PE-T4-03 | Gi0/0/2/0 | 1G copper | 1000 | admin-down
MH-DC-002-PE-T4-03 | Gi0/0/2/1 | 1G copper | 1000 | admin-down
MH-DC-002-PE-T4-03 | Gi0/0/2/2 | 1G copper | 1000 | admin-down
MH-DC-002-PE-T4-03 | Gi0/0/2/3 | 1G copper | 1000 | admin-down
MH-DC-002-PE-T4-03 | Gi0/0/2/4 | 1G copper | 1000 | admin-down
MH-DC-002-PE-T4-03 | Gi0/0/2/5 | 1G copper | 1000 | admin-down
MH-DC-002-PE-T4-03 | Gi0/0/2/6 | 1G copper | 1000 | admin-down
MH-DC-002-PE-T4-03 | Gi0/0/2/7 | 1G copper | 1000 | admin-down
MH-DC-002-PE-T4-03 | Gi0/0/2/8 | 1G copper | 1000 | admin-down
MH-DC-002-PE-T4-03 | Gi0/0/2/9 | 1G copper | 1000 | admin-down
MH-DC-002-PE-T4-03 | Gi0/0/2/10 | 1G copper | 1000 | admin-down
MH-DC-002-PE-T4-03 | Gi0/0/2/11 | 1G copper | 1000 | admin-down
MH-DC-002-PE-T4-03 | Gi0/0/2/12 | 1G copper | 1000 | admin-down
MH-DC-002-PE-T4-03 | Gi0/0/2/13 | 1G copper | 1000 | admin-down
MH-DC-002-PE-T4-03 | Gi0/0/2/14 | 1G copper | 1000 | admin-down
MH-DC-002-PE-T4-03 | Gi0/0/2/15 | 1G copper | 1000 | admin-down
MH-DC-002-PE-T4-04 | Te0/0/0/0 | 10G SFP+ | 10000 | admin-down
MH-DC-002-PE-T4-04 | Te0/0/0/1 | 10G SFP+ | 10000 | up | Backhaul to KA-DC-008 | SFP-10G-LR
MH-DC-002-PE-T4-04 | Te0/0/0/2 | 10G SFP+ | 10000 | up | Backhaul to RJ-DC-015 | SFP-10G-LR
MH-DC-002-PE-T4-04 | Te0/0/0/3 | 10G SFP+ | 10000 | up | Backhaul to KA-DC-020 | SFP-10G-LR
MH-DC-002-PE-T4-04 | Te0/0/0/4 | 10G SFP+ | 10000 | up | Backhaul to KA-DC-008 | SFP-10G-LR
MH-DC-002-PE-T4-04 | Te0/0/0/5 | 10G SFP+ | 10000 | up | Backhaul to TN-DC-022 | SFP-10G-LR
MH-DC-002-PE-T4-04 | Te0/0/0/6 | 10G SFP+ | 10000 | admin-down
MH-DC-002-PE-T4-04 | Te0/0/0/7 | 10G SFP+ | 10000 | admin-down
MH-DC-002-PE-T4-04 | Te0/0/0/8 | 10G SFP+ | 10000 | admin-down
MH-DC-002-PE-T4-04 | Te0/0/0/9 | 10G SFP+ | 10000 | admin-down
MH-DC-002-PE-T4-04 | Te0/0/0/10 | 10G SFP+ | 10000 | admin-down
MH-DC-002-PE-T4-04 | Te0/0/0/11 | 10G SFP+ | 10000 | admin-down
MH-DC-002-PE-T4-04 | Hu0/0/1/0 | 100G QSFP28 | 100000 | up | Fabric to MH-DC-002-PE-T4-01 | QSFP28-100G-LR4
MH-DC-002-PE-T4-04 | Hu0/0/1/1 | 100G QSFP28 | 100000 | up | Fabric to MH-DC-002-PE-T4-02 | QSFP28-100G-LR4
MH-DC-002-PE-T4-04 | Hu0/0/1/2 | 100G QSFP28 | 100000 | up | Fabric to MH-DC-002-PE-T4-03 | QSFP28-100G-LR4
MH-DC-002-PE-T4-04 | Hu0/0/1/3 | 100G QSFP28 | 100000 | admin-down
MH-DC-002-PE-T4-04 | Gi0/0/2/0 | 1G copper | 1000 | admin-down
MH-DC-002-PE-T4-04 | Gi0/0/2/1 | 1G copper | 1000 | admin-down
MH-DC-002-PE-T4-04 | Gi0/0/2/2 | 1G copper | 1000 | admin-down
MH-DC-002-PE-T4-04 | Gi0/0/2/3 | 1G copper | 1000 | admin-down
MH-DC-002-PE-T4-04 | Gi0/0/2/4 | 1G copper | 1000 | admin-down
MH-DC-002-PE-T4-04 | Gi0/0/2/5 | 1G copper | 1000 | admin-down
MH-DC-002-PE-T4-04 | Gi0/0/2/6 | 1G copper | 1000 | admin-down
MH-DC-002-PE-T4-04 | Gi0/0/2/7 | 1G copper | 1000 | admin-down
MH-DC-002-PE-T4-04 | Gi0/0/2/8 | 1G copper | 1000 | admin-down
MH-DC-002-PE-T4-04 | Gi0/0/2/9 | 1G copper | 1000 | admin-down
MH-DC-002-PE-T4-04 | Gi0/0/2/10 | 1G copper | 1000 | admin-down
MH-DC-002-PE-T4-04 | Gi0/0/2/11 | 1G copper | 1000 | admin-down
MH-DC-002-PE-T4-04 | Gi0/0/2/12 | 1G copper | 1000 | admin-down
MH-DC-002-PE-T4-04 | Gi0/0/2/13 | 1G copper | 1000 | admin-down
MH-DC-002-PE-T4-04 | Gi0/0/2/14 | 1G copper | 1000 | admin-down
MH-DC-002-PE-T4-04 | Gi0/0/2/15 | 1G copper | 1000 | admin-down
MH-DC-002-FW-01 | port1 | 10G SFP+ | 10000 | up | Uplink to MH-DC-002-AGG-R01 | SFP-10G-LR
MH-DC-002-FW-01 | port2 | 10G SFP+ | 10000 | up | Uplink to MH-DC-002-AGG-R02 | SFP-10G-LR
MH-DC-002-FW-01 | port3 | 10G SFP+ | 10000 | admin-down
MH-DC-002-FW-01 | port4 | 10G SFP+ | 10000 | admin-down
MH-DC-002-FW-01 | port5 | 10G SFP+ | 10000 | admin-down
MH-DC-002-FW-01 | port6 | 10G SFP+ | 10000 | admin-down
MH-DC-002-FW-01 | port7 | 10G SFP+ | 10000 | admin-down
MH-DC-002-FW-01 | port8 | 10G SFP+ | 10000 | admin-down
MH-DC-002-OLA-01 | 1/2/c1 | 100G QSFP28 | 100000 | up | Uplink to MH-DC-002-AGG-R01 | QSFP28-100G-LR4
MH-DC-002-OLA-01 | 1/2/c2 | 100G QSFP28 | 100000 | reserved
MH-DC-002-OLA-01 | 1/2/c3 | 100G QSFP28 | 100000 | admin-down
MH-DC-002-OLA-01 | 1/2/c4 | 100G QSFP28 | 100000 | admin-down
MH-DC-002-OLA-01 | 1/2/c5 | 100G QSFP28 | 100000 | admin-down
MH-DC-002-OLA-01 | 1/2/c6 | 100G QSFP28 | 100000 | admin-down
MH-DC-002-OLA-01 | 1/2/c7 | 100G QSFP28 | 100000 | admin-down
MH-DC-002-OLA-01 | 1/2/c8 | 100G QSFP28 | 100000 | admin-down
MH-DC-002-AGG-R01 | xe-0/0/0 | 10G SFP+ | 10000 | up | Uplink to MH-DC-002-FW-01 | SFP-10G-LR
MH-DC-002-AGG-R01 | xe-0/0/1 | 10G SFP+ | 10000 | up | Uplink to MH-DC-002-MMR-SW-01 | SFP-10G-LR
MH-DC-002-AGG-R01 | xe-0/0/2 | 10G SFP+ | 10000 | up | Uplink to MH-DC-002-MMR-SW-02 | SFP-10G-LR
MH-DC-002-AGG-R01 | xe-0/0/3 | 10G SFP+ | 10000 | up | Uplink to MH-DC-002-MMR-SW-03 | SFP-10G-LR
MH-DC-002-AGG-R01 | xe-0/0/4 | 10G SFP+ | 10000 | up | Uplink to MH-DC-002-MMR-SW-04 | SFP-10G-LR
MH-DC-002-AGG-R01 | xe-0/0/5 | 10G SFP+ | 10000 | admin-down
MH-DC-002-AGG-R01 | xe-0/0/6 | 10G SFP+ | 10000 | admin-down
MH-DC-002-AGG-R01 | xe-0/0/7 | 10G SFP+ | 10000 | admin-down
MH-DC-002-AGG-R01 | xe-0/0/8 | 10G SFP+ | 10000 | admin-down
MH-DC-002-AGG-R01 | xe-0/0/9 | 10G SFP+ | 10000 | admin-down
MH-DC-002-AGG-R01 | xe-0/0/10 | 10G SFP+ | 10000 | admin-down
MH-DC-002-AGG-R01 | xe-0/0/11 | 10G SFP+ | 10000 | admin-down
MH-DC-002-AGG-R01 | xe-0/0/12 | 10G SFP+ | 10000 | admin-down
MH-DC-002-AGG-R01 | xe-0/0/13 | 10G SFP+ | 10000 | reserved
MH-DC-002-AGG-R01 | xe-0/0/14 | 10G SFP+ | 10000 | reserved
MH-DC-002-AGG-R01 | xe-0/0/15 | 10G SFP+ | 10000 | admin-down
MH-DC-002-AGG-R01 | et-0/1/0 | 100G QSFP28 | 100000 | up | Uplink to MH-DC-002-PE-T4-01 | QSFP28-100G-LR4
MH-DC-002-AGG-R01 | et-0/1/1 | 100G QSFP28 | 100000 | up | Uplink to MH-DC-002-PE-T4-02 | QSFP28-100G-LR4
MH-DC-002-AGG-R01 | et-0/1/2 | 100G QSFP28 | 100000 | up | Uplink to MH-DC-002-OLA-01 | QSFP28-100G-LR4
MH-DC-002-AGG-R01 | et-0/1/3 | 100G QSFP28 | 100000 | admin-down
MH-DC-002-AGG-R01 | et-0/1/4 | 100G QSFP28 | 100000 | admin-down
MH-DC-002-AGG-R01 | et-0/1/5 | 100G QSFP28 | 100000 | admin-down
MH-DC-002-AGG-R01 | et-0/1/6 | 100G QSFP28 | 100000 | admin-down
MH-DC-002-AGG-R01 | et-0/1/7 | 100G QSFP28 | 100000 | admin-down
MH-DC-002-AGG-R02 | xe-0/0/0 | 10G SFP+ | 10000 | up | Uplink to MH-DC-002-FW-01 | SFP-10G-LR
MH-DC-002-AGG-R02 | xe-0/0/1 | 10G SFP+ | 10000 | up | Uplink to MH-DC-002-MMR-SW-01 | SFP-10G-LR
MH-DC-002-AGG-R02 | xe-0/0/2 | 10G SFP+ | 10000 | up | Uplink to MH-DC-002-MMR-SW-02 | SFP-10G-LR
MH-DC-002-AGG-R02 | xe-0/0/3 | 10G SFP+ | 10000 | up | Uplink to MH-DC-002-MMR-SW-03 | SFP-10G-LR
MH-DC-002-AGG-R02 | xe-0/0/4 | 10G SFP+ | 10000 | up | Uplink to MH-DC-002-MMR-SW-04 | SFP-10G-LR
MH-DC-002-AGG-R02 | xe-0/0/5 | 10G SFP+ | 10000 | admin-down
MH-DC-002-AGG-R02 | xe-0/0/6 | 10G SFP+ | 10000 | admin-down
MH-DC-002-AGG-R02 | xe-0/0/7 | 10G SFP+ | 10000 | admin-down
MH-DC-002-AGG-R02 | xe-0/0/8 | 10G SFP+ | 10000 | admin-down
MH-DC-002-AGG-R02 | xe-0/0/9 | 10G SFP+ | 10000 | admin-down
MH-DC-002-AGG-R02 | xe-0/0/10 | 10G SFP+ | 10000 | admin-down
MH-DC-002-AGG-R02 | xe-0/0/11 | 10G SFP+ | 10000 | reserved
MH-DC-002-AGG-R02 | xe-0/0/12 | 10G SFP+ | 10000 | admin-down
MH-DC-002-AGG-R02 | xe-0/0/13 | 10G SFP+ | 10000 | admin-down
MH-DC-002-AGG-R02 | xe-0/0/14 | 10G SFP+ | 10000 | admin-down
MH-DC-002-AGG-R02 | xe-0/0/15 | 10G SFP+ | 10000 | admin-down
MH-DC-002-AGG-R02 | et-0/1/0 | 100G QSFP28 | 100000 | up | Uplink to MH-DC-002-PE-T4-02 | QSFP28-100G-LR4
MH-DC-002-AGG-R02 | et-0/1/1 | 100G QSFP28 | 100000 | up | Uplink to MH-DC-002-PE-T4-03 | QSFP28-100G-LR4
MH-DC-002-AGG-R02 | et-0/1/2 | 100G QSFP28 | 100000 | admin-down
MH-DC-002-AGG-R02 | et-0/1/3 | 100G QSFP28 | 100000 | admin-down
MH-DC-002-AGG-R02 | et-0/1/4 | 100G QSFP28 | 100000 | admin-down
MH-DC-002-AGG-R02 | et-0/1/5 | 100G QSFP28 | 100000 | admin-down
MH-DC-002-AGG-R02 | et-0/1/6 | 100G QSFP28 | 100000 | admin-down
MH-DC-002-AGG-R02 | et-0/1/7 | 100G QSFP28 | 100000 | admin-down
MH-DC-002-MMR-SW-01 | Ethernet1 | 10G SFP+ | 10000 | up | Access to MH-DC-002-TOR-001 | SFP-10G-LR
MH-DC-002-MMR-SW-01 | Ethernet2 | 10G SFP+ | 10000 | up | Server NIC
MH-DC-002-MMR-SW-01 | Ethernet3 | 10G SFP+ | 10000 | up | Server NIC
MH-DC-002-MMR-SW-01 | Ethernet4 | 10G SFP+ | 10000 | reserved
MH-DC-002-MMR-SW-01 | Ethernet5 | 10G SFP+ | 10000 | up | Server NIC
MH-DC-002-MMR-SW-01 | Ethernet6 | 10G SFP+ | 10000 | up | Server NIC
MH-DC-002-MMR-SW-01 | Ethernet7 | 10G SFP+ | 10000 | up | Server NIC
MH-DC-002-MMR-SW-01 | Ethernet8 | 10G SFP+ | 10000 | admin-down
MH-DC-002-MMR-SW-01 | Ethernet9 | 10G SFP+ | 10000 | up | Server NIC
MH-DC-002-MMR-SW-01 | Ethernet10 | 10G SFP+ | 10000 | up | Server NIC
MH-DC-002-MMR-SW-01 | Ethernet11 | 10G SFP+ | 10000 | up | Server NIC
MH-DC-002-MMR-SW-01 | Ethernet12 | 10G SFP+ | 10000 | up | Server NIC
MH-DC-002-MMR-SW-01 | Ethernet13 | 10G SFP+ | 10000 | up | Server NIC
MH-DC-002-MMR-SW-01 | Ethernet14 | 10G SFP+ | 10000 | up | Server NIC
MH-DC-002-MMR-SW-01 | Ethernet15 | 10G SFP+ | 10000 | admin-down
MH-DC-002-MMR-SW-01 | Ethernet16 | 10G SFP+ | 10000 | up | Server NIC
MH-DC-002-MMR-SW-01 | Ethernet17 | 10G SFP+ | 10000 | up | Server NIC
MH-DC-002-MMR-SW-01 | Ethernet18 | 10G SFP+ | 10000 | up | Server NIC
MH-DC-002-MMR-SW-01 | Ethernet19 | 10G SFP+ | 10000 | up | Server NIC
MH-DC-002-MMR-SW-01 | Ethernet20 | 10G SFP+ | 10000 | up | Server NIC
MH-DC-002-MMR-SW-01 | Ethernet21 | 10G SFP+ | 10000 | admin-down
MH-DC-002-MMR-SW-01 | Ethernet22 | 10G SFP+ | 10000 | up | Server NIC
MH-DC-002-MMR-SW-01 | Ethernet23 | 10G SFP+ | 10000 | up | Server NIC
MH-DC-002-MMR-SW-01 | Ethernet24 | 10G SFP+ | 10000 | up | Server NIC
MH-DC-002-MMR-SW-01 | Ethernet25 | 10G SFP+ | 10000 | up | Server NIC
MH-DC-002-MMR-SW-01 | Ethernet26 | 10G SFP+ | 10000 | up | Server NIC
MH-DC-002-MMR-SW-01 | Ethernet27 | 10G SFP+ | 10000 | admin-down
MH-DC-002-MMR-SW-01 | Ethernet28 | 10G SFP+ | 10000 | reserved
MH-DC-002-MMR-SW-01 | Ethernet29 | 10G SFP+ | 10000 | up | Server NIC
MH-DC-002-MMR-SW-01 | Ethernet30 | 10G SFP+ | 10000 | up | Server NIC
MH-DC-002-MMR-SW-01 | Ethernet31 | 10G SFP+ | 10000 | up | Server NIC
MH-DC-002-MMR-SW-01 | Ethernet32 | 10G SFP+ | 10000 | admin-down
MH-DC-002-MMR-SW-01 | Ethernet33 | 10G SFP+ | 10000 | up | Server NIC
MH-DC-002-MMR-SW-01 | Ethernet34 | 10G SFP+ | 10000 | up | Server NIC
MH-DC-002-MMR-SW-01 | Ethernet35 | 10G SFP+ | 10000 | up | Server NIC
MH-DC-002-MMR-SW-01 | Ethernet36 | 10G SFP+ | 10000 | admin-down
MH-DC-002-MMR-SW-01 | Ethernet37 | 10G SFP+ | 10000 | admin-down
MH-DC-002-MMR-SW-01 | Ethernet38 | 10G SFP+ | 10000 | up | Server NIC
MH-DC-002-MMR-SW-01 | Ethernet39 | 10G SFP+ | 10000 | admin-down
MH-DC-002-MMR-SW-01 | Ethernet40 | 10G SFP+ | 10000 | admin-down
MH-DC-002-MMR-SW-01 | Ethernet41 | 10G SFP+ | 10000 | up | Server NIC
MH-DC-002-MMR-SW-01 | Ethernet42 | 10G SFP+ | 10000 | admin-down
MH-DC-002-MMR-SW-01 | Ethernet43 | 10G SFP+ | 10000 | reserved
MH-DC-002-MMR-SW-01 | Ethernet44 | 10G SFP+ | 10000 | up | Server NIC
MH-DC-002-MMR-SW-01 | Ethernet45 | 10G SFP+ | 10000 | up | Server NIC
MH-DC-002-MMR-SW-01 | Ethernet46 | 10G SFP+ | 10000 | up | Server NIC
MH-DC-002-MMR-SW-01 | Ethernet47 | 10G SFP+ | 10000 | up | Server NIC
MH-DC-002-MMR-SW-01 | Ethernet48 | 10G SFP+ | 10000 | up | Server NIC
MH-DC-002-MMR-SW-01 | Ethernet49/1 | 100G QSFP28 | 100000 | up | Uplink to MH-DC-002-AGG-R01 | QSFP28-100G-LR4
MH-DC-002-MMR-SW-01 | Ethernet49/2 | 100G QSFP28 | 100000 | up | Uplink to MH-DC-002-AGG-R02 | QSFP28-100G-LR4
MH-DC-002-MMR-SW-01 | Ethernet49/3 | 100G QSFP28 | 100000 | admin-down
MH-DC-002-MMR-SW-01 | Ethernet49/4 | 100G QSFP28 | 100000 | admin-down
MH-DC-002-MMR-SW-02 | xe-0/0/0 | 10G SFP+ | 10000 | up | Access to MH-DC-002-TOR-001 | SFP-10G-LR
MH-DC-002-MMR-SW-02 | xe-0/0/1 | 10G SFP+ | 10000 | up | Access to MH-DC-002-TOR-002 | SFP-10G-LR
MH-DC-002-MMR-SW-02 | xe-0/0/2 | 10G SFP+ | 10000 | up | Server NIC
MH-DC-002-MMR-SW-02 | xe-0/0/3 | 10G SFP+ | 10000 | up | Server NIC
MH-DC-002-MMR-SW-02 | xe-0/0/4 | 10G SFP+ | 10000 | up | Server NIC
MH-DC-002-MMR-SW-02 | xe-0/0/5 | 10G SFP+ | 10000 | up | Server NIC
MH-DC-002-MMR-SW-02 | xe-0/0/6 | 10G SFP+ | 10000 | up | Server NIC
MH-DC-002-MMR-SW-02 | xe-0/0/7 | 10G SFP+ | 10000 | up | Server NIC
MH-DC-002-MMR-SW-02 | xe-0/0/8 | 10G SFP+ | 10000 | up | Server NIC
MH-DC-002-MMR-SW-02 | xe-0/0/9 | 10G SFP+ | 10000 | up | Server NIC
MH-DC-002-MMR-SW-02 | xe-0/0/10 | 10G SFP+ | 10000 | admin-down
MH-DC-002-MMR-SW-02 | xe-0/0/11 | 10G SFP+ | 10000 | reserved
MH-DC-002-MMR-SW-02 | xe-0/0/12 | 10G SFP+ | 10000 | up | Server NIC
MH-DC-002-MMR-SW-02 | xe-0/0/13 | 10G SFP+ | 10000 | admin-down
MH-DC-002-MMR-SW-02 | xe-0/0/14 | 10G SFP+ | 10000 | admin-down
MH-DC-002-MMR-SW-02 | xe-0/0/15 | 10G SFP+ | 10000 | up | Server NIC
MH-DC-002-MMR-SW-02 | xe-0/0/16 | 10G SFP+ | 10000 | up | Server NIC
MH-DC-002-MMR-SW-02 | xe-0/0/17 | 10G SFP+ | 10000 | up | Server NIC
MH-DC-002-MMR-SW-02 | xe-0/0/18 | 10G SFP+ | 10000 | up | Server NIC
MH-DC-002-MMR-SW-02 | xe-0/0/19 | 10G SFP+ | 10000 | admin-down
MH-DC-002-MMR-SW-02 | xe-0/0/20 | 10G SFP+ | 10000 | up | Server NIC
MH-DC-002-MMR-SW-02 | xe-0/0/21 | 10G SFP+ | 10000 | admin-down
MH-DC-002-MMR-SW-02 | xe-0/0/22 | 10G SFP+ | 10000 | up | Server NIC
MH-DC-002-MMR-SW-02 | xe-0/0/23 | 10G SFP+ | 10000 | admin-down
MH-DC-002-MMR-SW-02 | xe-0/0/24 | 10G SFP+ | 10000 | reserved
MH-DC-002-MMR-SW-02 | xe-0/0/25 | 10G SFP+ | 10000 | admin-down
MH-DC-002-MMR-SW-02 | xe-0/0/26 | 10G SFP+ | 10000 | up | Server NIC
MH-DC-002-MMR-SW-02 | xe-0/0/27 | 10G SFP+ | 10000 | up | Server NIC
MH-DC-002-MMR-SW-02 | xe-0/0/28 | 10G SFP+ | 10000 | admin-down
MH-DC-002-MMR-SW-02 | xe-0/0/29 | 10G SFP+ | 10000 | up | Server NIC
MH-DC-002-MMR-SW-02 | xe-0/0/30 | 10G SFP+ | 10000 | up | Server NIC
MH-DC-002-MMR-SW-02 | xe-0/0/31 | 10G SFP+ | 10000 | up | Server NIC
MH-DC-002-MMR-SW-02 | xe-0/0/32 | 10G SFP+ | 10000 | reserved
MH-DC-002-MMR-SW-02 | xe-0/0/33 | 10G SFP+ | 10000 | up | Server NIC
MH-DC-002-MMR-SW-02 | xe-0/0/34 | 10G SFP+ | 10000 | up | Server NIC
MH-DC-002-MMR-SW-02 | xe-0/0/35 | 10G SFP+ | 10000 | up | Server NIC
MH-DC-002-MMR-SW-02 | xe-0/0/36 | 10G SFP+ | 10000 | admin-down
MH-DC-002-MMR-SW-02 | xe-0/0/37 | 10G SFP+ | 10000 | up | Server NIC
MH-DC-002-MMR-SW-02 | xe-0/0/38 | 10G SFP+ | 10000 | up | Server NIC
MH-DC-002-MMR-SW-02 | xe-0/0/39 | 10G SFP+ | 10000 | up | Server NIC
MH-DC-002-MMR-SW-02 | xe-0/0/40 | 10G SFP+ | 10000 | up | Server NIC
MH-DC-002-MMR-SW-02 | xe-0/0/41 | 10G SFP+ | 10000 | admin-down
MH-DC-002-MMR-SW-02 | xe-0/0/42 | 10G SFP+ | 10000 | up | Server NIC
MH-DC-002-MMR-SW-02 | xe-0/0/43 | 10G SFP+ | 10000 | up | Server NIC
MH-DC-002-MMR-SW-02 | xe-0/0/44 | 10G SFP+ | 10000 | up | Server NIC
MH-DC-002-MMR-SW-02 | xe-0/0/45 | 10G SFP+ | 10000 | up | Server NIC
MH-DC-002-MMR-SW-02 | xe-0/0/46 | 10G SFP+ | 10000 | up | Server NIC
MH-DC-002-MMR-SW-02 | xe-0/0/47 | 10G SFP+ | 10000 | admin-down
MH-DC-002-MMR-SW-02 | et-0/1/0 | 100G QSFP28 | 100000 | up | Uplink to MH-DC-002-AGG-R02 | QSFP28-100G-LR4
MH-DC-002-MMR-SW-02 | et-0/1/1 | 100G QSFP28 | 100000 | up | Uplink to MH-DC-002-AGG-R01 | QSFP28-100G-LR4
MH-DC-002-MMR-SW-02 | et-0/1/2 | 100G QSFP28 | 100000 | admin-down
MH-DC-002-MMR-SW-02 | et-0/1/3 | 100G QSFP28 | 100000 | reserved
MH-DC-002-MMR-SW-03 | Te0/0/0/0 | 10G SFP+ | 10000 | up | Access to MH-DC-002-TOR-002 | SFP-10G-LR
MH-DC-002-MMR-SW-03 | Te0/0/0/1 | 10G SFP+ | 10000 | up | Access to MH-DC-002-TOR-003 | SFP-10G-LR
MH-DC-002-MMR-SW-03 | Te0/0/0/2 | 10G SFP+ | 10000 | up | Server NIC
MH-DC-002-MMR-SW-03 | Te0/0/0/3 | 10G SFP+ | 10000 | admin-down
MH-DC-002-MMR-SW-03 | Te0/0/0/4 | 10G SFP+ | 10000 | admin-down
MH-DC-002-MMR-SW-03 | Te0/0/0/5 | 10G SFP+ | 10000 | up | Server NIC
MH-DC-002-MMR-SW-03 | Te0/0/0/6 | 10G SFP+ | 10000 | admin-down
MH-DC-002-MMR-SW-03 | Te0/0/0/7 | 10G SFP+ | 10000 | admin-down
MH-DC-002-MMR-SW-03 | Te0/0/0/8 | 10G SFP+ | 10000 | admin-down
MH-DC-002-MMR-SW-03 | Te0/0/0/9 | 10G SFP+ | 10000 | admin-down
MH-DC-002-MMR-SW-03 | Te0/0/0/10 | 10G SFP+ | 10000 | admin-down
MH-DC-002-MMR-SW-03 | Te0/0/0/11 | 10G SFP+ | 10000 | admin-down
MH-DC-002-MMR-SW-03 | Te0/0/0/12 | 10G SFP+ | 10000 | up | Server NIC
MH-DC-002-MMR-SW-03 | Te0/0/0/13 | 10G SFP+ | 10000 | admin-down
MH-DC-002-MMR-SW-03 | Te0/0/0/14 | 10G SFP+ | 10000 | admin-down
MH-DC-002-MMR-SW-03 | Te0/0/0/15 | 10G SFP+ | 10000 | admin-down
MH-DC-002-MMR-SW-03 | Te0/0/0/16 | 10G SFP+ | 10000 | admin-down
MH-DC-002-MMR-SW-03 | Te0/0/0/17 | 10G SFP+ | 10000 | up | Server NIC
MH-DC-002-MMR-SW-03 | Te0/0/0/18 | 10G SFP+ | 10000 | up | Server NIC
MH-DC-002-MMR-SW-03 | Te0/0/0/19 | 10G SFP+ | 10000 | up | Server NIC
MH-DC-002-MMR-SW-03 | Te0/0/0/20 | 10G SFP+ | 10000 | up | Server NIC
MH-DC-002-MMR-SW-03 | Te0/0/0/21 | 10G SFP+ | 10000 | up | Server NIC
MH-DC-002-MMR-SW-03 | Te0/0/0/22 | 10G SFP+ | 10000 | up | Server NIC
MH-DC-002-MMR-SW-03 | Te0/0/0/23 | 10G SFP+ | 10000 | up | Server NIC
MH-DC-002-MMR-SW-03 | Te0/0/0/24 | 10G SFP+ | 10000 | up | Server NIC
MH-DC-002-MMR-SW-03 | Te0/0/0/25 | 10G SFP+ | 10000 | admin-down
MH-DC-002-MMR-SW-03 | Te0/0/0/26 | 10G SFP+ | 10000 | up | Server NIC
MH-DC-002-MMR-SW-03 | Te0/0/0/27 | 10G SFP+ | 10000 | up | Server NIC
MH-DC-002-MMR-SW-03 | Te0/0/0/28 | 10G SFP+ | 10000 | up | Server NIC
MH-DC-002-MMR-SW-03 | Te0/0/0/29 | 10G SFP+ | 10000 | up | Server NIC
MH-DC-002-MMR-SW-03 | Te0/0/0/30 | 10G SFP+ | 10000 | reserved
MH-DC-002-MMR-SW-03 | Te0/0/0/31 | 10G SFP+ | 10000 | up | Server NIC
MH-DC-002-MMR-SW-03 | Te0/0/0/32 | 10G SFP+ | 10000 | up | Server NIC
MH-DC-002-MMR-SW-03 | Te0/0/0/33 | 10G SFP+ | 10000 | admin-down
MH-DC-002-MMR-SW-03 | Te0/0/0/34 | 10G SFP+ | 10000 | admin-down
MH-DC-002-MMR-SW-03 | Te0/0/0/35 | 10G SFP+ | 10000 | up | Server NIC
MH-DC-002-MMR-SW-03 | Te0/0/0/36 | 10G SFP+ | 10000 | admin-down
MH-DC-002-MMR-SW-03 | Te0/0/0/37 | 10G SFP+ | 10000 | up | Server NIC
MH-DC-002-MMR-SW-03 | Te0/0/0/38 | 10G SFP+ | 10000 | admin-down
MH-DC-002-MMR-SW-03 | Te0/0/0/39 | 10G SFP+ | 10000 | up | Server NIC
MH-DC-002-MMR-SW-03 | Te0/0/0/40 | 10G SFP+ | 10000 | admin-down
MH-DC-002-MMR-SW-03 | Te0/0/0/41 | 10G SFP+ | 10000 | up | Server NIC
MH-DC-002-MMR-SW-03 | Te0/0/0/42 | 10G SFP+ | 10000 | admin-down
MH-DC-002-MMR-SW-03 | Te0/0/0/43 | 10G SFP+ | 10000 | admin-down
MH-DC-002-MMR-SW-03 | Te0/0/0/44 | 10G SFP+ | 10000 | admin-down
MH-DC-002-MMR-SW-03 | Te0/0/0/45 | 10G SFP+ | 10000 | up | Server NIC
MH-DC-002-MMR-SW-03 | Te0/0/0/46 | 10G SFP+ | 10000 | up | Server NIC
MH-DC-002-MMR-SW-03 | Te0/0/0/47 | 10G SFP+ | 10000 | up | Server NIC
MH-DC-002-MMR-SW-03 | Hu0/0/1/0 | 100G QSFP28 | 100000 | up | Uplink to MH-DC-002-AGG-R01 | QSFP28-100G-LR4
MH-DC-002-MMR-SW-03 | Hu0/0/1/1 | 100G QSFP28 | 100000 | up | Uplink to MH-DC-002-AGG-R02 | QSFP28-100G-LR4
MH-DC-002-MMR-SW-03 | Hu0/0/1/2 | 100G QSFP28 | 100000 | admin-down
MH-DC-002-MMR-SW-03 | Hu0/0/1/3 | 100G QSFP28 | 100000 | admin-down
MH-DC-002-MMR-SW-04 | Te0/0/0/0 | 10G SFP+ | 10000 | up | Access to MH-DC-002-TOR-003 | SFP-10G-LR
MH-DC-002-MMR-SW-04 | Te0/0/0/1 | 10G SFP+ | 10000 | up | Server NIC
MH-DC-002-MMR-SW-04 | Te0/0/0/2 | 10G SFP+ | 10000 | up | Server NIC
MH-DC-002-MMR-SW-04 | Te0/0/0/3 | 10G SFP+ | 10000 | up | Server NIC
MH-DC-002-MMR-SW-04 | Te0/0/0/4 | 10G SFP+ | 10000 | up | Server NIC
MH-DC-002-MMR-SW-04 | Te0/0/0/5 | 10G SFP+ | 10000 | up | Server NIC
MH-DC-002-MMR-SW-04 | Te0/0/0/6 | 10G SFP+ | 10000 | up | Server NIC
MH-DC-002-MMR-SW-04 | Te0/0/0/7 | 10G SFP+ | 10000 | up | Server NIC
MH-DC-002-MMR-SW-04 | Te0/0/0/8 | 10G SFP+ | 10000 | up | Server NIC
MH-DC-002-MMR-SW-04 | Te0/0/0/9 | 10G SFP+ | 10000 | admin-down
MH-DC-002-MMR-SW-04 | Te0/0/0/10 | 10G SFP+ | 10000 | admin-down
MH-DC-002-MMR-SW-04 | Te0/0/0/11 | 10G SFP+ | 10000 | admin-down
MH-DC-002-MMR-SW-04 | Te0/0/0/12 | 10G SFP+ | 10000 | up | Server NIC
MH-DC-002-MMR-SW-04 | Te0/0/0/13 | 10G SFP+ | 10000 | up | Server NIC
MH-DC-002-MMR-SW-04 | Te0/0/0/14 | 10G SFP+ | 10000 | up | Server NIC
MH-DC-002-MMR-SW-04 | Te0/0/0/15 | 10G SFP+ | 10000 | up | Server NIC
MH-DC-002-MMR-SW-04 | Te0/0/0/16 | 10G SFP+ | 10000 | admin-down
MH-DC-002-MMR-SW-04 | Te0/0/0/17 | 10G SFP+ | 10000 | admin-down
MH-DC-002-MMR-SW-04 | Te0/0/0/18 | 10G SFP+ | 10000 | up | Server NIC
MH-DC-002-MMR-SW-04 | Te0/0/0/19 | 10G SFP+ | 10000 | up | Server NIC
MH-DC-002-MMR-SW-04 | Te0/0/0/20 | 10G SFP+ | 10000 | admin-down
MH-DC-002-MMR-SW-04 | Te0/0/0/21 | 10G SFP+ | 10000 | up | Server NIC
MH-DC-002-MMR-SW-04 | Te0/0/0/22 | 10G SFP+ | 10000 | up | Server NIC
MH-DC-002-MMR-SW-04 | Te0/0/0/23 | 10G SFP+ | 10000 | up | Server NIC
MH-DC-002-MMR-SW-04 | Te0/0/0/24 | 10G SFP+ | 10000 | up | Server NIC
MH-DC-002-MMR-SW-04 | Te0/0/0/25 | 10G SFP+ | 10000 | reserved
MH-DC-002-MMR-SW-04 | Te0/0/0/26 | 10G SFP+ | 10000 | up | Server NIC
MH-DC-002-MMR-SW-04 | Te0/0/0/27 | 10G SFP+ | 10000 | up | Server NIC
MH-DC-002-MMR-SW-04 | Te0/0/0/28 | 10G SFP+ | 10000 | up | Server NIC
MH-DC-002-MMR-SW-04 | Te0/0/0/29 | 10G SFP+ | 10000 | admin-down
MH-DC-002-MMR-SW-04 | Te0/0/0/30 | 10G SFP+ | 10000 | admin-down
MH-DC-002-MMR-SW-04 | Te0/0/0/31 | 10G SFP+ | 10000 | up | Server NIC
MH-DC-002-MMR-SW-04 | Te0/0/0/32 | 10G SFP+ | 10000 | admin-down
MH-DC-002-MMR-SW-04 | Te0/0/0/33 | 10G SFP+ | 10000 | up | Server NIC
MH-DC-002-MMR-SW-04 | Te0/0/0/34 | 10G SFP+ | 10000 | admin-down
MH-DC-002-MMR-SW-04 | Te0/0/0/35 | 10G SFP+ | 10000 | admin-down
MH-DC-002-MMR-SW-04 | Te0/0/0/36 | 10G SFP+ | 10000 | up | Server NIC
MH-DC-002-MMR-SW-04 | Te0/0/0/37 | 10G SFP+ | 10000 | admin-down
MH-DC-002-MMR-SW-04 | Te0/0/0/38 | 10G SFP+ | 10000 | up | Server NIC
MH-DC-002-MMR-SW-04 | Te0/0/0/39 | 10G SFP+ | 10000 | up | Server NIC
MH-DC-002-MMR-SW-04 | Te0/0/0/40 | 10G SFP+ | 10000 | up | Server NIC
MH-DC-002-MMR-SW-04 | Te0/0/0/41 | 10G SFP+ | 10000 | admin-down
MH-DC-002-MMR-SW-04 | Te0/0/0/42 | 10G SFP+ | 10000 | up | Server NIC
MH-DC-002-MMR-SW-04 | Te0/0/0/43 | 10G SFP+ | 10000 | up | Server NIC
MH-DC-002-MMR-SW-04 | Te0/0/0/44 | 10G SFP+ | 10000 | up | Server NIC
MH-DC-002-MMR-SW-04 | Te0/0/0/45 | 10G SFP+ | 10000 | up | Server NIC
MH-DC-002-MMR-SW-04 | Te0/0/0/46 | 10G SFP+ | 10000 | up | Server NIC
MH-DC-002-MMR-SW-04 | Te0/0/0/47 | 10G SFP+ | 10000 | admin-down
MH-DC-002-MMR-SW-04 | Hu0/0/1/0 | 100G QSFP28 | 100000 | up | Uplink to MH-DC-002-AGG-R02 | QSFP28-100G-LR4
MH-DC-002-MMR-SW-04 | Hu0/0/1/1 | 100G QSFP28 | 100000 | up | Uplink to MH-DC-002-AGG-R01 | QSFP28-100G-LR4
MH-DC-002-MMR-SW-04 | Hu0/0/1/2 | 100G QSFP28 | 100000 | admin-down
MH-DC-002-MMR-SW-04 | Hu0/0/1/3 | 100G QSFP28 | 100000 | admin-down
MH-DC-002-TOR-001 | xe-0/0/0 | 10G SFP+ | 10000 | up | Access to MH-DC-002-MMR-SW-01 | SFP-10G-LR
MH-DC-002-TOR-001 | xe-0/0/1 | 10G SFP+ | 10000 | up | Access to MH-DC-002-MMR-SW-02 | SFP-10G-LR
MH-DC-002-TOR-001 | xe-0/0/2 | 10G SFP+ | 10000 | admin-down
MH-DC-002-TOR-001 | xe-0/0/3 | 10G SFP+ | 10000 | admin-down
MH-DC-002-TOR-001 | xe-0/0/4 | 10G SFP+ | 10000 | up | Server NIC
MH-DC-002-TOR-001 | xe-0/0/5 | 10G SFP+ | 10000 | up | Server NIC
MH-DC-002-TOR-001 | xe-0/0/6 | 10G SFP+ | 10000 | up | Server NIC
MH-DC-002-TOR-001 | xe-0/0/7 | 10G SFP+ | 10000 | up | Server NIC
MH-DC-002-TOR-001 | xe-0/0/8 | 10G SFP+ | 10000 | up | Server NIC
MH-DC-002-TOR-001 | xe-0/0/9 | 10G SFP+ | 10000 | admin-down
MH-DC-002-TOR-001 | xe-0/0/10 | 10G SFP+ | 10000 | up | Server NIC
MH-DC-002-TOR-001 | xe-0/0/11 | 10G SFP+ | 10000 | up | Server NIC
MH-DC-002-TOR-001 | xe-0/0/12 | 10G SFP+ | 10000 | up | Server NIC
MH-DC-002-TOR-001 | xe-0/0/13 | 10G SFP+ | 10000 | up | Server NIC
MH-DC-002-TOR-001 | xe-0/0/14 | 10G SFP+ | 10000 | up | Server NIC
MH-DC-002-TOR-001 | xe-0/0/15 | 10G SFP+ | 10000 | admin-down
MH-DC-002-TOR-001 | xe-0/0/16 | 10G SFP+ | 10000 | up | Server NIC
MH-DC-002-TOR-001 | xe-0/0/17 | 10G SFP+ | 10000 | up | Server NIC
MH-DC-002-TOR-001 | xe-0/0/18 | 10G SFP+ | 10000 | up | Server NIC
MH-DC-002-TOR-001 | xe-0/0/19 | 10G SFP+ | 10000 | up | Server NIC
MH-DC-002-TOR-001 | xe-0/0/20 | 10G SFP+ | 10000 | admin-down
MH-DC-002-TOR-001 | xe-0/0/21 | 10G SFP+ | 10000 | admin-down
MH-DC-002-TOR-001 | xe-0/0/22 | 10G SFP+ | 10000 | admin-down
MH-DC-002-TOR-001 | xe-0/0/23 | 10G SFP+ | 10000 | up | Server NIC
MH-DC-002-TOR-001 | et-0/1/0 | 100G QSFP28 | 100000 | admin-down
MH-DC-002-TOR-001 | et-0/1/1 | 100G QSFP28 | 100000 | admin-down
MH-DC-002-TOR-002 | xe-0/0/0 | 10G SFP+ | 10000 | up | Access to MH-DC-002-MMR-SW-02 | SFP-10G-LR
MH-DC-002-TOR-002 | xe-0/0/1 | 10G SFP+ | 10000 | up | Access to MH-DC-002-MMR-SW-03 | SFP-10G-LR
MH-DC-002-TOR-002 | xe-0/0/2 | 10G SFP+ | 10000 | up | Server NIC
MH-DC-002-TOR-002 | xe-0/0/3 | 10G SFP+ | 10000 | up | Server NIC
MH-DC-002-TOR-002 | xe-0/0/4 | 10G SFP+ | 10000 | admin-down
MH-DC-002-TOR-002 | xe-0/0/5 | 10G SFP+ | 10000 | up | Server NIC
MH-DC-002-TOR-002 | xe-0/0/6 | 10G SFP+ | 10000 | admin-down
MH-DC-002-TOR-002 | xe-0/0/7 | 10G SFP+ | 10000 | up | Server NIC
MH-DC-002-TOR-002 | xe-0/0/8 | 10G SFP+ | 10000 | up | Server NIC
MH-DC-002-TOR-002 | xe-0/0/9 | 10G SFP+ | 10000 | admin-down
MH-DC-002-TOR-002 | xe-0/0/10 | 10G SFP+ | 10000 | up | Server NIC
MH-DC-002-TOR-002 | xe-0/0/11 | 10G SFP+ | 10000 | up | Server NIC
MH-DC-002-TOR-002 | xe-0/0/12 | 10G SFP+ | 10000 | up | Server NIC
MH-DC-002-TOR-002 | xe-0/0/13 | 10G SFP+ | 10000 | up | Server NIC
MH-DC-002-TOR-002 | xe-0/0/14 | 10G SFP+ | 10000 | up | Server NIC
MH-DC-002-TOR-002 | xe-0/0/15 | 10G SFP+ | 10000 | admin-down
MH-DC-002-TOR-002 | xe-0/0/16 | 10G SFP+ | 10000 | up | Server NIC
MH-DC-002-TOR-002 | xe-0/0/17 | 10G SFP+ | 10000 | admin-down
MH-DC-002-TOR-002 | xe-0/0/18 | 10G SFP+ | 10000 | admin-down
MH-DC-002-TOR-002 | xe-0/0/19 | 10G SFP+ | 10000 | up | Server NIC
MH-DC-002-TOR-002 | xe-0/0/20 | 10G SFP+ | 10000 | up | Server NIC
MH-DC-002-TOR-002 | xe-0/0/21 | 10G SFP+ | 10000 | up | Server NIC
MH-DC-002-TOR-002 | xe-0/0/22 | 10G SFP+ | 10000 | admin-down
MH-DC-002-TOR-002 | xe-0/0/23 | 10G SFP+ | 10000 | admin-down
MH-DC-002-TOR-002 | et-0/1/0 | 100G QSFP28 | 100000 | admin-down
MH-DC-002-TOR-002 | et-0/1/1 | 100G QSFP28 | 100000 | admin-down
MH-DC-002-TOR-003 | Te0/0/0/0 | 10G SFP+ | 10000 | up | Access to MH-DC-002-MMR-SW-03 | SFP-10G-LR
MH-DC-002-TOR-003 | Te0/0/0/1 | 10G SFP+ | 10000 | up | Access to MH-DC-002-MMR-SW-04 | SFP-10G-LR
MH-DC-002-TOR-003 | Te0/0/0/2 | 10G SFP+ | 10000 | up | Server NIC
MH-DC-002-TOR-003 | Te0/0/0/3 | 10G SFP+ | 10000 | admin-down
MH-DC-002-TOR-003 | Te0/0/0/4 | 10G SFP+ | 10000 | admin-down
MH-DC-002-TOR-003 | Te0/0/0/5 | 10G SFP+ | 10000 | up | Server NIC
MH-DC-002-TOR-003 | Te0/0/0/6 | 10G SFP+ | 10000 | admin-down
MH-DC-002-TOR-003 | Te0/0/0/7 | 10G SFP+ | 10000 | up | Server NIC
MH-DC-002-TOR-003 | Te0/0/0/8 | 10G SFP+ | 10000 | reserved
MH-DC-002-TOR-003 | Te0/0/0/9 | 10G SFP+ | 10000 | up | Server NIC
MH-DC-002-TOR-003 | Te0/0/0/10 | 10G SFP+ | 10000 | up | Server NIC
MH-DC-002-TOR-003 | Te0/0/0/11 | 10G SFP+ | 10000 | up | Server NIC
MH-DC-002-TOR-003 | Te0/0/0/12 | 10G SFP+ | 10000 | admin-down
MH-DC-002-TOR-003 | Te0/0/0/13 | 10G SFP+ | 10000 | admin-down
MH-DC-002-TOR-003 | Te0/0/0/14 | 10G SFP+ | 10000 | admin-down
MH-DC-002-TOR-003 | Te0/0/0/15 | 10G SFP+ | 10000 | up | Server NIC
MH-DC-002-TOR-003 | Te0/0/0/16 | 10G SFP+ | 10000 | admin-down
MH-DC-002-TOR-003 | Te0/0/0/17 | 10G SFP+ | 10000 | up | Server NIC
MH-DC-002-TOR-003 | Te0/0/0/18 | 10G SFP+ | 10000 | admin-down
MH-DC-002-TOR-003 | Te0/0/0/19 | 10G SFP+ | 10000 | up | Server NIC
MH-DC-002-TOR-003 | Te0/0/0/20 | 10G SFP+ | 10000 | up | Server NIC
MH-DC-002-TOR-003 | Te0/0/0/21 | 10G SFP+ | 10000 | admin-down
MH-DC-002-TOR-003 | Te0/0/0/22 | 10G SFP+ | 10000 | up | Server NIC
MH-DC-002-TOR-003 | Te0/0/0/23 | 10G SFP+ | 10000 | up | Server NIC
MH-DC-002-TOR-003 | Hu0/0/1/0 | 100G QSFP28 | 100000 | admin-down
MH-DC-002-TOR-003 | Hu0/0/1/1 | 100G QSFP28 | 100000 | admin-down
MH-DC-003-PE-T4-01 | xe-0/0/0 | 10G SFP+ | 10000 | admin-down
MH-DC-003-PE-T4-01 | xe-0/0/1 | 10G SFP+ | 10000 | up | Backhaul to MH-DC-004 | SFP-10G-LR
MH-DC-003-PE-T4-01 | xe-0/0/2 | 10G SFP+ | 10000 | up | Backhaul to KL-DC-024 | SFP-10G-LR
MH-DC-003-PE-T4-01 | xe-0/0/3 | 10G SFP+ | 10000 | up | Backhaul to UP-DC-005 | SFP-10G-LR
MH-DC-003-PE-T4-01 | xe-0/0/4 | 10G SFP+ | 10000 | up | Backhaul to MH-DC-004 | SFP-10G-LR
MH-DC-003-PE-T4-01 | xe-0/0/5 | 10G SFP+ | 10000 | up | Backhaul to WB-DC-016 | SFP-10G-LR
MH-DC-003-PE-T4-01 | xe-0/0/6 | 10G SFP+ | 10000 | up | Uplink to MH-DC-003-AGG-R01 | SFP-10G-LR
MH-DC-003-PE-T4-01 | xe-0/0/7 | 10G SFP+ | 10000 | admin-down
MH-DC-003-PE-T4-01 | xe-0/0/8 | 10G SFP+ | 10000 | admin-down
MH-DC-003-PE-T4-01 | xe-0/0/9 | 10G SFP+ | 10000 | admin-down
MH-DC-003-PE-T4-01 | xe-0/0/10 | 10G SFP+ | 10000 | admin-down
MH-DC-003-PE-T4-01 | xe-0/0/11 | 10G SFP+ | 10000 | admin-down
MH-DC-003-PE-T4-01 | et-0/1/0 | 100G QSFP28 | 100000 | up | Fabric to MH-DC-003-PE-T4-02 | QSFP28-100G-LR4
MH-DC-003-PE-T4-01 | et-0/1/1 | 100G QSFP28 | 100000 | up | Fabric to MH-DC-003-PE-T4-03 | QSFP28-100G-LR4
MH-DC-003-PE-T4-01 | et-0/1/2 | 100G QSFP28 | 100000 | up | Fabric to MH-DC-003-PE-T4-04 | QSFP28-100G-LR4
MH-DC-003-PE-T4-01 | et-0/1/3 | 100G QSFP28 | 100000 | admin-down
MH-DC-003-PE-T4-01 | ge-0/2/0 | 1G copper | 1000 | admin-down
MH-DC-003-PE-T4-01 | ge-0/2/1 | 1G copper | 1000 | admin-down
MH-DC-003-PE-T4-01 | ge-0/2/2 | 1G copper | 1000 | admin-down
MH-DC-003-PE-T4-01 | ge-0/2/3 | 1G copper | 1000 | admin-down
MH-DC-003-PE-T4-01 | ge-0/2/4 | 1G copper | 1000 | admin-down
MH-DC-003-PE-T4-01 | ge-0/2/5 | 1G copper | 1000 | admin-down
MH-DC-003-PE-T4-01 | ge-0/2/6 | 1G copper | 1000 | admin-down
MH-DC-003-PE-T4-01 | ge-0/2/7 | 1G copper | 1000 | admin-down
MH-DC-003-PE-T4-01 | ge-0/2/8 | 1G copper | 1000 | admin-down
MH-DC-003-PE-T4-01 | ge-0/2/9 | 1G copper | 1000 | reserved
MH-DC-003-PE-T4-01 | ge-0/2/10 | 1G copper | 1000 | admin-down
MH-DC-003-PE-T4-01 | ge-0/2/11 | 1G copper | 1000 | admin-down
MH-DC-003-PE-T4-01 | ge-0/2/12 | 1G copper | 1000 | admin-down
MH-DC-003-PE-T4-01 | ge-0/2/13 | 1G copper | 1000 | admin-down
MH-DC-003-PE-T4-01 | ge-0/2/14 | 1G copper | 1000 | admin-down
MH-DC-003-PE-T4-01 | ge-0/2/15 | 1G copper | 1000 | admin-down
MH-DC-003-PE-T4-02 | xe-0/0/0 | 10G SFP+ | 10000 | admin-down
MH-DC-003-PE-T4-02 | xe-0/0/1 | 10G SFP+ | 10000 | up | Backhaul to TN-DC-022 | SFP-10G-LR
MH-DC-003-PE-T4-02 | xe-0/0/2 | 10G SFP+ | 10000 | up | Backhaul to PB-DC-012 | SFP-10G-LR
MH-DC-003-PE-T4-02 | xe-0/0/3 | 10G SFP+ | 10000 | up | Backhaul to PB-DC-012 | SFP-10G-LR
MH-DC-003-PE-T4-02 | xe-0/0/4 | 10G SFP+ | 10000 | up | Backhaul to KA-DC-021 | SFP-10G-LR
MH-DC-003-PE-T4-02 | xe-0/0/5 | 10G SFP+ | 10000 | up | Backhaul to TN-DC-022 | SFP-10G-LR
MH-DC-003-PE-T4-02 | xe-0/0/6 | 10G SFP+ | 10000 | up | Uplink to MH-DC-003-AGG-R01 | SFP-10G-LR
MH-DC-003-PE-T4-02 | xe-0/0/7 | 10G SFP+ | 10000 | up | Uplink to MH-DC-003-AGG-R02 | SFP-10G-LR
MH-DC-003-PE-T4-02 | xe-0/0/8 | 10G SFP+ | 10000 | admin-down
MH-DC-003-PE-T4-02 | xe-0/0/9 | 10G SFP+ | 10000 | admin-down
MH-DC-003-PE-T4-02 | xe-0/0/10 | 10G SFP+ | 10000 | admin-down
MH-DC-003-PE-T4-02 | xe-0/0/11 | 10G SFP+ | 10000 | admin-down
MH-DC-003-PE-T4-02 | et-0/1/0 | 100G QSFP28 | 100000 | up | Fabric to MH-DC-003-PE-T4-01 | QSFP28-100G-LR4
MH-DC-003-PE-T4-02 | et-0/1/1 | 100G QSFP28 | 100000 | up | Fabric to MH-DC-003-PE-T4-03 | QSFP28-100G-LR4
MH-DC-003-PE-T4-02 | et-0/1/2 | 100G QSFP28 | 100000 | up | Fabric to MH-DC-003-PE-T4-04 | QSFP28-100G-LR4
MH-DC-003-PE-T4-02 | et-0/1/3 | 100G QSFP28 | 100000 | admin-down
MH-DC-003-PE-T4-02 | ge-0/2/0 | 1G copper | 1000 | admin-down
MH-DC-003-PE-T4-02 | ge-0/2/1 | 1G copper | 1000 | admin-down
MH-DC-003-PE-T4-02 | ge-0/2/2 | 1G copper | 1000 | admin-down
MH-DC-003-PE-T4-02 | ge-0/2/3 | 1G copper | 1000 | admin-down
MH-DC-003-PE-T4-02 | ge-0/2/4 | 1G copper | 1000 | admin-down
MH-DC-003-PE-T4-02 | ge-0/2/5 | 1G copper | 1000 | admin-down
MH-DC-003-PE-T4-02 | ge-0/2/6 | 1G copper | 1000 | admin-down
MH-DC-003-PE-T4-02 | ge-0/2/7 | 1G copper | 1000 | admin-down
MH-DC-003-PE-T4-02 | ge-0/2/8 | 1G copper | 1000 | admin-down
MH-DC-003-PE-T4-02 | ge-0/2/9 | 1G copper | 1000 | admin-down
MH-DC-003-PE-T4-02 | ge-0/2/10 | 1G copper | 1000 | admin-down
MH-DC-003-PE-T4-02 | ge-0/2/11 | 1G copper | 1000 | admin-down
MH-DC-003-PE-T4-02 | ge-0/2/12 | 1G copper | 1000 | admin-down
MH-DC-003-PE-T4-02 | ge-0/2/13 | 1G copper | 1000 | admin-down
MH-DC-003-PE-T4-02 | ge-0/2/14 | 1G copper | 1000 | admin-down
MH-DC-003-PE-T4-02 | ge-0/2/15 | 1G copper | 1000 | admin-down
MH-DC-003-PE-T4-03 | xe-0/0/0 | 10G SFP+ | 10000 | admin-down
MH-DC-003-PE-T4-03 | xe-0/0/1 | 10G SFP+ | 10000 | up | Backhaul to AP-DC-010 | SFP-10G-LR
MH-DC-003-PE-T4-03 | xe-0/0/2 | 10G SFP+ | 10000 | up | Backhaul to WB-DC-016 | SFP-10G-LR
MH-DC-003-PE-T4-03 | xe-0/0/3 | 10G SFP+ | 10000 | up | Backhaul to TN-DC-022 | SFP-10G-LR
MH-DC-003-PE-T4-03 | xe-0/0/4 | 10G SFP+ | 10000 | up | Backhaul to WB-DC-017 | SFP-10G-LR
MH-DC-003-PE-T4-03 | xe-0/0/5 | 10G SFP+ | 10000 | up | Backhaul to KA-DC-020 | SFP-10G-LR
MH-DC-003-PE-T4-03 | xe-0/0/6 | 10G SFP+ | 10000 | up | Uplink to MH-DC-003-AGG-R02 | SFP-10G-LR
MH-DC-003-PE-T4-03 | xe-0/0/7 | 10G SFP+ | 10000 | admin-down
MH-DC-003-PE-T4-03 | xe-0/0/8 | 10G SFP+ | 10000 | admin-down
MH-DC-003-PE-T4-03 | xe-0/0/9 | 10G SFP+ | 10000 | admin-down
MH-DC-003-PE-T4-03 | xe-0/0/10 | 10G SFP+ | 10000 | admin-down
MH-DC-003-PE-T4-03 | xe-0/0/11 | 10G SFP+ | 10000 | admin-down
MH-DC-003-PE-T4-03 | et-0/1/0 | 100G QSFP28 | 100000 | up | Fabric to MH-DC-003-PE-T4-01 | QSFP28-100G-LR4
MH-DC-003-PE-T4-03 | et-0/1/1 | 100G QSFP28 | 100000 | up | Fabric to MH-DC-003-PE-T4-02 | QSFP28-100G-LR4
MH-DC-003-PE-T4-03 | et-0/1/2 | 100G QSFP28 | 100000 | up | Fabric to MH-DC-003-PE-T4-04 | QSFP28-100G-LR4
MH-DC-003-PE-T4-03 | et-0/1/3 | 100G QSFP28 | 100000 | admin-down
MH-DC-003-PE-T4-03 | ge-0/2/0 | 1G copper | 1000 | admin-down
MH-DC-003-PE-T4-03 | ge-0/2/1 | 1G copper | 1000 | admin-down
MH-DC-003-PE-T4-03 | ge-0/2/2 | 1G copper | 1000 | admin-down
MH-DC-003-PE-T4-03 | ge-0/2/3 | 1G copper | 1000 | admin-down
MH-DC-003-PE-T4-03 | ge-0/2/4 | 1G copper | 1000 | admin-down
MH-DC-003-PE-T4-03 | ge-0/2/5 | 1G copper | 1000 | admin-down
MH-DC-003-PE-T4-03 | ge-0/2/6 | 1G copper | 1000 | admin-down
MH-DC-003-PE-T4-03 | ge-0/2/7 | 1G copper | 1000 | admin-down
MH-DC-003-PE-T4-03 | ge-0/2/8 | 1G copper | 1000 | admin-down
MH-DC-003-PE-T4-03 | ge-0/2/9 | 1G copper | 1000 | admin-down
MH-DC-003-PE-T4-03 | ge-0/2/10 | 1G copper | 1000 | admin-down
MH-DC-003-PE-T4-03 | ge-0/2/11 | 1G copper | 1000 | admin-down
MH-DC-003-PE-T4-03 | ge-0/2/12 | 1G copper | 1000 | admin-down
MH-DC-003-PE-T4-03 | ge-0/2/13 | 1G copper | 1000 | admin-down
MH-DC-003-PE-T4-03 | ge-0/2/14 | 1G copper | 1000 | admin-down
MH-DC-003-PE-T4-03 | ge-0/2/15 | 1G copper | 1000 | admin-down
MH-DC-003-PE-T4-04 | xe-0/0/0 | 10G SFP+ | 10000 | admin-down
MH-DC-003-PE-T4-04 | xe-0/0/1 | 10G SFP+ | 10000 | up | Backhaul to RJ-DC-015 | SFP-10G-LR
MH-DC-003-PE-T4-04 | xe-0/0/2 | 10G SFP+ | 10000 | up | Backhaul to WB-DC-017 | SFP-10G-LR
MH-DC-003-PE-T4-04 | xe-0/0/3 | 10G SFP+ | 10000 | up | Backhaul to MP-DC-014 | SFP-10G-LR
MH-DC-003-PE-T4-04 | xe-0/0/4 | 10G SFP+ | 10000 | up | Backhaul to UP-DC-005 | SFP-10G-LR
MH-DC-003-PE-T4-04 | xe-0/0/5 | 10G SFP+ | 10000 | up | Backhaul to KA-DC-020 | SFP-10G-LR
MH-DC-003-PE-T4-04 | xe-0/0/6 | 10G SFP+ | 10000 | admin-down
MH-DC-003-PE-T4-04 | xe-0/0/7 | 10G SFP+ | 10000 | admin-down
MH-DC-003-PE-T4-04 | xe-0/0/8 | 10G SFP+ | 10000 | admin-down
MH-DC-003-PE-T4-04 | xe-0/0/9 | 10G SFP+ | 10000 | admin-down
MH-DC-003-PE-T4-04 | xe-0/0/10 | 10G SFP+ | 10000 | admin-down
MH-DC-003-PE-T4-04 | xe-0/0/11 | 10G SFP+ | 10000 | admin-down
MH-DC-003-PE-T4-04 | et-0/1/0 | 100G QSFP28 | 100000 | up | Fabric to MH-DC-003-PE-T4-01 | QSFP28-100G-LR4
MH-DC-003-PE-T4-04 | et-0/1/1 | 100G QSFP28 | 100000 | up | Fabric to MH-DC-003-PE-T4-02 | QSFP28-100G-LR4
MH-DC-003-PE-T4-04 | et-0/1/2 | 100G QSFP28 | 100000 | up | Fabric to MH-DC-003-PE-T4-03 | QSFP28-100G-LR4
MH-DC-003-PE-T4-04 | et-0/1/3 | 100G QSFP28 | 100000 | admin-down
MH-DC-003-PE-T4-04 | ge-0/2/0 | 1G copper | 1000 | admin-down
MH-DC-003-PE-T4-04 | ge-0/2/1 | 1G copper | 1000 | reserved
MH-DC-003-PE-T4-04 | ge-0/2/2 | 1G copper | 1000 | admin-down
MH-DC-003-PE-T4-04 | ge-0/2/3 | 1G copper | 1000 | admin-down
MH-DC-003-PE-T4-04 | ge-0/2/4 | 1G copper | 1000 | admin-down
MH-DC-003-PE-T4-04 | ge-0/2/5 | 1G copper | 1000 | admin-down
MH-DC-003-PE-T4-04 | ge-0/2/6 | 1G copper | 1000 | admin-down
MH-DC-003-PE-T4-04 | ge-0/2/7 | 1G copper | 1000 | admin-down
MH-DC-003-PE-T4-04 | ge-0/2/8 | 1G copper | 1000 | admin-down
MH-DC-003-PE-T4-04 | ge-0/2/9 | 1G copper | 1000 | admin-down
MH-DC-003-PE-T4-04 | ge-0/2/10 | 1G copper | 1000 | admin-down
MH-DC-003-PE-T4-04 | ge-0/2/11 | 1G copper | 1000 | admin-down
MH-DC-003-PE-T4-04 | ge-0/2/12 | 1G copper | 1000 | admin-down
MH-DC-003-PE-T4-04 | ge-0/2/13 | 1G copper | 1000 | admin-down
MH-DC-003-PE-T4-04 | ge-0/2/14 | 1G copper | 1000 | admin-down
MH-DC-003-PE-T4-04 | ge-0/2/15 | 1G copper | 1000 | admin-down
MH-DC-003-FW-01 | port1 | 10G SFP+ | 10000 | up | Uplink to MH-DC-003-AGG-R01 | SFP-10G-LR
MH-DC-003-FW-01 | port2 | 10G SFP+ | 10000 | up | Uplink to MH-DC-003-AGG-R02 | SFP-10G-LR
MH-DC-003-FW-01 | port3 | 10G SFP+ | 10000 | admin-down
MH-DC-003-FW-01 | port4 | 10G SFP+ | 10000 | admin-down
MH-DC-003-FW-01 | port5 | 10G SFP+ | 10000 | admin-down
MH-DC-003-FW-01 | port6 | 10G SFP+ | 10000 | admin-down
MH-DC-003-FW-01 | port7 | 10G SFP+ | 10000 | admin-down
MH-DC-003-FW-01 | port8 | 10G SFP+ | 10000 | admin-down
MH-DC-003-OLA-01 | 1-A-1 | 100G QSFP28 | 100000 | up | Uplink to MH-DC-003-AGG-R01 | QSFP28-100G-LR4
MH-DC-003-OLA-01 | 1-A-2 | 100G QSFP28 | 100000 | admin-down
MH-DC-003-OLA-01 | 1-A-3 | 100G QSFP28 | 100000 | admin-down
MH-DC-003-OLA-01 | 1-A-4 | 100G QSFP28 | 100000 | admin-down
MH-DC-003-OLA-01 | 1-A-5 | 100G QSFP28 | 100000 | admin-down
MH-DC-003-OLA-01 | 1-A-6 | 100G QSFP28 | 100000 | admin-down
MH-DC-003-OLA-01 | 1-A-7 | 100G QSFP28 | 100000 | admin-down
MH-DC-003-OLA-01 | 1-A-8 | 100G QSFP28 | 100000 | admin-down
MH-DC-003-OLA-02 | 1-A-1 | 100G QSFP28 | 100000 | up | Uplink to MH-DC-003-AGG-R02 | QSFP28-100G-LR4
MH-DC-003-OLA-02 | 1-A-2 | 100G QSFP28 | 100000 | admin-down
MH-DC-003-OLA-02 | 1-A-3 | 100G QSFP28 | 100000 | admin-down
MH-DC-003-OLA-02 | 1-A-4 | 100G QSFP28 | 100000 | admin-down
MH-DC-003-OLA-02 | 1-A-5 | 100G QSFP28 | 100000 | admin-down
MH-DC-003-OLA-02 | 1-A-6 | 100G QSFP28 | 100000 | admin-down
MH-DC-003-OLA-02 | 1-A-7 | 100G QSFP28 | 100000 | reserved
MH-DC-003-OLA-02 | 1-A-8 | 100G QSFP28 | 100000 | reserved
MH-DC-003-AGG-R01 | xe-0/0/0 | 10G SFP+ | 10000 | up | Uplink to MH-DC-003-FW-01 | SFP-10G-LR
MH-DC-003-AGG-R01 | xe-0/0/1 | 10G SFP+ | 10000 | up | Uplink to MH-DC-003-MMR-SW-01 | SFP-10G-LR
MH-DC-003-AGG-R01 | xe-0/0/2 | 10G SFP+ | 10000 | up | Uplink to MH-DC-003-MMR-SW-02 | SFP-10G-LR
MH-DC-003-AGG-R01 | xe-0/0/3 | 10G SFP+ | 10000 | up | Uplink to MH-DC-003-MMR-SW-03 | SFP-10G-LR
MH-DC-003-AGG-R01 | xe-0/0/4 | 10G SFP+ | 10000 | up | Uplink to MH-DC-003-MMR-SW-04 | SFP-10G-LR
MH-DC-003-AGG-R01 | xe-0/0/5 | 10G SFP+ | 10000 | up | Uplink to MH-DC-003-MMR-SW-05 | SFP-10G-LR
MH-DC-003-AGG-R01 | xe-0/0/6 | 10G SFP+ | 10000 | admin-down
MH-DC-003-AGG-R01 | xe-0/0/7 | 10G SFP+ | 10000 | admin-down
MH-DC-003-AGG-R01 | xe-0/0/8 | 10G SFP+ | 10000 | admin-down
MH-DC-003-AGG-R01 | xe-0/0/9 | 10G SFP+ | 10000 | admin-down
MH-DC-003-AGG-R01 | xe-0/0/10 | 10G SFP+ | 10000 | admin-down
MH-DC-003-AGG-R01 | xe-0/0/11 | 10G SFP+ | 10000 | admin-down
MH-DC-003-AGG-R01 | xe-0/0/12 | 10G SFP+ | 10000 | reserved
MH-DC-003-AGG-R01 | xe-0/0/13 | 10G SFP+ | 10000 | admin-down
MH-DC-003-AGG-R01 | xe-0/0/14 | 10G SFP+ | 10000 | admin-down
MH-DC-003-AGG-R01 | xe-0/0/15 | 10G SFP+ | 10000 | admin-down
MH-DC-003-AGG-R01 | et-0/1/0 | 100G QSFP28 | 100000 | up | Uplink to MH-DC-003-PE-T4-01 | QSFP28-100G-LR4
MH-DC-003-AGG-R01 | et-0/1/1 | 100G QSFP28 | 100000 | up | Uplink to MH-DC-003-PE-T4-02 | QSFP28-100G-LR4
MH-DC-003-AGG-R01 | et-0/1/2 | 100G QSFP28 | 100000 | up | Uplink to MH-DC-003-OLA-01 | QSFP28-100G-LR4
MH-DC-003-AGG-R01 | et-0/1/3 | 100G QSFP28 | 100000 | admin-down
MH-DC-003-AGG-R01 | et-0/1/4 | 100G QSFP28 | 100000 | admin-down
MH-DC-003-AGG-R01 | et-0/1/5 | 100G QSFP28 | 100000 | admin-down
MH-DC-003-AGG-R01 | et-0/1/6 | 100G QSFP28 | 100000 | admin-down
MH-DC-003-AGG-R01 | et-0/1/7 | 100G QSFP28 | 100000 | admin-down
MH-DC-003-AGG-R02 | xe-0/0/0 | 10G SFP+ | 10000 | up | Uplink to MH-DC-003-FW-01 | SFP-10G-LR
MH-DC-003-AGG-R02 | xe-0/0/1 | 10G SFP+ | 10000 | up | Uplink to MH-DC-003-MMR-SW-01 | SFP-10G-LR
MH-DC-003-AGG-R02 | xe-0/0/2 | 10G SFP+ | 10000 | up | Uplink to MH-DC-003-MMR-SW-02 | SFP-10G-LR
MH-DC-003-AGG-R02 | xe-0/0/3 | 10G SFP+ | 10000 | up | Uplink to MH-DC-003-MMR-SW-03 | SFP-10G-LR
MH-DC-003-AGG-R02 | xe-0/0/4 | 10G SFP+ | 10000 | up | Uplink to MH-DC-003-MMR-SW-04 | SFP-10G-LR
MH-DC-003-AGG-R02 | xe-0/0/5 | 10G SFP+ | 10000 | up | Uplink to MH-DC-003-MMR-SW-05 | SFP-10G-LR
MH-DC-003-AGG-R02 | xe-0/0/6 | 10G SFP+ | 10000 | admin-down
MH-DC-003-AGG-R02 | xe-0/0/7 | 10G SFP+ | 10000 | reserved
MH-DC-003-AGG-R02 | xe-0/0/8 | 10G SFP+ | 10000 | admin-down
MH-DC-003-AGG-R02 | xe-0/0/9 | 10G SFP+ | 10000 | admin-down
MH-DC-003-AGG-R02 | xe-0/0/10 | 10G SFP+ | 10000 | admin-down
MH-DC-003-AGG-R02 | xe-0/0/11 | 10G SFP+ | 10000 | admin-down
MH-DC-003-AGG-R02 | xe-0/0/12 | 10G SFP+ | 10000 | admin-down
MH-DC-003-AGG-R02 | xe-0/0/13 | 10G SFP+ | 10000 | admin-down
MH-DC-003-AGG-R02 | xe-0/0/14 | 10G SFP+ | 10000 | admin-down
MH-DC-003-AGG-R02 | xe-0/0/15 | 10G SFP+ | 10000 | admin-down
MH-DC-003-AGG-R02 | et-0/1/0 | 100G QSFP28 | 100000 | up | Uplink to MH-DC-003-PE-T4-02 | QSFP28-100G-LR4
MH-DC-003-AGG-R02 | et-0/1/1 | 100G QSFP28 | 100000 | up | Uplink to MH-DC-003-PE-T4-03 | QSFP28-100G-LR4
MH-DC-003-AGG-R02 | et-0/1/2 | 100G QSFP28 | 100000 | up | Uplink to MH-DC-003-OLA-02 | QSFP28-100G-LR4
MH-DC-003-AGG-R02 | et-0/1/3 | 100G QSFP28 | 100000 | admin-down
MH-DC-003-AGG-R02 | et-0/1/4 | 100G QSFP28 | 100000 | admin-down
MH-DC-003-AGG-R02 | et-0/1/5 | 100G QSFP28 | 100000 | admin-down
MH-DC-003-AGG-R02 | et-0/1/6 | 100G QSFP28 | 100000 | admin-down
MH-DC-003-AGG-R02 | et-0/1/7 | 100G QSFP28 | 100000 | admin-down
MH-DC-003-MMR-SW-01 | Te0/0/0/0 | 10G SFP+ | 10000 | up | Access to MH-DC-003-TOR-001 | SFP-10G-LR
MH-DC-003-MMR-SW-01 | Te0/0/0/1 | 10G SFP+ | 10000 | up | Server NIC
MH-DC-003-MMR-SW-01 | Te0/0/0/2 | 10G SFP+ | 10000 | up | Server NIC
MH-DC-003-MMR-SW-01 | Te0/0/0/3 | 10G SFP+ | 10000 | admin-down
MH-DC-003-MMR-SW-01 | Te0/0/0/4 | 10G SFP+ | 10000 | reserved
MH-DC-003-MMR-SW-01 | Te0/0/0/5 | 10G SFP+ | 10000 | admin-down
MH-DC-003-MMR-SW-01 | Te0/0/0/6 | 10G SFP+ | 10000 | up | Server NIC
MH-DC-003-MMR-SW-01 | Te0/0/0/7 | 10G SFP+ | 10000 | admin-down
MH-DC-003-MMR-SW-01 | Te0/0/0/8 | 10G SFP+ | 10000 | up | Server NIC
MH-DC-003-MMR-SW-01 | Te0/0/0/9 | 10G SFP+ | 10000 | up | Server NIC
MH-DC-003-MMR-SW-01 | Te0/0/0/10 | 10G SFP+ | 10000 | up | Server NIC
MH-DC-003-MMR-SW-01 | Te0/0/0/11 | 10G SFP+ | 10000 | up | Server NIC
MH-DC-003-MMR-SW-01 | Te0/0/0/12 | 10G SFP+ | 10000 | reserved
MH-DC-003-MMR-SW-01 | Te0/0/0/13 | 10G SFP+ | 10000 | admin-down
MH-DC-003-MMR-SW-01 | Te0/0/0/14 | 10G SFP+ | 10000 | admin-down
MH-DC-003-MMR-SW-01 | Te0/0/0/15 | 10G SFP+ | 10000 | admin-down
MH-DC-003-MMR-SW-01 | Te0/0/0/16 | 10G SFP+ | 10000 | up | Server NIC
MH-DC-003-MMR-SW-01 | Te0/0/0/17 | 10G SFP+ | 10000 | admin-down
MH-DC-003-MMR-SW-01 | Te0/0/0/18 | 10G SFP+ | 10000 | up | Server NIC
MH-DC-003-MMR-SW-01 | Te0/0/0/19 | 10G SFP+ | 10000 | up | Server NIC
MH-DC-003-MMR-SW-01 | Te0/0/0/20 | 10G SFP+ | 10000 | up | Server NIC
MH-DC-003-MMR-SW-01 | Te0/0/0/21 | 10G SFP+ | 10000 | admin-down
MH-DC-003-MMR-SW-01 | Te0/0/0/22 | 10G SFP+ | 10000 | up | Server NIC
MH-DC-003-MMR-SW-01 | Te0/0/0/23 | 10G SFP+ | 10000 | admin-down
MH-DC-003-MMR-SW-01 | Te0/0/0/24 | 10G SFP+ | 10000 | admin-down
MH-DC-003-MMR-SW-01 | Te0/0/0/25 | 10G SFP+ | 10000 | up | Server NIC
MH-DC-003-MMR-SW-01 | Te0/0/0/26 | 10G SFP+ | 10000 | admin-down
MH-DC-003-MMR-SW-01 | Te0/0/0/27 | 10G SFP+ | 10000 | up | Server NIC
MH-DC-003-MMR-SW-01 | Te0/0/0/28 | 10G SFP+ | 10000 | up | Server NIC
MH-DC-003-MMR-SW-01 | Te0/0/0/29 | 10G SFP+ | 10000 | up | Server NIC
MH-DC-003-MMR-SW-01 | Te0/0/0/30 | 10G SFP+ | 10000 | admin-down
MH-DC-003-MMR-SW-01 | Te0/0/0/31 | 10G SFP+ | 10000 | up | Server NIC
MH-DC-003-MMR-SW-01 | Te0/0/0/32 | 10G SFP+ | 10000 | up | Server NIC
MH-DC-003-MMR-SW-01 | Te0/0/0/33 | 10G SFP+ | 10000 | up | Server NIC
MH-DC-003-MMR-SW-01 | Te0/0/0/34 | 10G SFP+ | 10000 | up | Server NIC
MH-DC-003-MMR-SW-01 | Te0/0/0/35 | 10G SFP+ | 10000 | admin-down
MH-DC-003-MMR-SW-01 | Te0/0/0/36 | 10G SFP+ | 10000 | up | Server NIC
MH-DC-003-MMR-SW-01 | Te0/0/0/37 | 10G SFP+ | 10000 | up | Server NIC
MH-DC-003-MMR-SW-01 | Te0/0/0/38 | 10G SFP+ | 10000 | admin-down
MH-DC-003-MMR-SW-01 | Te0/0/0/39 | 10G SFP+ | 10000 | up | Server NIC
MH-DC-003-MMR-SW-01 | Te0/0/0/40 | 10G SFP+ | 10000 | admin-down
MH-DC-003-MMR-SW-01 | Te0/0/0/41 | 10G SFP+ | 10000 | admin-down
MH-DC-003-MMR-SW-01 | Te0/0/0/42 | 10G SFP+ | 10000 | admin-down
MH-DC-003-MMR-SW-01 | Te0/0/0/43 | 10G SFP+ | 10000 | admin-down
MH-DC-003-MMR-SW-01 | Te0/0/0/44 | 10G SFP+ | 10000 | up | Server NIC
MH-DC-003-MMR-SW-01 | Te0/0/0/45 | 10G SFP+ | 10000 | admin-down
MH-DC-003-MMR-SW-01 | Te0/0/0/46 | 10G SFP+ | 10000 | admin-down
MH-DC-003-MMR-SW-01 | Te0/0/0/47 | 10G SFP+ | 10000 | reserved
MH-DC-003-MMR-SW-01 | Hu0/0/1/0 | 100G QSFP28 | 100000 | up | Uplink to MH-DC-003-AGG-R01 | QSFP28-100G-LR4
MH-DC-003-MMR-SW-01 | Hu0/0/1/1 | 100G QSFP28 | 100000 | up | Uplink to MH-DC-003-AGG-R02 | QSFP28-100G-LR4
MH-DC-003-MMR-SW-01 | Hu0/0/1/2 | 100G QSFP28 | 100000 | admin-down
MH-DC-003-MMR-SW-01 | Hu0/0/1/3 | 100G QSFP28 | 100000 | admin-down
MH-DC-003-MMR-SW-02 | Te0/0/0/0 | 10G SFP+ | 10000 | up | Access to MH-DC-003-TOR-001 | SFP-10G-LR
MH-DC-003-MMR-SW-02 | Te0/0/0/1 | 10G SFP+ | 10000 | up | Access to MH-DC-003-TOR-002 | SFP-10G-LR
MH-DC-003-MMR-SW-02 | Te0/0/0/2 | 10G SFP+ | 10000 | up | Server NIC
MH-DC-003-MMR-SW-02 | Te0/0/0/3 | 10G SFP+ | 10000 | admin-down
MH-DC-003-MMR-SW-02 | Te0/0/0/4 | 10G SFP+ | 10000 | admin-down
MH-DC-003-MMR-SW-02 | Te0/0/0/5 | 10G SFP+ | 10000 | admin-down
MH-DC-003-MMR-SW-02 | Te0/0/0/6 | 10G SFP+ | 10000 | up | Server NIC
MH-DC-003-MMR-SW-02 | Te0/0/0/7 | 10G SFP+ | 10000 | up | Server NIC
MH-DC-003-MMR-SW-02 | Te0/0/0/8 | 10G SFP+ | 10000 | up | Server NIC
MH-DC-003-MMR-SW-02 | Te0/0/0/9 | 10G SFP+ | 10000 | up | Server NIC
MH-DC-003-MMR-SW-02 | Te0/0/0/10 | 10G SFP+ | 10000 | admin-down
MH-DC-003-MMR-SW-02 | Te0/0/0/11 | 10G SFP+ | 10000 | admin-down
MH-DC-003-MMR-SW-02 | Te0/0/0/12 | 10G SFP+ | 10000 | admin-down
MH-DC-003-MMR-SW-02 | Te0/0/0/13 | 10G SFP+ | 10000 | admin-down
MH-DC-003-MMR-SW-02 | Te0/0/0/14 | 10G SFP+ | 10000 | up | Server NIC
MH-DC-003-MMR-SW-02 | Te0/0/0/15 | 10G SFP+ | 10000 | admin-down
MH-DC-003-MMR-SW-02 | Te0/0/0/16 | 10G SFP+ | 10000 | up | Server NIC
MH-DC-003-MMR-SW-02 | Te0/0/0/17 | 10G SFP+ | 10000 | up | Server NIC
MH-DC-003-MMR-SW-02 | Te0/0/0/18 | 10G SFP+ | 10000 | up | Server NIC
MH-DC-003-MMR-SW-02 | Te0/0/0/19 | 10G SFP+ | 10000 | up | Server NIC
MH-DC-003-MMR-SW-02 | Te0/0/0/20 | 10G SFP+ | 10000 | up | Server NIC
MH-DC-003-MMR-SW-02 | Te0/0/0/21 | 10G SFP+ | 10000 | admin-down
MH-DC-003-MMR-SW-02 | Te0/0/0/22 | 10G SFP+ | 10000 | admin-down
MH-DC-003-MMR-SW-02 | Te0/0/0/23 | 10G SFP+ | 10000 | up | Server NIC
MH-DC-003-MMR-SW-02 | Te0/0/0/24 | 10G SFP+ | 10000 | admin-down
MH-DC-003-MMR-SW-02 | Te0/0/0/25 | 10G SFP+ | 10000 | up | Server NIC
MH-DC-003-MMR-SW-02 | Te0/0/0/26 | 10G SFP+ | 10000 | admin-down
MH-DC-003-MMR-SW-02 | Te0/0/0/27 | 10G SFP+ | 10000 | up | Server NIC
MH-DC-003-MMR-SW-02 | Te0/0/0/28 | 10G SFP+ | 10000 | up | Server NIC
MH-DC-003-MMR-SW-02 | Te0/0/0/29 | 10G SFP+ | 10000 | admin-down
MH-DC-003-MMR-SW-02 | Te0/0/0/30 | 10G SFP+ | 10000 | admin-down
MH-DC-003-MMR-SW-02 | Te0/0/0/31 | 10G SFP+ | 10000 | up | Server NIC
MH-DC-003-MMR-SW-02 | Te0/0/0/32 | 10G SFP+ | 10000 | up | Server NIC
MH-DC-003-MMR-SW-02 | Te0/0/0/33 | 10G SFP+ | 10000 | admin-down
MH-DC-003-MMR-SW-02 | Te0/0/0/34 | 10G SFP+ | 10000 | up | Server NIC
MH-DC-003-MMR-SW-02 | Te0/0/0/35 | 10G SFP+ | 10000 | up | Server NIC
MH-DC-003-MMR-SW-02 | Te0/0/0/36 | 10G SFP+ | 10000 | admin-down
MH-DC-003-MMR-SW-02 | Te0/0/0/37 | 10G SFP+ | 10000 | admin-down
MH-DC-003-MMR-SW-02 | Te0/0/0/38 | 10G SFP+ | 10000 | admin-down
MH-DC-003-MMR-SW-02 | Te0/0/0/39 | 10G SFP+ | 10000 | up | Server NIC
MH-DC-003-MMR-SW-02 | Te0/0/0/40 | 10G SFP+ | 10000 | up | Server NIC
MH-DC-003-MMR-SW-02 | Te0/0/0/41 | 10G SFP+ | 10000 | up | Server NIC
MH-DC-003-MMR-SW-02 | Te0/0/0/42 | 10G SFP+ | 10000 | admin-down
MH-DC-003-MMR-SW-02 | Te0/0/0/43 | 10G SFP+ | 10000 | admin-down
MH-DC-003-MMR-SW-02 | Te0/0/0/44 | 10G SFP+ | 10000 | up | Server NIC
MH-DC-003-MMR-SW-02 | Te0/0/0/45 | 10G SFP+ | 10000 | admin-down
MH-DC-003-MMR-SW-02 | Te0/0/0/46 | 10G SFP+ | 10000 | up | Server NIC
MH-DC-003-MMR-SW-02 | Te0/0/0/47 | 10G SFP+ | 10000 | reserved
MH-DC-003-MMR-SW-02 | Hu0/0/1/0 | 100G QSFP28 | 100000 | up | Uplink to MH-DC-003-AGG-R02 | QSFP28-100G-LR4
MH-DC-003-MMR-SW-02 | Hu0/0/1/1 | 100G QSFP28 | 100000 | up | Uplink to MH-DC-003-AGG-R01 | QSFP28-100G-LR4
MH-DC-003-MMR-SW-02 | Hu0/0/1/2 | 100G QSFP28 | 100000 | admin-down
MH-DC-003-MMR-SW-02 | Hu0/0/1/3 | 100G QSFP28 | 100000 | admin-down
MH-DC-003-MMR-SW-03 | xe-0/0/0 | 10G SFP+ | 10000 | up | Access to MH-DC-003-TOR-002 | SFP-10G-LR
MH-DC-003-MMR-SW-03 | xe-0/0/1 | 10G SFP+ | 10000 | up | Access to MH-DC-003-TOR-003 | SFP-10G-LR
MH-DC-003-MMR-SW-03 | xe-0/0/2 | 10G SFP+ | 10000 | admin-down
MH-DC-003-MMR-SW-03 | xe-0/0/3 | 10G SFP+ | 10000 | up | Server NIC
MH-DC-003-MMR-SW-03 | xe-0/0/4 | 10G SFP+ | 10000 | admin-down
MH-DC-003-MMR-SW-03 | xe-0/0/5 | 10G SFP+ | 10000 | up | Server NIC
MH-DC-003-MMR-SW-03 | xe-0/0/6 | 10G SFP+ | 10000 | up | Server NIC
MH-DC-003-MMR-SW-03 | xe-0/0/7 | 10G SFP+ | 10000 | admin-down
MH-DC-003-MMR-SW-03 | xe-0/0/8 | 10G SFP+ | 10000 | up | Server NIC
MH-DC-003-MMR-SW-03 | xe-0/0/9 | 10G SFP+ | 10000 | up | Server NIC
MH-DC-003-MMR-SW-03 | xe-0/0/10 | 10G SFP+ | 10000 | up | Server NIC
MH-DC-003-MMR-SW-03 | xe-0/0/11 | 10G SFP+ | 10000 | up | Server NIC
MH-DC-003-MMR-SW-03 | xe-0/0/12 | 10G SFP+ | 10000 | admin-down
MH-DC-003-MMR-SW-03 | xe-0/0/13 | 10G SFP+ | 10000 | admin-down
MH-DC-003-MMR-SW-03 | xe-0/0/14 | 10G SFP+ | 10000 | up | Server NIC
MH-DC-003-MMR-SW-03 | xe-0/0/15 | 10G SFP+ | 10000 | admin-down
MH-DC-003-MMR-SW-03 | xe-0/0/16 | 10G SFP+ | 10000 | up | Server NIC
MH-DC-003-MMR-SW-03 | xe-0/0/17 | 10G SFP+ | 10000 | up | Server NIC
MH-DC-003-MMR-SW-03 | xe-0/0/18 | 10G SFP+ | 10000 | admin-down
MH-DC-003-MMR-SW-03 | xe-0/0/19 | 10G SFP+ | 10000 | up | Server NIC
MH-DC-003-MMR-SW-03 | xe-0/0/20 | 10G SFP+ | 10000 | up | Server NIC
MH-DC-003-MMR-SW-03 | xe-0/0/21 | 10G SFP+ | 10000 | up | Server NIC
MH-DC-003-MMR-SW-03 | xe-0/0/22 | 10G SFP+ | 10000 | up | Server NIC
MH-DC-003-MMR-SW-03 | xe-0/0/23 | 10G SFP+ | 10000 | up | Server NIC
MH-DC-003-MMR-SW-03 | xe-0/0/24 | 10G SFP+ | 10000 | admin-down
MH-DC-003-MMR-SW-03 | xe-0/0/25 | 10G SFP+ | 10000 | up | Server NIC
MH-DC-003-MMR-SW-03 | xe-0/0/26 | 10G SFP+ | 10000 | admin-down
MH-DC-003-MMR-SW-03 | xe-0/0/27 | 10G SFP+ | 10000 | admin-down
MH-DC-003-MMR-SW-03 | xe-0/0/28 | 10G SFP+ | 10000 | admin-down
MH-DC-003-MMR-SW-03 | xe-0/0/29 | 10G SFP+ | 10000 | admin-down
MH-DC-003-MMR-SW-03 | xe-0/0/30 | 10G SFP+ | 10000 | up | Server NIC
MH-DC-003-MMR-SW-03 | xe-0/0/31 | 10G SFP+ | 10000 | admin-down
MH-DC-003-MMR-SW-03 | xe-0/0/32 | 10G SFP+ | 10000 | up | Server NIC
MH-DC-003-MMR-SW-03 | xe-0/0/33 | 10G SFP+ | 10000 | up | Server NIC
MH-DC-003-MMR-SW-03 | xe-0/0/34 | 10G SFP+ | 10000 | admin-down
MH-DC-003-MMR-SW-03 | xe-0/0/35 | 10G SFP+ | 10000 | up | Server NIC
MH-DC-003-MMR-SW-03 | xe-0/0/36 | 10G SFP+ | 10000 | admin-down
MH-DC-003-MMR-SW-03 | xe-0/0/37 | 10G SFP+ | 10000 | admin-down
MH-DC-003-MMR-SW-03 | xe-0/0/38 | 10G SFP+ | 10000 | up | Server NIC
MH-DC-003-MMR-SW-03 | xe-0/0/39 | 10G SFP+ | 10000 | up | Server NIC
MH-DC-003-MMR-SW-03 | xe-0/0/40 | 10G SFP+ | 10000 | up | Server NIC
MH-DC-003-MMR-SW-03 | xe-0/0/41 | 10G SFP+ | 10000 | up | Server NIC
MH-DC-003-MMR-SW-03 | xe-0/0/42 | 10G SFP+ | 10000 | up | Server NIC
MH-DC-003-MMR-SW-03 | xe-0/0/43 | 10G SFP+ | 10000 | up | Server NIC
MH-DC-003-MMR-SW-03 | xe-0/0/44 | 10G SFP+ | 10000 | up | Server NIC
MH-DC-003-MMR-SW-03 | xe-0/0/45 | 10G SFP+ | 10000 | up | Server NIC
MH-DC-003-MMR-SW-03 | xe-0/0/46 | 10G SFP+ | 10000 | admin-down
MH-DC-003-MMR-SW-03 | xe-0/0/47 | 10G SFP+ | 10000 | admin-down
MH-DC-003-MMR-SW-03 | et-0/1/0 | 100G QSFP28 | 100000 | up | Uplink to MH-DC-003-AGG-R01 | QSFP28-100G-LR4
MH-DC-003-MMR-SW-03 | et-0/1/1 | 100G QSFP28 | 100000 | up | Uplink to MH-DC-003-AGG-R02 | QSFP28-100G-LR4
MH-DC-003-MMR-SW-03 | et-0/1/2 | 100G QSFP28 | 100000 | admin-down
MH-DC-003-MMR-SW-03 | et-0/1/3 | 100G QSFP28 | 100000 | admin-down
MH-DC-003-MMR-SW-04 | xe-0/0/0 | 10G SFP+ | 10000 | up | Access to MH-DC-003-TOR-003 | SFP-10G-LR
MH-DC-003-MMR-SW-04 | xe-0/0/1 | 10G SFP+ | 10000 | up | Access to MH-DC-003-TOR-004 | SFP-10G-LR
MH-DC-003-MMR-SW-04 | xe-0/0/2 | 10G SFP+ | 10000 | admin-down
MH-DC-003-MMR-SW-04 | xe-0/0/3 | 10G SFP+ | 10000 | up | Server NIC
MH-DC-003-MMR-SW-04 | xe-0/0/4 | 10G SFP+ | 10000 | admin-down
MH-DC-003-MMR-SW-04 | xe-0/0/5 | 10G SFP+ | 10000 | up | Server NIC
MH-DC-003-MMR-SW-04 | xe-0/0/6 | 10G SFP+ | 10000 | admin-down
MH-DC-003-MMR-SW-04 | xe-0/0/7 | 10G SFP+ | 10000 | up | Server NIC
MH-DC-003-MMR-SW-04 | xe-0/0/8 | 10G SFP+ | 10000 | admin-down
MH-DC-003-MMR-SW-04 | xe-0/0/9 | 10G SFP+ | 10000 | admin-down
MH-DC-003-MMR-SW-04 | xe-0/0/10 | 10G SFP+ | 10000 | admin-down
MH-DC-003-MMR-SW-04 | xe-0/0/11 | 10G SFP+ | 10000 | up | Server NIC
MH-DC-003-MMR-SW-04 | xe-0/0/12 | 10G SFP+ | 10000 | admin-down
MH-DC-003-MMR-SW-04 | xe-0/0/13 | 10G SFP+ | 10000 | admin-down
MH-DC-003-MMR-SW-04 | xe-0/0/14 | 10G SFP+ | 10000 | up | Server NIC
MH-DC-003-MMR-SW-04 | xe-0/0/15 | 10G SFP+ | 10000 | up | Server NIC
MH-DC-003-MMR-SW-04 | xe-0/0/16 | 10G SFP+ | 10000 | admin-down
MH-DC-003-MMR-SW-04 | xe-0/0/17 | 10G SFP+ | 10000 | admin-down
MH-DC-003-MMR-SW-04 | xe-0/0/18 | 10G SFP+ | 10000 | admin-down
MH-DC-003-MMR-SW-04 | xe-0/0/19 | 10G SFP+ | 10000 | up | Server NIC
MH-DC-003-MMR-SW-04 | xe-0/0/20 | 10G SFP+ | 10000 | admin-down
MH-DC-003-MMR-SW-04 | xe-0/0/21 | 10G SFP+ | 10000 | up | Server NIC
MH-DC-003-MMR-SW-04 | xe-0/0/22 | 10G SFP+ | 10000 | up | Server NIC
MH-DC-003-MMR-SW-04 | xe-0/0/23 | 10G SFP+ | 10000 | up | Server NIC
MH-DC-003-MMR-SW-04 | xe-0/0/24 | 10G SFP+ | 10000 | up | Server NIC
MH-DC-003-MMR-SW-04 | xe-0/0/25 | 10G SFP+ | 10000 | admin-down
MH-DC-003-MMR-SW-04 | xe-0/0/26 | 10G SFP+ | 10000 | admin-down
MH-DC-003-MMR-SW-04 | xe-0/0/27 | 10G SFP+ | 10000 | up | Server NIC
MH-DC-003-MMR-SW-04 | xe-0/0/28 | 10G SFP+ | 10000 | admin-down
MH-DC-003-MMR-SW-04 | xe-0/0/29 | 10G SFP+ | 10000 | up | Server NIC
MH-DC-003-MMR-SW-04 | xe-0/0/30 | 10G SFP+ | 10000 | admin-down
MH-DC-003-MMR-SW-04 | xe-0/0/31 | 10G SFP+ | 10000 | admin-down
MH-DC-003-MMR-SW-04 | xe-0/0/32 | 10G SFP+ | 10000 | up | Server NIC
MH-DC-003-MMR-SW-04 | xe-0/0/33 | 10G SFP+ | 10000 | admin-down
MH-DC-003-MMR-SW-04 | xe-0/0/34 | 10G SFP+ | 10000 | up | Server NIC
MH-DC-003-MMR-SW-04 | xe-0/0/35 | 10G SFP+ | 10000 | admin-down
MH-DC-003-MMR-SW-04 | xe-0/0/36 | 10G SFP+ | 10000 | up | Server NIC
MH-DC-003-MMR-SW-04 | xe-0/0/37 | 10G SFP+ | 10000 | up | Server NIC
MH-DC-003-MMR-SW-04 | xe-0/0/38 | 10G SFP+ | 10000 | up | Server NIC
MH-DC-003-MMR-SW-04 | xe-0/0/39 | 10G SFP+ | 10000 | up | Server NIC
MH-DC-003-MMR-SW-04 | xe-0/0/40 | 10G SFP+ | 10000 | admin-down
MH-DC-003-MMR-SW-04 | xe-0/0/41 | 10G SFP+ | 10000 | up | Server NIC
MH-DC-003-MMR-SW-04 | xe-0/0/42 | 10G SFP+ | 10000 | up | Server NIC
MH-DC-003-MMR-SW-04 | xe-0/0/43 | 10G SFP+ | 10000 | up | Server NIC
MH-DC-003-MMR-SW-04 | xe-0/0/44 | 10G SFP+ | 10000 | admin-down
MH-DC-003-MMR-SW-04 | xe-0/0/45 | 10G SFP+ | 10000 | admin-down
MH-DC-003-MMR-SW-04 | xe-0/0/46 | 10G SFP+ | 10000 | up | Server NIC
MH-DC-003-MMR-SW-04 | xe-0/0/47 | 10G SFP+ | 10000 | admin-down
MH-DC-003-MMR-SW-04 | et-0/1/0 | 100G QSFP28 | 100000 | up | Uplink to MH-DC-003-AGG-R02 | QSFP28-100G-LR4
MH-DC-003-MMR-SW-04 | et-0/1/1 | 100G QSFP28 | 100000 | up | Uplink to MH-DC-003-AGG-R01 | QSFP28-100G-LR4
MH-DC-003-MMR-SW-04 | et-0/1/2 | 100G QSFP28 | 100000 | admin-down
MH-DC-003-MMR-SW-04 | et-0/1/3 | 100G QSFP28 | 100000 | admin-down
MH-DC-003-MMR-SW-05 | Ethernet1 | 10G SFP+ | 10000 | up | Access to MH-DC-003-TOR-004 | SFP-10G-LR
MH-DC-003-MMR-SW-05 | Ethernet2 | 10G SFP+ | 10000 | up | Server NIC
MH-DC-003-MMR-SW-05 | Ethernet3 | 10G SFP+ | 10000 | up | Server NIC
MH-DC-003-MMR-SW-05 | Ethernet4 | 10G SFP+ | 10000 | admin-down
MH-DC-003-MMR-SW-05 | Ethernet5 | 10G SFP+ | 10000 | admin-down
MH-DC-003-MMR-SW-05 | Ethernet6 | 10G SFP+ | 10000 | admin-down
MH-DC-003-MMR-SW-05 | Ethernet7 | 10G SFP+ | 10000 | admin-down
MH-DC-003-MMR-SW-05 | Ethernet8 | 10G SFP+ | 10000 | admin-down
MH-DC-003-MMR-SW-05 | Ethernet9 | 10G SFP+ | 10000 | up | Server NIC
MH-DC-003-MMR-SW-05 | Ethernet10 | 10G SFP+ | 10000 | up | Server NIC
MH-DC-003-MMR-SW-05 | Ethernet11 | 10G SFP+ | 10000 | admin-down
MH-DC-003-MMR-SW-05 | Ethernet12 | 10G SFP+ | 10000 | up | Server NIC
MH-DC-003-MMR-SW-05 | Ethernet13 | 10G SFP+ | 10000 | admin-down
MH-DC-003-MMR-SW-05 | Ethernet14 | 10G SFP+ | 10000 | admin-down
MH-DC-003-MMR-SW-05 | Ethernet15 | 10G SFP+ | 10000 | up | Server NIC
MH-DC-003-MMR-SW-05 | Ethernet16 | 10G SFP+ | 10000 | up | Server NIC
MH-DC-003-MMR-SW-05 | Ethernet17 | 10G SFP+ | 10000 | admin-down
MH-DC-003-MMR-SW-05 | Ethernet18 | 10G SFP+ | 10000 | admin-down
MH-DC-003-MMR-SW-05 | Ethernet19 | 10G SFP+ | 10000 | up | Server NIC
MH-DC-003-MMR-SW-05 | Ethernet20 | 10G SFP+ | 10000 | up | Server NIC
MH-DC-003-MMR-SW-05 | Ethernet21 | 10G SFP+ | 10000 | admin-down
MH-DC-003-MMR-SW-05 | Ethernet22 | 10G SFP+ | 10000 | admin-down
MH-DC-003-MMR-SW-05 | Ethernet23 | 10G SFP+ | 10000 | admin-down
MH-DC-003-MMR-SW-05 | Ethernet24 | 10G SFP+ | 10000 | up | Server NIC
MH-DC-003-MMR-SW-05 | Ethernet25 | 10G SFP+ | 10000 | up | Server NIC
MH-DC-003-MMR-SW-05 | Ethernet26 | 10G SFP+ | 10000 | up | Server NIC
MH-DC-003-MMR-SW-05 | Ethernet27 | 10G SFP+ | 10000 | admin-down
MH-DC-003-MMR-SW-05 | Ethernet28 | 10G SFP+ | 10000 | admin-down
MH-DC-003-MMR-SW-05 | Ethernet29 | 10G SFP+ | 10000 | up | Server NIC
MH-DC-003-MMR-SW-05 | Ethernet30 | 10G SFP+ | 10000 | up | Server NIC
MH-DC-003-MMR-SW-05 | Ethernet31 | 10G SFP+ | 10000 | admin-down
MH-DC-003-MMR-SW-05 | Ethernet32 | 10G SFP+ | 10000 | admin-down
MH-DC-003-MMR-SW-05 | Ethernet33 | 10G SFP+ | 10000 | up | Server NIC
MH-DC-003-MMR-SW-05 | Ethernet34 | 10G SFP+ | 10000 | up | Server NIC
MH-DC-003-MMR-SW-05 | Ethernet35 | 10G SFP+ | 10000 | admin-down
MH-DC-003-MMR-SW-05 | Ethernet36 | 10G SFP+ | 10000 | up | Server NIC
MH-DC-003-MMR-SW-05 | Ethernet37 | 10G SFP+ | 10000 | up | Server NIC
MH-DC-003-MMR-SW-05 | Ethernet38 | 10G SFP+ | 10000 | admin-down
MH-DC-003-MMR-SW-05 | Ethernet39 | 10G SFP+ | 10000 | up | Server NIC
MH-DC-003-MMR-SW-05 | Ethernet40 | 10G SFP+ | 10000 | up | Server NIC
MH-DC-003-MMR-SW-05 | Ethernet41 | 10G SFP+ | 10000 | up | Server NIC
MH-DC-003-MMR-SW-05 | Ethernet42 | 10G SFP+ | 10000 | admin-down
MH-DC-003-MMR-SW-05 | Ethernet43 | 10G SFP+ | 10000 | up | Server NIC
MH-DC-003-MMR-SW-05 | Ethernet44 | 10G SFP+ | 10000 | up | Server NIC
MH-DC-003-MMR-SW-05 | Ethernet45 | 10G SFP+ | 10000 | up | Server NIC
MH-DC-003-MMR-SW-05 | Ethernet46 | 10G SFP+ | 10000 | admin-down
MH-DC-003-MMR-SW-05 | Ethernet47 | 10G SFP+ | 10000 | up | Server NIC
MH-DC-003-MMR-SW-05 | Ethernet48 | 10G SFP+ | 10000 | up | Server NIC
MH-DC-003-MMR-SW-05 | Ethernet49/1 | 100G QSFP28 | 100000 | up | Uplink to MH-DC-003-AGG-R01 | QSFP28-100G-LR4
MH-DC-003-MMR-SW-05 | Ethernet49/2 | 100G QSFP28 | 100000 | up | Uplink to MH-DC-003-AGG-R02 | QSFP28-100G-LR4
MH-DC-003-MMR-SW-05 | Ethernet49/3 | 100G QSFP28 | 100000 | admin-down
MH-DC-003-MMR-SW-05 | Ethernet49/4 | 100G QSFP28 | 100000 | admin-down
MH-DC-003-TOR-001 | Te0/0/0/0 | 10G SFP+ | 10000 | up | Access to MH-DC-003-MMR-SW-01 | SFP-10G-LR
MH-DC-003-TOR-001 | Te0/0/0/1 | 10G SFP+ | 10000 | up | Access to MH-DC-003-MMR-SW-02 | SFP-10G-LR
MH-DC-003-TOR-001 | Te0/0/0/2 | 10G SFP+ | 10000 | up | Server NIC
MH-DC-003-TOR-001 | Te0/0/0/3 | 10G SFP+ | 10000 | up | Server NIC
MH-DC-003-TOR-001 | Te0/0/0/4 | 10G SFP+ | 10000 | up | Server NIC
MH-DC-003-TOR-001 | Te0/0/0/5 | 10G SFP+ | 10000 | up | Server NIC
MH-DC-003-TOR-001 | Te0/0/0/6 | 10G SFP+ | 10000 | reserved
MH-DC-003-TOR-001 | Te0/0/0/7 | 10G SFP+ | 10000 | up | Server NIC
MH-DC-003-TOR-001 | Te0/0/0/8 | 10G SFP+ | 10000 | admin-down
MH-DC-003-TOR-001 | Te0/0/0/9 | 10G SFP+ | 10000 | up | Server NIC
MH-DC-003-TOR-001 | Te0/0/0/10 | 10G SFP+ | 10000 | up | Server NIC
MH-DC-003-TOR-001 | Te0/0/0/11 | 10G SFP+ | 10000 | up | Server NIC
MH-DC-003-TOR-001 | Te0/0/0/12 | 10G SFP+ | 10000 | up | Server NIC
MH-DC-003-TOR-001 | Te0/0/0/13 | 10G SFP+ | 10000 | admin-down
MH-DC-003-TOR-001 | Te0/0/0/14 | 10G SFP+ | 10000 | admin-down
MH-DC-003-TOR-001 | Te0/0/0/15 | 10G SFP+ | 10000 | up | Server NIC
MH-DC-003-TOR-001 | Te0/0/0/16 | 10G SFP+ | 10000 | up | Server NIC
MH-DC-003-TOR-001 | Te0/0/0/17 | 10G SFP+ | 10000 | up | Server NIC
MH-DC-003-TOR-001 | Te0/0/0/18 | 10G SFP+ | 10000 | up | Server NIC
MH-DC-003-TOR-001 | Te0/0/0/19 | 10G SFP+ | 10000 | admin-down
MH-DC-003-TOR-001 | Te0/0/0/20 | 10G SFP+ | 10000 | admin-down
MH-DC-003-TOR-001 | Te0/0/0/21 | 10G SFP+ | 10000 | up | Server NIC
MH-DC-003-TOR-001 | Te0/0/0/22 | 10G SFP+ | 10000 | admin-down
MH-DC-003-TOR-001 | Te0/0/0/23 | 10G SFP+ | 10000 | up | Server NIC
MH-DC-003-TOR-001 | Hu0/0/1/0 | 100G QSFP28 | 100000 | admin-down
MH-DC-003-TOR-001 | Hu0/0/1/1 | 100G QSFP28 | 100000 | admin-down
MH-DC-003-TOR-002 | Te0/0/0/0 | 10G SFP+ | 10000 | up | Access to MH-DC-003-MMR-SW-02 | SFP-10G-LR
MH-DC-003-TOR-002 | Te0/0/0/1 | 10G SFP+ | 10000 | up | Access to MH-DC-003-MMR-SW-03 | SFP-10G-LR
MH-DC-003-TOR-002 | Te0/0/0/2 | 10G SFP+ | 10000 | admin-down
MH-DC-003-TOR-002 | Te0/0/0/3 | 10G SFP+ | 10000 | up | Server NIC
MH-DC-003-TOR-002 | Te0/0/0/4 | 10G SFP+ | 10000 | admin-down
MH-DC-003-TOR-002 | Te0/0/0/5 | 10G SFP+ | 10000 | up | Server NIC
MH-DC-003-TOR-002 | Te0/0/0/6 | 10G SFP+ | 10000 | up | Server NIC
MH-DC-003-TOR-002 | Te0/0/0/7 | 10G SFP+ | 10000 | admin-down
MH-DC-003-TOR-002 | Te0/0/0/8 | 10G SFP+ | 10000 | admin-down
MH-DC-003-TOR-002 | Te0/0/0/9 | 10G SFP+ | 10000 | admin-down
MH-DC-003-TOR-002 | Te0/0/0/10 | 10G SFP+ | 10000 | up | Server NIC
MH-DC-003-TOR-002 | Te0/0/0/11 | 10G SFP+ | 10000 | admin-down
MH-DC-003-TOR-002 | Te0/0/0/12 | 10G SFP+ | 10000 | up | Server NIC
MH-DC-003-TOR-002 | Te0/0/0/13 | 10G SFP+ | 10000 | admin-down
MH-DC-003-TOR-002 | Te0/0/0/14 | 10G SFP+ | 10000 | admin-down
MH-DC-003-TOR-002 | Te0/0/0/15 | 10G SFP+ | 10000 | reserved
MH-DC-003-TOR-002 | Te0/0/0/16 | 10G SFP+ | 10000 | up | Server NIC
MH-DC-003-TOR-002 | Te0/0/0/17 | 10G SFP+ | 10000 | up | Server NIC
MH-DC-003-TOR-002 | Te0/0/0/18 | 10G SFP+ | 10000 | up | Server NIC
MH-DC-003-TOR-002 | Te0/0/0/19 | 10G SFP+ | 10000 | up | Server NIC
MH-DC-003-TOR-002 | Te0/0/0/20 | 10G SFP+ | 10000 | admin-down
MH-DC-003-TOR-002 | Te0/0/0/21 | 10G SFP+ | 10000 | up | Server NIC
MH-DC-003-TOR-002 | Te0/0/0/22 | 10G SFP+ | 10000 | reserved
MH-DC-003-TOR-002 | Te0/0/0/23 | 10G SFP+ | 10000 | up | Server NIC
MH-DC-003-TOR-002 | Hu0/0/1/0 | 100G QSFP28 | 100000 | admin-down
MH-DC-003-TOR-002 | Hu0/0/1/1 | 100G QSFP28 | 100000 | admin-down
MH-DC-003-TOR-003 | xe-0/0/0 | 10G SFP+ | 10000 | up | Access to MH-DC-003-MMR-SW-03 | SFP-10G-LR
MH-DC-003-TOR-003 | xe-0/0/1 | 10G SFP+ | 10000 | up | Access to MH-DC-003-MMR-SW-04 | SFP-10G-LR
MH-DC-003-TOR-003 | xe-0/0/2 | 10G SFP+ | 10000 | admin-down
MH-DC-003-TOR-003 | xe-0/0/3 | 10G SFP+ | 10000 | up | Server NIC
MH-DC-003-TOR-003 | xe-0/0/4 | 10G SFP+ | 10000 | up | Server NIC
MH-DC-003-TOR-003 | xe-0/0/5 | 10G SFP+ | 10000 | up | Server NIC
MH-DC-003-TOR-003 | xe-0/0/6 | 10G SFP+ | 10000 | up | Server NIC
MH-DC-003-TOR-003 | xe-0/0/7 | 10G SFP+ | 10000 | admin-down
MH-DC-003-TOR-003 | xe-0/0/8 | 10G SFP+ | 10000 | up | Server NIC
MH-DC-003-TOR-003 | xe-0/0/9 | 10G SFP+ | 10000 | admin-down
MH-DC-003-TOR-003 | xe-0/0/10 | 10G SFP+ | 10000 | admin-down
MH-DC-003-TOR-003 | xe-0/0/11 | 10G SFP+ | 10000 | up | Server NIC
MH-DC-003-TOR-003 | xe-0/0/12 | 10G SFP+ | 10000 | up | Server NIC
MH-DC-003-TOR-003 | xe-0/0/13 | 10G SFP+ | 10000 | admin-down
MH-DC-003-TOR-003 | xe-0/0/14 | 10G SFP+ | 10000 | up | Server NIC
MH-DC-003-TOR-003 | xe-0/0/15 | 10G SFP+ | 10000 | up | Server NIC
MH-DC-003-TOR-003 | xe-0/0/16 | 10G SFP+ | 10000 | admin-down
MH-DC-003-TOR-003 | xe-0/0/17 | 10G SFP+ | 10000 | up | Server NIC
MH-DC-003-TOR-003 | xe-0/0/18 | 10G SFP+ | 10000 | admin-down
MH-DC-003-TOR-003 | xe-0/0/19 | 10G SFP+ | 10000 | admin-down
MH-DC-003-TOR-003 | xe-0/0/20 | 10G SFP+ | 10000 | up | Server NIC
MH-DC-003-TOR-003 | xe-0/0/21 | 10G SFP+ | 10000 | admin-down
MH-DC-003-TOR-003 | xe-0/0/22 | 10G SFP+ | 10000 | admin-down
MH-DC-003-TOR-003 | xe-0/0/23 | 10G SFP+ | 10000 | admin-down
MH-DC-003-TOR-003 | et-0/1/0 | 100G QSFP28 | 100000 | admin-down
MH-DC-003-TOR-003 | et-0/1/1 | 100G QSFP28 | 100000 | admin-down
MH-DC-003-TOR-004 | xe-0/0/0 | 10G SFP+ | 10000 | up | Access to MH-DC-003-MMR-SW-04 | SFP-10G-LR
MH-DC-003-TOR-004 | xe-0/0/1 | 10G SFP+ | 10000 | up | Access to MH-DC-003-MMR-SW-05 | SFP-10G-LR
MH-DC-003-TOR-004 | xe-0/0/2 | 10G SFP+ | 10000 | admin-down
MH-DC-003-TOR-004 | xe-0/0/3 | 10G SFP+ | 10000 | admin-down
MH-DC-003-TOR-004 | xe-0/0/4 | 10G SFP+ | 10000 | admin-down
MH-DC-003-TOR-004 | xe-0/0/5 | 10G SFP+ | 10000 | admin-down
MH-DC-003-TOR-004 | xe-0/0/6 | 10G SFP+ | 10000 | admin-down
MH-DC-003-TOR-004 | xe-0/0/7 | 10G SFP+ | 10000 | up | Server NIC
MH-DC-003-TOR-004 | xe-0/0/8 | 10G SFP+ | 10000 | up | Server NIC
MH-DC-003-TOR-004 | xe-0/0/9 | 10G SFP+ | 10000 | up | Server NIC
MH-DC-003-TOR-004 | xe-0/0/10 | 10G SFP+ | 10000 | up | Server NIC
MH-DC-003-TOR-004 | xe-0/0/11 | 10G SFP+ | 10000 | admin-down
MH-DC-003-TOR-004 | xe-0/0/12 | 10G SFP+ | 10000 | up | Server NIC
MH-DC-003-TOR-004 | xe-0/0/13 | 10G SFP+ | 10000 | admin-down
MH-DC-003-TOR-004 | xe-0/0/14 | 10G SFP+ | 10000 | admin-down
MH-DC-003-TOR-004 | xe-0/0/15 | 10G SFP+ | 10000 | admin-down
MH-DC-003-TOR-004 | xe-0/0/16 | 10G SFP+ | 10000 | up | Server NIC
MH-DC-003-TOR-004 | xe-0/0/17 | 10G SFP+ | 10000 | admin-down
MH-DC-003-TOR-004 | xe-0/0/18 | 10G SFP+ | 10000 | up | Server NIC
MH-DC-003-TOR-004 | xe-0/0/19 | 10G SFP+ | 10000 | admin-down
MH-DC-003-TOR-004 | xe-0/0/20 | 10G SFP+ | 10000 | up | Server NIC
MH-DC-003-TOR-004 | xe-0/0/21 | 10G SFP+ | 10000 | admin-down
MH-DC-003-TOR-004 | xe-0/0/22 | 10G SFP+ | 10000 | reserved
MH-DC-003-TOR-004 | xe-0/0/23 | 10G SFP+ | 10000 | admin-down
MH-DC-003-TOR-004 | et-0/1/0 | 100G QSFP28 | 100000 | admin-down
MH-DC-003-TOR-004 | et-0/1/1 | 100G QSFP28 | 100000 | reserved
MH-DC-004-PE-T4-01 | xe-0/0/0 | 10G SFP+ | 10000 | admin-down
MH-DC-004-PE-T4-01 | xe-0/0/1 | 10G SFP+ | 10000 | up | Backhaul to AP-DC-010 | SFP-10G-LR
MH-DC-004-PE-T4-01 | xe-0/0/2 | 10G SFP+ | 10000 | up | Backhaul to TS-DC-023 | SFP-10G-LR
MH-DC-004-PE-T4-01 | xe-0/0/3 | 10G SFP+ | 10000 | up | Backhaul to KL-DC-024 | SFP-10G-LR
MH-DC-004-PE-T4-01 | xe-0/0/4 | 10G SFP+ | 10000 | up | Backhaul to MH-DC-001 | SFP-10G-LR
MH-DC-004-PE-T4-01 | xe-0/0/5 | 10G SFP+ | 10000 | up | Backhaul to MH-DC-003 | SFP-10G-LR
MH-DC-004-PE-T4-01 | xe-0/0/6 | 10G SFP+ | 10000 | up | Uplink to MH-DC-004-AGG-R01 | SFP-10G-LR
MH-DC-004-PE-T4-01 | xe-0/0/7 | 10G SFP+ | 10000 | admin-down
MH-DC-004-PE-T4-01 | xe-0/0/8 | 10G SFP+ | 10000 | admin-down
MH-DC-004-PE-T4-01 | xe-0/0/9 | 10G SFP+ | 10000 | reserved
MH-DC-004-PE-T4-01 | xe-0/0/10 | 10G SFP+ | 10000 | admin-down
MH-DC-004-PE-T4-01 | xe-0/0/11 | 10G SFP+ | 10000 | admin-down
MH-DC-004-PE-T4-01 | et-0/1/0 | 100G QSFP28 | 100000 | up | Fabric to MH-DC-004-PE-T4-02 | QSFP28-100G-LR4
MH-DC-004-PE-T4-01 | et-0/1/1 | 100G QSFP28 | 100000 | up | Fabric to MH-DC-004-PE-T4-03 | QSFP28-100G-LR4
MH-DC-004-PE-T4-01 | et-0/1/2 | 100G QSFP28 | 100000 | up | Fabric to MH-DC-004-PE-T4-04 | QSFP28-100G-LR4
MH-DC-004-PE-T4-01 | et-0/1/3 | 100G QSFP28 | 100000 | admin-down
MH-DC-004-PE-T4-01 | ge-0/2/0 | 1G copper | 1000 | admin-down
MH-DC-004-PE-T4-01 | ge-0/2/1 | 1G copper | 1000 | admin-down
MH-DC-004-PE-T4-01 | ge-0/2/2 | 1G copper | 1000 | admin-down
MH-DC-004-PE-T4-01 | ge-0/2/3 | 1G copper | 1000 | admin-down
MH-DC-004-PE-T4-01 | ge-0/2/4 | 1G copper | 1000 | admin-down
MH-DC-004-PE-T4-01 | ge-0/2/5 | 1G copper | 1000 | admin-down
MH-DC-004-PE-T4-01 | ge-0/2/6 | 1G copper | 1000 | admin-down
MH-DC-004-PE-T4-01 | ge-0/2/7 | 1G copper | 1000 | admin-down
MH-DC-004-PE-T4-01 | ge-0/2/8 | 1G copper | 1000 | admin-down
MH-DC-004-PE-T4-01 | ge-0/2/9 | 1G copper | 1000 | admin-down
MH-DC-004-PE-T4-01 | ge-0/2/10 | 1G copper | 1000 | reserved
MH-DC-004-PE-T4-01 | ge-0/2/11 | 1G copper | 1000 | reserved
MH-DC-004-PE-T4-01 | ge-0/2/12 | 1G copper | 1000 | admin-down
MH-DC-004-PE-T4-01 | ge-0/2/13 | 1G copper | 1000 | admin-down
MH-DC-004-PE-T4-01 | ge-0/2/14 | 1G copper | 1000 | reserved
MH-DC-004-PE-T4-01 | ge-0/2/15 | 1G copper | 1000 | admin-down
MH-DC-004-PE-T4-02 | xe-0/0/0 | 10G SFP+ | 10000 | admin-down
MH-DC-004-PE-T4-02 | xe-0/0/1 | 10G SFP+ | 10000 | up | Backhaul to KA-DC-008 | SFP-10G-LR
MH-DC-004-PE-T4-02 | xe-0/0/2 | 10G SFP+ | 10000 | up | Backhaul to MH-DC-003 | SFP-10G-LR
MH-DC-004-PE-T4-02 | xe-0/0/3 | 10G SFP+ | 10000 | up | Backhaul to UP-DC-005 | SFP-10G-LR
MH-DC-004-PE-T4-02 | xe-0/0/4 | 10G SFP+ | 10000 | up | Backhaul to AP-DC-010 | SFP-10G-LR
MH-DC-004-PE-T4-02 | xe-0/0/5 | 10G SFP+ | 10000 | up | Backhaul to DL-DC-009 | SFP-10G-LR
MH-DC-004-PE-T4-02 | xe-0/0/6 | 10G SFP+ | 10000 | up | Uplink to MH-DC-004-AGG-R01 | SFP-10G-LR
MH-DC-004-PE-T4-02 | xe-0/0/7 | 10G SFP+ | 10000 | up | Uplink to MH-DC-004-AGG-R02 | SFP-10G-LR
MH-DC-004-PE-T4-02 | xe-0/0/8 | 10G SFP+ | 10000 | admin-down
MH-DC-004-PE-T4-02 | xe-0/0/9 | 10G SFP+ | 10000 | admin-down
MH-DC-004-PE-T4-02 | xe-0/0/10 | 10G SFP+ | 10000 | admin-down
MH-DC-004-PE-T4-02 | xe-0/0/11 | 10G SFP+ | 10000 | admin-down
MH-DC-004-PE-T4-02 | et-0/1/0 | 100G QSFP28 | 100000 | up | Fabric to MH-DC-004-PE-T4-01 | QSFP28-100G-LR4
MH-DC-004-PE-T4-02 | et-0/1/1 | 100G QSFP28 | 100000 | up | Fabric to MH-DC-004-PE-T4-03 | QSFP28-100G-LR4
MH-DC-004-PE-T4-02 | et-0/1/2 | 100G QSFP28 | 100000 | up | Fabric to MH-DC-004-PE-T4-04 | QSFP28-100G-LR4
MH-DC-004-PE-T4-02 | et-0/1/3 | 100G QSFP28 | 100000 | admin-down
MH-DC-004-PE-T4-02 | ge-0/2/0 | 1G copper | 1000 | admin-down
MH-DC-004-PE-T4-02 | ge-0/2/1 | 1G copper | 1000 | admin-down
MH-DC-004-PE-T4-02 | ge-0/2/2 | 1G copper | 1000 | admin-down
MH-DC-004-PE-T4-02 | ge-0/2/3 | 1G copper | 1000 | admin-down
MH-DC-004-PE-T4-02 | ge-0/2/4 | 1G copper | 1000 | admin-down
MH-DC-004-PE-T4-02 | ge-0/2/5 | 1G copper | 1000 | admin-down
MH-DC-004-PE-T4-02 | ge-0/2/6 | 1G copper | 1000 | admin-down
MH-DC-004-PE-T4-02 | ge-0/2/7 | 1G copper | 1000 | admin-down
MH-DC-004-PE-T4-02 | ge-0/2/8 | 1G copper | 1000 | admin-down
MH-DC-004-PE-T4-02 | ge-0/2/9 | 1G copper | 1000 | admin-down
MH-DC-004-PE-T4-02 | ge-0/2/10 | 1G copper | 1000 | admin-down
MH-DC-004-PE-T4-02 | ge-0/2/11 | 1G copper | 1000 | admin-down
MH-DC-004-PE-T4-02 | ge-0/2/12 | 1G copper | 1000 | admin-down
MH-DC-004-PE-T4-02 | ge-0/2/13 | 1G copper | 1000 | admin-down
MH-DC-004-PE-T4-02 | ge-0/2/14 | 1G copper | 1000 | admin-down
MH-DC-004-PE-T4-02 | ge-0/2/15 | 1G copper | 1000 | admin-down
MH-DC-004-PE-T4-03 | xe-0/0/0 | 10G SFP+ | 10000 | admin-down
MH-DC-004-PE-T4-03 | xe-0/0/1 | 10G SFP+ | 10000 | up | Backhaul to WB-DC-016 | SFP-10G-LR
MH-DC-004-PE-T4-03 | xe-0/0/2 | 10G SFP+ | 10000 | up | Backhaul to RJ-DC-015 | SFP-10G-LR
MH-DC-004-PE-T4-03 | xe-0/0/3 | 10G SFP+ | 10000 | up | Backhaul to MP-DC-014 | SFP-10G-LR
MH-DC-004-PE-T4-03 | xe-0/0/4 | 10G SFP+ | 10000 | up | Backhaul to WB-DC-016 | SFP-10G-LR
MH-DC-004-PE-T4-03 | xe-0/0/5 | 10G SFP+ | 10000 | up | Backhaul to UP-DC-007 | SFP-10G-LR
MH-DC-004-PE-T4-03 | xe-0/0/6 | 10G SFP+ | 10000 | up | Uplink to MH-DC-004-AGG-R02 | SFP-10G-LR
MH-DC-004-PE-T4-03 | xe-0/0/7 | 10G SFP+ | 10000 | admin-down
MH-DC-004-PE-T4-03 | xe-0/0/8 | 10G SFP+ | 10000 | admin-down
MH-DC-004-PE-T4-03 | xe-0/0/9 | 10G SFP+ | 10000 | reserved
MH-DC-004-PE-T4-03 | xe-0/0/10 | 10G SFP+ | 10000 | admin-down
MH-DC-004-PE-T4-03 | xe-0/0/11 | 10G SFP+ | 10000 | reserved
MH-DC-004-PE-T4-03 | et-0/1/0 | 100G QSFP28 | 100000 | up | Fabric to MH-DC-004-PE-T4-01 | QSFP28-100G-LR4
MH-DC-004-PE-T4-03 | et-0/1/1 | 100G QSFP28 | 100000 | up | Fabric to MH-DC-004-PE-T4-02 | QSFP28-100G-LR4
MH-DC-004-PE-T4-03 | et-0/1/2 | 100G QSFP28 | 100000 | up | Fabric to MH-DC-004-PE-T4-04 | QSFP28-100G-LR4
MH-DC-004-PE-T4-03 | et-0/1/3 | 100G QSFP28 | 100000 | admin-down
MH-DC-004-PE-T4-03 | ge-0/2/0 | 1G copper | 1000 | admin-down
MH-DC-004-PE-T4-03 | ge-0/2/1 | 1G copper | 1000 | admin-down
MH-DC-004-PE-T4-03 | ge-0/2/2 | 1G copper | 1000 | admin-down
MH-DC-004-PE-T4-03 | ge-0/2/3 | 1G copper | 1000 | admin-down
MH-DC-004-PE-T4-03 | ge-0/2/4 | 1G copper | 1000 | admin-down
MH-DC-004-PE-T4-03 | ge-0/2/5 | 1G copper | 1000 | admin-down
MH-DC-004-PE-T4-03 | ge-0/2/6 | 1G copper | 1000 | admin-down
MH-DC-004-PE-T4-03 | ge-0/2/7 | 1G copper | 1000 | admin-down
MH-DC-004-PE-T4-03 | ge-0/2/8 | 1G copper | 1000 | admin-down
MH-DC-004-PE-T4-03 | ge-0/2/9 | 1G copper | 1000 | admin-down
MH-DC-004-PE-T4-03 | ge-0/2/10 | 1G copper | 1000 | admin-down
MH-DC-004-PE-T4-03 | ge-0/2/11 | 1G copper | 1000 | admin-down
MH-DC-004-PE-T4-03 | ge-0/2/12 | 1G copper | 1000 | admin-down
MH-DC-004-PE-T4-03 | ge-0/2/13 | 1G copper | 1000 | admin-down
MH-DC-004-PE-T4-03 | ge-0/2/14 | 1G copper | 1000 | admin-down
MH-DC-004-PE-T4-03 | ge-0/2/15 | 1G copper | 1000 | admin-down
MH-DC-004-PE-T4-04 | xe-0/0/0 | 10G SFP+ | 10000 | admin-down
MH-DC-004-PE-T4-04 | xe-0/0/1 | 10G SFP+ | 10000 | up | Backhaul to UP-DC-007 | SFP-10G-LR
MH-DC-004-PE-T4-04 | xe-0/0/2 | 10G SFP+ | 10000 | up | Backhaul to UP-DC-007 | SFP-10G-LR
MH-DC-004-PE-T4-04 | xe-0/0/3 | 10G SFP+ | 10000 | up | Backhaul to WB-DC-017 | SFP-10G-LR
MH-DC-004-PE-T4-04 | xe-0/0/4 | 10G SFP+ | 10000 | up | Backhaul to TN-DC-022 | SFP-10G-LR
MH-DC-004-PE-T4-04 | xe-0/0/5 | 10G SFP+ | 10000 | up | Backhaul to TS-DC-023 | SFP-10G-LR
MH-DC-004-PE-T4-04 | xe-0/0/6 | 10G SFP+ | 10000 | admin-down
MH-DC-004-PE-T4-04 | xe-0/0/7 | 10G SFP+ | 10000 | admin-down
MH-DC-004-PE-T4-04 | xe-0/0/8 | 10G SFP+ | 10000 | admin-down
MH-DC-004-PE-T4-04 | xe-0/0/9 | 10G SFP+ | 10000 | admin-down
MH-DC-004-PE-T4-04 | xe-0/0/10 | 10G SFP+ | 10000 | admin-down
MH-DC-004-PE-T4-04 | xe-0/0/11 | 10G SFP+ | 10000 | admin-down
MH-DC-004-PE-T4-04 | et-0/1/0 | 100G QSFP28 | 100000 | up | Fabric to MH-DC-004-PE-T4-01 | QSFP28-100G-LR4
MH-DC-004-PE-T4-04 | et-0/1/1 | 100G QSFP28 | 100000 | up | Fabric to MH-DC-004-PE-T4-02 | QSFP28-100G-LR4
MH-DC-004-PE-T4-04 | et-0/1/2 | 100G QSFP28 | 100000 | up | Fabric to MH-DC-004-PE-T4-03 | QSFP28-100G-LR4
MH-DC-004-PE-T4-04 | et-0/1/3 | 100G QSFP28 | 100000 | admin-down
MH-DC-004-PE-T4-04 | ge-0/2/0 | 1G copper | 1000 | admin-down
MH-DC-004-PE-T4-04 | ge-0/2/1 | 1G copper | 1000 | admin-down
MH-DC-004-PE-T4-04 | ge-0/2/2 | 1G copper | 1000 | admin-down
MH-DC-004-PE-T4-04 | ge-0/2/3 | 1G copper | 1000 | admin-down
MH-DC-004-PE-T4-04 | ge-0/2/4 | 1G copper | 1000 | admin-down
MH-DC-004-PE-T4-04 | ge-0/2/5 | 1G copper | 1000 | admin-down
MH-DC-004-PE-T4-04 | ge-0/2/6 | 1G copper | 1000 | admin-down
MH-DC-004-PE-T4-04 | ge-0/2/7 | 1G copper | 1000 | admin-down
MH-DC-004-PE-T4-04 | ge-0/2/8 | 1G copper | 1000 | admin-down
MH-DC-004-PE-T4-04 | ge-0/2/9 | 1G copper | 1000 | admin-down
MH-DC-004-PE-T4-04 | ge-0/2/10 | 1G copper | 1000 | admin-down
MH-DC-004-PE-T4-04 | ge-0/2/11 | 1G copper | 1000 | admin-down
MH-DC-004-PE-T4-04 | ge-0/2/12 | 1G copper | 1000 | admin-down
MH-DC-004-PE-T4-04 | ge-0/2/13 | 1G copper | 1000 | admin-down
MH-DC-004-PE-T4-04 | ge-0/2/14 | 1G copper | 1000 | admin-down
MH-DC-004-PE-T4-04 | ge-0/2/15 | 1G copper | 1000 | admin-down
MH-DC-004-FW-01 | port1 | 10G SFP+ | 10000 | up | Uplink to MH-DC-004-AGG-R01 | SFP-10G-LR
MH-DC-004-FW-01 | port2 | 10G SFP+ | 10000 | up | Uplink to MH-DC-004-AGG-R02 | SFP-10G-LR
MH-DC-004-FW-01 | port3 | 10G SFP+ | 10000 | admin-down
MH-DC-004-FW-01 | port4 | 10G SFP+ | 10000 | admin-down
MH-DC-004-FW-01 | port5 | 10G SFP+ | 10000 | admin-down
MH-DC-004-FW-01 | port6 | 10G SFP+ | 10000 | admin-down
MH-DC-004-FW-01 | port7 | 10G SFP+ | 10000 | admin-down
MH-DC-004-FW-01 | port8 | 10G SFP+ | 10000 | admin-down
MH-DC-004-OLA-01 | 1/2/c1 | 100G QSFP28 | 100000 | up | Uplink to MH-DC-004-AGG-R01 | QSFP28-100G-LR4
MH-DC-004-OLA-01 | 1/2/c2 | 100G QSFP28 | 100000 | admin-down
MH-DC-004-OLA-01 | 1/2/c3 | 100G QSFP28 | 100000 | admin-down
MH-DC-004-OLA-01 | 1/2/c4 | 100G QSFP28 | 100000 | admin-down
MH-DC-004-OLA-01 | 1/2/c5 | 100G QSFP28 | 100000 | admin-down
MH-DC-004-OLA-01 | 1/2/c6 | 100G QSFP28 | 100000 | admin-down
MH-DC-004-OLA-01 | 1/2/c7 | 100G QSFP28 | 100000 | admin-down
MH-DC-004-OLA-01 | 1/2/c8 | 100G QSFP28 | 100000 | admin-down
MH-DC-004-AGG-R01 | xe-0/0/0 | 10G SFP+ | 10000 | up | Uplink to MH-DC-004-FW-01 | SFP-10G-LR
MH-DC-004-AGG-R01 | xe-0/0/1 | 10G SFP+ | 10000 | up | Uplink to MH-DC-004-MMR-SW-01 | SFP-10G-LR
MH-DC-004-AGG-R01 | xe-0/0/2 | 10G SFP+ | 10000 | up | Uplink to MH-DC-004-MMR-SW-02 | SFP-10G-LR
MH-DC-004-AGG-R01 | xe-0/0/3 | 10G SFP+ | 10000 | up | Uplink to MH-DC-004-MMR-SW-03 | SFP-10G-LR
MH-DC-004-AGG-R01 | xe-0/0/4 | 10G SFP+ | 10000 | up | Uplink to MH-DC-004-MMR-SW-04 | SFP-10G-LR
MH-DC-004-AGG-R01 | xe-0/0/5 | 10G SFP+ | 10000 | admin-down
MH-DC-004-AGG-R01 | xe-0/0/6 | 10G SFP+ | 10000 | admin-down
MH-DC-004-AGG-R01 | xe-0/0/7 | 10G SFP+ | 10000 | admin-down
MH-DC-004-AGG-R01 | xe-0/0/8 | 10G SFP+ | 10000 | admin-down
MH-DC-004-AGG-R01 | xe-0/0/9 | 10G SFP+ | 10000 | admin-down
MH-DC-004-AGG-R01 | xe-0/0/10 | 10G SFP+ | 10000 | admin-down
MH-DC-004-AGG-R01 | xe-0/0/11 | 10G SFP+ | 10000 | admin-down
MH-DC-004-AGG-R01 | xe-0/0/12 | 10G SFP+ | 10000 | admin-down
MH-DC-004-AGG-R01 | xe-0/0/13 | 10G SFP+ | 10000 | admin-down
MH-DC-004-AGG-R01 | xe-0/0/14 | 10G SFP+ | 10000 | admin-down
MH-DC-004-AGG-R01 | xe-0/0/15 | 10G SFP+ | 10000 | admin-down
MH-DC-004-AGG-R01 | et-0/1/0 | 100G QSFP28 | 100000 | up | Uplink to MH-DC-004-PE-T4-01 | QSFP28-100G-LR4
MH-DC-004-AGG-R01 | et-0/1/1 | 100G QSFP28 | 100000 | up | Uplink to MH-DC-004-PE-T4-02 | QSFP28-100G-LR4
MH-DC-004-AGG-R01 | et-0/1/2 | 100G QSFP28 | 100000 | up | Uplink to MH-DC-004-OLA-01 | QSFP28-100G-LR4
MH-DC-004-AGG-R01 | et-0/1/3 | 100G QSFP28 | 100000 | admin-down
MH-DC-004-AGG-R01 | et-0/1/4 | 100G QSFP28 | 100000 | admin-down
MH-DC-004-AGG-R01 | et-0/1/5 | 100G QSFP28 | 100000 | admin-down
MH-DC-004-AGG-R01 | et-0/1/6 | 100G QSFP28 | 100000 | admin-down
MH-DC-004-AGG-R01 | et-0/1/7 | 100G QSFP28 | 100000 | admin-down
MH-DC-004-AGG-R02 | xe-0/0/0 | 10G SFP+ | 10000 | up | Uplink to MH-DC-004-FW-01 | SFP-10G-LR
MH-DC-004-AGG-R02 | xe-0/0/1 | 10G SFP+ | 10000 | up | Uplink to MH-DC-004-MMR-SW-01 | SFP-10G-LR
MH-DC-004-AGG-R02 | xe-0/0/2 | 10G SFP+ | 10000 | up | Uplink to MH-DC-004-MMR-SW-02 | SFP-10G-LR
MH-DC-004-AGG-R02 | xe-0/0/3 | 10G SFP+ | 10000 | up | Uplink to MH-DC-004-MMR-SW-03 | SFP-10G-LR
MH-DC-004-AGG-R02 | xe-0/0/4 | 10G SFP+ | 10000 | up | Uplink to MH-DC-004-MMR-SW-04 | SFP-10G-LR
MH-DC-004-AGG-R02 | xe-0/0/5 | 10G SFP+ | 10000 | admin-down
MH-DC-004-AGG-R02 | xe-0/0/6 | 10G SFP+ | 10000 | admin-down
MH-DC-004-AGG-R02 | xe-0/0/7 | 10G SFP+ | 10000 | admin-down
MH-DC-004-AGG-R02 | xe-0/0/8 | 10G SFP+ | 10000 | admin-down
MH-DC-004-AGG-R02 | xe-0/0/9 | 10G SFP+ | 10000 | admin-down
MH-DC-004-AGG-R02 | xe-0/0/10 | 10G SFP+ | 10000 | admin-down
MH-DC-004-AGG-R02 | xe-0/0/11 | 10G SFP+ | 10000 | admin-down
MH-DC-004-AGG-R02 | xe-0/0/12 | 10G SFP+ | 10000 | admin-down
MH-DC-004-AGG-R02 | xe-0/0/13 | 10G SFP+ | 10000 | admin-down
MH-DC-004-AGG-R02 | xe-0/0/14 | 10G SFP+ | 10000 | admin-down
MH-DC-004-AGG-R02 | xe-0/0/15 | 10G SFP+ | 10000 | admin-down
MH-DC-004-AGG-R02 | et-0/1/0 | 100G QSFP28 | 100000 | up | Uplink to MH-DC-004-PE-T4-02 | QSFP28-100G-LR4
MH-DC-004-AGG-R02 | et-0/1/1 | 100G QSFP28 | 100000 | up | Uplink to MH-DC-004-PE-T4-03 | QSFP28-100G-LR4
MH-DC-004-AGG-R02 | et-0/1/2 | 100G QSFP28 | 100000 | admin-down
MH-DC-004-AGG-R02 | et-0/1/3 | 100G QSFP28 | 100000 | admin-down
MH-DC-004-AGG-R02 | et-0/1/4 | 100G QSFP28 | 100000 | admin-down
MH-DC-004-AGG-R02 | et-0/1/5 | 100G QSFP28 | 100000 | admin-down
MH-DC-004-AGG-R02 | et-0/1/6 | 100G QSFP28 | 100000 | admin-down
MH-DC-004-AGG-R02 | et-0/1/7 | 100G QSFP28 | 100000 | admin-down
MH-DC-004-MMR-SW-01 | xe-0/0/0 | 10G SFP+ | 10000 | up | Access to MH-DC-004-TOR-001 | SFP-10G-LR
MH-DC-004-MMR-SW-01 | xe-0/0/1 | 10G SFP+ | 10000 | admin-down
MH-DC-004-MMR-SW-01 | xe-0/0/2 | 10G SFP+ | 10000 | up | Server NIC
MH-DC-004-MMR-SW-01 | xe-0/0/3 | 10G SFP+ | 10000 | admin-down
MH-DC-004-MMR-SW-01 | xe-0/0/4 | 10G SFP+ | 10000 | up | Server NIC
MH-DC-004-MMR-SW-01 | xe-0/0/5 | 10G SFP+ | 10000 | up | Server NIC
MH-DC-004-MMR-SW-01 | xe-0/0/6 | 10G SFP+ | 10000 | admin-down
MH-DC-004-MMR-SW-01 | xe-0/0/7 | 10G SFP+ | 10000 | admin-down
MH-DC-004-MMR-SW-01 | xe-0/0/8 | 10G SFP+ | 10000 | up | Server NIC
MH-DC-004-MMR-SW-01 | xe-0/0/9 | 10G SFP+ | 10000 | up | Server NIC
MH-DC-004-MMR-SW-01 | xe-0/0/10 | 10G SFP+ | 10000 | up | Server NIC
MH-DC-004-MMR-SW-01 | xe-0/0/11 | 10G SFP+ | 10000 | admin-down
MH-DC-004-MMR-SW-01 | xe-0/0/12 | 10G SFP+ | 10000 | up | Server NIC
MH-DC-004-MMR-SW-01 | xe-0/0/13 | 10G SFP+ | 10000 | admin-down
MH-DC-004-MMR-SW-01 | xe-0/0/14 | 10G SFP+ | 10000 | admin-down
MH-DC-004-MMR-SW-01 | xe-0/0/15 | 10G SFP+ | 10000 | up | Server NIC
MH-DC-004-MMR-SW-01 | xe-0/0/16 | 10G SFP+ | 10000 | up | Server NIC
MH-DC-004-MMR-SW-01 | xe-0/0/17 | 10G SFP+ | 10000 | up | Server NIC
MH-DC-004-MMR-SW-01 | xe-0/0/18 | 10G SFP+ | 10000 | up | Server NIC
MH-DC-004-MMR-SW-01 | xe-0/0/19 | 10G SFP+ | 10000 | up | Server NIC
MH-DC-004-MMR-SW-01 | xe-0/0/20 | 10G SFP+ | 10000 | up | Server NIC
MH-DC-004-MMR-SW-01 | xe-0/0/21 | 10G SFP+ | 10000 | up | Server NIC
MH-DC-004-MMR-SW-01 | xe-0/0/22 | 10G SFP+ | 10000 | admin-down
MH-DC-004-MMR-SW-01 | xe-0/0/23 | 10G SFP+ | 10000 | up | Server NIC
MH-DC-004-MMR-SW-01 | xe-0/0/24 | 10G SFP+ | 10000 | up | Server NIC
MH-DC-004-MMR-SW-01 | xe-0/0/25 | 10G SFP+ | 10000 | admin-down
MH-DC-004-MMR-SW-01 | xe-0/0/26 | 10G SFP+ | 10000 | reserved
MH-DC-004-MMR-SW-01 | xe-0/0/27 | 10G SFP+ | 10000 | up | Server NIC
MH-DC-004-MMR-SW-01 | xe-0/0/28 | 10G SFP+ | 10000 | up | Server NIC
MH-DC-004-MMR-SW-01 | xe-0/0/29 | 10G SFP+ | 10000 | up | Server NIC
MH-DC-004-MMR-SW-01 | xe-0/0/30 | 10G SFP+ | 10000 | admin-down
MH-DC-004-MMR-SW-01 | xe-0/0/31 | 10G SFP+ | 10000 | admin-down
MH-DC-004-MMR-SW-01 | xe-0/0/32 | 10G SFP+ | 10000 | admin-down
MH-DC-004-MMR-SW-01 | xe-0/0/33 | 10G SFP+ | 10000 | up | Server NIC
MH-DC-004-MMR-SW-01 | xe-0/0/34 | 10G SFP+ | 10000 | up | Server NIC
MH-DC-004-MMR-SW-01 | xe-0/0/35 | 10G SFP+ | 10000 | up | Server NIC
MH-DC-004-MMR-SW-01 | xe-0/0/36 | 10G SFP+ | 10000 | up | Server NIC
MH-DC-004-MMR-SW-01 | xe-0/0/37 | 10G SFP+ | 10000 | up | Server NIC
MH-DC-004-MMR-SW-01 | xe-0/0/38 | 10G SFP+ | 10000 | up | Server NIC
MH-DC-004-MMR-SW-01 | xe-0/0/39 | 10G SFP+ | 10000 | up | Server NIC
MH-DC-004-MMR-SW-01 | xe-0/0/40 | 10G SFP+ | 10000 | up | Server NIC
MH-DC-004-MMR-SW-01 | xe-0/0/41 | 10G SFP+ | 10000 | up | Server NIC
MH-DC-004-MMR-SW-01 | xe-0/0/42 | 10G SFP+ | 10000 | admin-down
MH-DC-004-MMR-SW-01 | xe-0/0/43 | 10G SFP+ | 10000 | up | Server NIC
MH-DC-004-MMR-SW-01 | xe-0/0/44 | 10G SFP+ | 10000 | up | Server NIC
MH-DC-004-MMR-SW-01 | xe-0/0/45 | 10G SFP+ | 10000 | up | Server NIC
MH-DC-004-MMR-SW-01 | xe-0/0/46 | 10G SFP+ | 10000 | admin-down
MH-DC-004-MMR-SW-01 | xe-0/0/47 | 10G SFP+ | 10000 | admin-down
MH-DC-004-MMR-SW-01 | et-0/1/0 | 100G QSFP28 | 100000 | up | Uplink to MH-DC-004-AGG-R01 | QSFP28-100G-LR4
MH-DC-004-MMR-SW-01 | et-0/1/1 | 100G QSFP28 | 100000 | up | Uplink to MH-DC-004-AGG-R02 | QSFP28-100G-LR4
MH-DC-004-MMR-SW-01 | et-0/1/2 | 100G QSFP28 | 100000 | reserved
MH-DC-004-MMR-SW-01 | et-0/1/3 | 100G QSFP28 | 100000 | admin-down
MH-DC-004-MMR-SW-02 | Ethernet1 | 10G SFP+ | 10000 | up | Access to MH-DC-004-TOR-001 | SFP-10G-LR
MH-DC-004-MMR-SW-02 | Ethernet2 | 10G SFP+ | 10000 | up | Access to MH-DC-004-TOR-002 | SFP-10G-LR
MH-DC-004-MMR-SW-02 | Ethernet3 | 10G SFP+ | 10000 | reserved
MH-DC-004-MMR-SW-02 | Ethernet4 | 10G SFP+ | 10000 | admin-down
MH-DC-004-MMR-SW-02 | Ethernet5 | 10G SFP+ | 10000 | up | Server NIC
MH-DC-004-MMR-SW-02 | Ethernet6 | 10G SFP+ | 10000 | up | Server NIC
MH-DC-004-MMR-SW-02 | Ethernet7 | 10G SFP+ | 10000 | admin-down
MH-DC-004-MMR-SW-02 | Ethernet8 | 10G SFP+ | 10000 | up | Server NIC
MH-DC-004-MMR-SW-02 | Ethernet9 | 10G SFP+ | 10000 | up | Server NIC
MH-DC-004-MMR-SW-02 | Ethernet10 | 10G SFP+ | 10000 | admin-down
MH-DC-004-MMR-SW-02 | Ethernet11 | 10G SFP+ | 10000 | admin-down
MH-DC-004-MMR-SW-02 | Ethernet12 | 10G SFP+ | 10000 | admin-down
MH-DC-004-MMR-SW-02 | Ethernet13 | 10G SFP+ | 10000 | admin-down
MH-DC-004-MMR-SW-02 | Ethernet14 | 10G SFP+ | 10000 | admin-down
MH-DC-004-MMR-SW-02 | Ethernet15 | 10G SFP+ | 10000 | up | Server NIC
MH-DC-004-MMR-SW-02 | Ethernet16 | 10G SFP+ | 10000 | up | Server NIC
MH-DC-004-MMR-SW-02 | Ethernet17 | 10G SFP+ | 10000 | admin-down
MH-DC-004-MMR-SW-02 | Ethernet18 | 10G SFP+ | 10000 | reserved
MH-DC-004-MMR-SW-02 | Ethernet19 | 10G SFP+ | 10000 | up | Server NIC
MH-DC-004-MMR-SW-02 | Ethernet20 | 10G SFP+ | 10000 | up | Server NIC
MH-DC-004-MMR-SW-02 | Ethernet21 | 10G SFP+ | 10000 | up | Server NIC
MH-DC-004-MMR-SW-02 | Ethernet22 | 10G SFP+ | 10000 | up | Server NIC
MH-DC-004-MMR-SW-02 | Ethernet23 | 10G SFP+ | 10000 | reserved
MH-DC-004-MMR-SW-02 | Ethernet24 | 10G SFP+ | 10000 | admin-down
MH-DC-004-MMR-SW-02 | Ethernet25 | 10G SFP+ | 10000 | up | Server NIC
MH-DC-004-MMR-SW-02 | Ethernet26 | 10G SFP+ | 10000 | admin-down
MH-DC-004-MMR-SW-02 | Ethernet27 | 10G SFP+ | 10000 | up | Server NIC
MH-DC-004-MMR-SW-02 | Ethernet28 | 10G SFP+ | 10000 | up | Server NIC
MH-DC-004-MMR-SW-02 | Ethernet29 | 10G SFP+ | 10000 | up | Server NIC
MH-DC-004-MMR-SW-02 | Ethernet30 | 10G SFP+ | 10000 | admin-down
MH-DC-004-MMR-SW-02 | Ethernet31 | 10G SFP+ | 10000 | admin-down
MH-DC-004-MMR-SW-02 | Ethernet32 | 10G SFP+ | 10000 | up | Server NIC
MH-DC-004-MMR-SW-02 | Ethernet33 | 10G SFP+ | 10000 | up | Server NIC
MH-DC-004-MMR-SW-02 | Ethernet34 | 10G SFP+ | 10000 | admin-down
MH-DC-004-MMR-SW-02 | Ethernet35 | 10G SFP+ | 10000 | up | Server NIC
MH-DC-004-MMR-SW-02 | Ethernet36 | 10G SFP+ | 10000 | admin-down
MH-DC-004-MMR-SW-02 | Ethernet37 | 10G SFP+ | 10000 | admin-down
MH-DC-004-MMR-SW-02 | Ethernet38 | 10G SFP+ | 10000 | up | Server NIC
MH-DC-004-MMR-SW-02 | Ethernet39 | 10G SFP+ | 10000 | up | Server NIC
MH-DC-004-MMR-SW-02 | Ethernet40 | 10G SFP+ | 10000 | admin-down
MH-DC-004-MMR-SW-02 | Ethernet41 | 10G SFP+ | 10000 | admin-down
MH-DC-004-MMR-SW-02 | Ethernet42 | 10G SFP+ | 10000 | up | Server NIC
MH-DC-004-MMR-SW-02 | Ethernet43 | 10G SFP+ | 10000 | up | Server NIC
MH-DC-004-MMR-SW-02 | Ethernet44 | 10G SFP+ | 10000 | up | Server NIC
MH-DC-004-MMR-SW-02 | Ethernet45 | 10G SFP+ | 10000 | up | Server NIC
MH-DC-004-MMR-SW-02 | Ethernet46 | 10G SFP+ | 10000 | up | Server NIC
MH-DC-004-MMR-SW-02 | Ethernet47 | 10G SFP+ | 10000 | admin-down
MH-DC-004-MMR-SW-02 | Ethernet48 | 10G SFP+ | 10000 | up | Server NIC
MH-DC-004-MMR-SW-02 | Ethernet49/1 | 100G QSFP28 | 100000 | up | Uplink to MH-DC-004-AGG-R02 | QSFP28-100G-LR4
MH-DC-004-MMR-SW-02 | Ethernet49/2 | 100G QSFP28 | 100000 | up | Uplink to MH-DC-004-AGG-R01 | QSFP28-100G-LR4
MH-DC-004-MMR-SW-02 | Ethernet49/3 | 100G QSFP28 | 100000 | reserved
MH-DC-004-MMR-SW-02 | Ethernet49/4 | 100G QSFP28 | 100000 | admin-down
MH-DC-004-MMR-SW-03 | xe-0/0/0 | 10G SFP+ | 10000 | up | Access to MH-DC-004-TOR-002 | SFP-10G-LR
MH-DC-004-MMR-SW-03 | xe-0/0/1 | 10G SFP+ | 10000 | up | Server NIC
MH-DC-004-MMR-SW-03 | xe-0/0/2 | 10G SFP+ | 10000 | up | Server NIC
MH-DC-004-MMR-SW-03 | xe-0/0/3 | 10G SFP+ | 10000 | admin-down
MH-DC-004-MMR-SW-03 | xe-0/0/4 | 10G SFP+ | 10000 | admin-down
MH-DC-004-MMR-SW-03 | xe-0/0/5 | 10G SFP+ | 10000 | up | Server NIC
MH-DC-004-MMR-SW-03 | xe-0/0/6 | 10G SFP+ | 10000 | up | Server NIC
MH-DC-004-MMR-SW-03 | xe-0/0/7 | 10G SFP+ | 10000 | up | Server NIC
MH-DC-004-MMR-SW-03 | xe-0/0/8 | 10G SFP+ | 10000 | up | Server NIC
MH-DC-004-MMR-SW-03 | xe-0/0/9 | 10G SFP+ | 10000 | admin-down
MH-DC-004-MMR-SW-03 | xe-0/0/10 | 10G SFP+ | 10000 | up | Server NIC
MH-DC-004-MMR-SW-03 | xe-0/0/11 | 10G SFP+ | 10000 | up | Server NIC
MH-DC-004-MMR-SW-03 | xe-0/0/12 | 10G SFP+ | 10000 | admin-down
MH-DC-004-MMR-SW-03 | xe-0/0/13 | 10G SFP+ | 10000 | admin-down
MH-DC-004-MMR-SW-03 | xe-0/0/14 | 10G SFP+ | 10000 | admin-down
MH-DC-004-MMR-SW-03 | xe-0/0/15 | 10G SFP+ | 10000 | admin-down
MH-DC-004-MMR-SW-03 | xe-0/0/16 | 10G SFP+ | 10000 | up | Server NIC
MH-DC-004-MMR-SW-03 | xe-0/0/17 | 10G SFP+ | 10000 | up | Server NIC
MH-DC-004-MMR-SW-03 | xe-0/0/18 | 10G SFP+ | 10000 | admin-down
MH-DC-004-MMR-SW-03 | xe-0/0/19 | 10G SFP+ | 10000 | up | Server NIC
MH-DC-004-MMR-SW-03 | xe-0/0/20 | 10G SFP+ | 10000 | up | Server NIC
MH-DC-004-MMR-SW-03 | xe-0/0/21 | 10G SFP+ | 10000 | admin-down
MH-DC-004-MMR-SW-03 | xe-0/0/22 | 10G SFP+ | 10000 | up | Server NIC
MH-DC-004-MMR-SW-03 | xe-0/0/23 | 10G SFP+ | 10000 | admin-down
MH-DC-004-MMR-SW-03 | xe-0/0/24 | 10G SFP+ | 10000 | reserved
MH-DC-004-MMR-SW-03 | xe-0/0/25 | 10G SFP+ | 10000 | up | Server NIC
MH-DC-004-MMR-SW-03 | xe-0/0/26 | 10G SFP+ | 10000 | up | Server NIC
MH-DC-004-MMR-SW-03 | xe-0/0/27 | 10G SFP+ | 10000 | up | Server NIC
MH-DC-004-MMR-SW-03 | xe-0/0/28 | 10G SFP+ | 10000 | up | Server NIC
MH-DC-004-MMR-SW-03 | xe-0/0/29 | 10G SFP+ | 10000 | up | Server NIC
MH-DC-004-MMR-SW-03 | xe-0/0/30 | 10G SFP+ | 10000 | up | Server NIC
MH-DC-004-MMR-SW-03 | xe-0/0/31 | 10G SFP+ | 10000 | admin-down
MH-DC-004-MMR-SW-03 | xe-0/0/32 | 10G SFP+ | 10000 | admin-down
MH-DC-004-MMR-SW-03 | xe-0/0/33 | 10G SFP+ | 10000 | up | Server NIC
MH-DC-004-MMR-SW-03 | xe-0/0/34 | 10G SFP+ | 10000 | up | Server NIC
MH-DC-004-MMR-SW-03 | xe-0/0/35 | 10G SFP+ | 10000 | up | Server NIC
MH-DC-004-MMR-SW-03 | xe-0/0/36 | 10G SFP+ | 10000 | admin-down
MH-DC-004-MMR-SW-03 | xe-0/0/37 | 10G SFP+ | 10000 | admin-down
MH-DC-004-MMR-SW-03 | xe-0/0/38 | 10G SFP+ | 10000 | up | Server NIC
MH-DC-004-MMR-SW-03 | xe-0/0/39 | 10G SFP+ | 10000 | up | Server NIC
MH-DC-004-MMR-SW-03 | xe-0/0/40 | 10G SFP+ | 10000 | up | Server NIC
MH-DC-004-MMR-SW-03 | xe-0/0/41 | 10G SFP+ | 10000 | admin-down
MH-DC-004-MMR-SW-03 | xe-0/0/42 | 10G SFP+ | 10000 | admin-down
MH-DC-004-MMR-SW-03 | xe-0/0/43 | 10G SFP+ | 10000 | up | Server NIC
MH-DC-004-MMR-SW-03 | xe-0/0/44 | 10G SFP+ | 10000 | up | Server NIC
MH-DC-004-MMR-SW-03 | xe-0/0/45 | 10G SFP+ | 10000 | up | Server NIC
MH-DC-004-MMR-SW-03 | xe-0/0/46 | 10G SFP+ | 10000 | admin-down
MH-DC-004-MMR-SW-03 | xe-0/0/47 | 10G SFP+ | 10000 | admin-down
MH-DC-004-MMR-SW-03 | et-0/1/0 | 100G QSFP28 | 100000 | up | Uplink to MH-DC-004-AGG-R01 | QSFP28-100G-LR4
MH-DC-004-MMR-SW-03 | et-0/1/1 | 100G QSFP28 | 100000 | up | Uplink to MH-DC-004-AGG-R02 | QSFP28-100G-LR4
MH-DC-004-MMR-SW-03 | et-0/1/2 | 100G QSFP28 | 100000 | admin-down
MH-DC-004-MMR-SW-03 | et-0/1/3 | 100G QSFP28 | 100000 | admin-down
MH-DC-004-MMR-SW-04 | xe-0/0/0 | 10G SFP+ | 10000 | admin-down
MH-DC-004-MMR-SW-04 | xe-0/0/1 | 10G SFP+ | 10000 | up | Server NIC
MH-DC-004-MMR-SW-04 | xe-0/0/2 | 10G SFP+ | 10000 | up | Server NIC
MH-DC-004-MMR-SW-04 | xe-0/0/3 | 10G SFP+ | 10000 | up | Server NIC
MH-DC-004-MMR-SW-04 | xe-0/0/4 | 10G SFP+ | 10000 | up | Server NIC
MH-DC-004-MMR-SW-04 | xe-0/0/5 | 10G SFP+ | 10000 | admin-down
MH-DC-004-MMR-SW-04 | xe-0/0/6 | 10G SFP+ | 10000 | admin-down
MH-DC-004-MMR-SW-04 | xe-0/0/7 | 10G SFP+ | 10000 | admin-down
MH-DC-004-MMR-SW-04 | xe-0/0/8 | 10G SFP+ | 10000 | up | Server NIC
MH-DC-004-MMR-SW-04 | xe-0/0/9 | 10G SFP+ | 10000 | up | Server NIC
MH-DC-004-MMR-SW-04 | xe-0/0/10 | 10G SFP+ | 10000 | up | Server NIC
MH-DC-004-MMR-SW-04 | xe-0/0/11 | 10G SFP+ | 10000 | up | Server NIC
MH-DC-004-MMR-SW-04 | xe-0/0/12 | 10G SFP+ | 10000 | up | Server NIC
MH-DC-004-MMR-SW-04 | xe-0/0/13 | 10G SFP+ | 10000 | admin-down
MH-DC-004-MMR-SW-04 | xe-0/0/14 | 10G SFP+ | 10000 | admin-down
MH-DC-004-MMR-SW-04 | xe-0/0/15 | 10G SFP+ | 10000 | up | Server NIC
MH-DC-004-MMR-SW-04 | xe-0/0/16 | 10G SFP+ | 10000 | up | Server NIC
MH-DC-004-MMR-SW-04 | xe-0/0/17 | 10G SFP+ | 10000 | up | Server NIC
MH-DC-004-MMR-SW-04 | xe-0/0/18 | 10G SFP+ | 10000 | admin-down
MH-DC-004-MMR-SW-04 | xe-0/0/19 | 10G SFP+ | 10000 | admin-down
MH-DC-004-MMR-SW-04 | xe-0/0/20 | 10G SFP+ | 10000 | up | Server NIC
MH-DC-004-MMR-SW-04 | xe-0/0/21 | 10G SFP+ | 10000 | admin-down
MH-DC-004-MMR-SW-04 | xe-0/0/22 | 10G SFP+ | 10000 | up | Server NIC
MH-DC-004-MMR-SW-04 | xe-0/0/23 | 10G SFP+ | 10000 | admin-down
MH-DC-004-MMR-SW-04 | xe-0/0/24 | 10G SFP+ | 10000 | up | Server NIC
MH-DC-004-MMR-SW-04 | xe-0/0/25 | 10G SFP+ | 10000 | admin-down
MH-DC-004-MMR-SW-04 | xe-0/0/26 | 10G SFP+ | 10000 | up | Server NIC
MH-DC-004-MMR-SW-04 | xe-0/0/27 | 10G SFP+ | 10000 | up | Server NIC
MH-DC-004-MMR-SW-04 | xe-0/0/28 | 10G SFP+ | 10000 | up | Server NIC
MH-DC-004-MMR-SW-04 | xe-0/0/29 | 10G SFP+ | 10000 | up | Server NIC
MH-DC-004-MMR-SW-04 | xe-0/0/30 | 10G SFP+ | 10000 | up | Server NIC
MH-DC-004-MMR-SW-04 | xe-0/0/31 | 10G SFP+ | 10000 | admin-down
MH-DC-004-MMR-SW-04 | xe-0/0/32 | 10G SFP+ | 10000 | admin-down
MH-DC-004-MMR-SW-04 | xe-0/0/33 | 10G SFP+ | 10000 | up | Server NIC
MH-DC-004-MMR-SW-04 | xe-0/0/34 | 10G SFP+ | 10000 | up | Server NIC
MH-DC-004-MMR-SW-04 | xe-0/0/35 | 10G SFP+ | 10000 | up | Server NIC
MH-DC-004-MMR-SW-04 | xe-0/0/36 | 10G SFP+ | 10000 | up | Server NIC
MH-DC-004-MMR-SW-04 | xe-0/0/37 | 10G SFP+ | 10000 | up | Server NIC
MH-DC-004-MMR-SW-04 | xe-0/0/38 | 10G SFP+ | 10000 | up | Server NIC
MH-DC-004-MMR-SW-04 | xe-0/0/39 | 10G SFP+ | 10000 | admin-down
MH-DC-004-MMR-SW-04 | xe-0/0/40 | 10G SFP+ | 10000 | up | Server NIC
MH-DC-004-MMR-SW-04 | xe-0/0/41 | 10G SFP+ | 10000 | up | Server NIC
MH-DC-004-MMR-SW-04 | xe-0/0/42 | 10G SFP+ | 10000 | admin-down
MH-DC-004-MMR-SW-04 | xe-0/0/43 | 10G SFP+ | 10000 | admin-down
MH-DC-004-MMR-SW-04 | xe-0/0/44 | 10G SFP+ | 10000 | up | Server NIC
MH-DC-004-MMR-SW-04 | xe-0/0/45 | 10G SFP+ | 10000 | up | Server NIC
MH-DC-004-MMR-SW-04 | xe-0/0/46 | 10G SFP+ | 10000 | up | Server NIC
MH-DC-004-MMR-SW-04 | xe-0/0/47 | 10G SFP+ | 10000 | up | Server NIC
MH-DC-004-MMR-SW-04 | et-0/1/0 | 100G QSFP28 | 100000 | up | Uplink to MH-DC-004-AGG-R02 | QSFP28-100G-LR4
MH-DC-004-MMR-SW-04 | et-0/1/1 | 100G QSFP28 | 100000 | up | Uplink to MH-DC-004-AGG-R01 | QSFP28-100G-LR4
MH-DC-004-MMR-SW-04 | et-0/1/2 | 100G QSFP28 | 100000 | admin-down
MH-DC-004-MMR-SW-04 | et-0/1/3 | 100G QSFP28 | 100000 | admin-down
MH-DC-004-TOR-001 | Te0/0/0/0 | 10G SFP+ | 10000 | up | Access to MH-DC-004-MMR-SW-01 | SFP-10G-LR
MH-DC-004-TOR-001 | Te0/0/0/1 | 10G SFP+ | 10000 | up | Access to MH-DC-004-MMR-SW-02 | SFP-10G-LR
MH-DC-004-TOR-001 | Te0/0/0/2 | 10G SFP+ | 10000 | up | Server NIC
MH-DC-004-TOR-001 | Te0/0/0/3 | 10G SFP+ | 10000 | up | Server NIC
MH-DC-004-TOR-001 | Te0/0/0/4 | 10G SFP+ | 10000 | admin-down
MH-DC-004-TOR-001 | Te0/0/0/5 | 10G SFP+ | 10000 | up | Server NIC
MH-DC-004-TOR-001 | Te0/0/0/6 | 10G SFP+ | 10000 | up | Server NIC
MH-DC-004-TOR-001 | Te0/0/0/7 | 10G SFP+ | 10000 | up | Server NIC
MH-DC-004-TOR-001 | Te0/0/0/8 | 10G SFP+ | 10000 | admin-down
MH-DC-004-TOR-001 | Te0/0/0/9 | 10G SFP+ | 10000 | up | Server NIC
MH-DC-004-TOR-001 | Te0/0/0/10 | 10G SFP+ | 10000 | up | Server NIC
MH-DC-004-TOR-001 | Te0/0/0/11 | 10G SFP+ | 10000 | up | Server NIC
MH-DC-004-TOR-001 | Te0/0/0/12 | 10G SFP+ | 10000 | up | Server NIC
MH-DC-004-TOR-001 | Te0/0/0/13 | 10G SFP+ | 10000 | admin-down
MH-DC-004-TOR-001 | Te0/0/0/14 | 10G SFP+ | 10000 | admin-down
MH-DC-004-TOR-001 | Te0/0/0/15 | 10G SFP+ | 10000 | up | Server NIC
MH-DC-004-TOR-001 | Te0/0/0/16 | 10G SFP+ | 10000 | up | Server NIC
MH-DC-004-TOR-001 | Te0/0/0/17 | 10G SFP+ | 10000 | admin-down
MH-DC-004-TOR-001 | Te0/0/0/18 | 10G SFP+ | 10000 | admin-down
MH-DC-004-TOR-001 | Te0/0/0/19 | 10G SFP+ | 10000 | up | Server NIC
MH-DC-004-TOR-001 | Te0/0/0/20 | 10G SFP+ | 10000 | up | Server NIC
MH-DC-004-TOR-001 | Te0/0/0/21 | 10G SFP+ | 10000 | up | Server NIC
MH-DC-004-TOR-001 | Te0/0/0/22 | 10G SFP+ | 10000 | admin-down
MH-DC-004-TOR-001 | Te0/0/0/23 | 10G SFP+ | 10000 | up | Server NIC
MH-DC-004-TOR-001 | Hu0/0/1/0 | 100G QSFP28 | 100000 | admin-down
MH-DC-004-TOR-001 | Hu0/0/1/1 | 100G QSFP28 | 100000 | admin-down
MH-DC-004-TOR-002 | xe-0/0/0 | 10G SFP+ | 10000 | up | Access to MH-DC-004-MMR-SW-02 | SFP-10G-LR
MH-DC-004-TOR-002 | xe-0/0/1 | 10G SFP+ | 10000 | up | Access to MH-DC-004-MMR-SW-03 | SFP-10G-LR
MH-DC-004-TOR-002 | xe-0/0/2 | 10G SFP+ | 10000 | admin-down
MH-DC-004-TOR-002 | xe-0/0/3 | 10G SFP+ | 10000 | admin-down
MH-DC-004-TOR-002 | xe-0/0/4 | 10G SFP+ | 10000 | admin-down
MH-DC-004-TOR-002 | xe-0/0/5 | 10G SFP+ | 10000 | up | Server NIC
MH-DC-004-TOR-002 | xe-0/0/6 | 10G SFP+ | 10000 | admin-down
MH-DC-004-TOR-002 | xe-0/0/7 | 10G SFP+ | 10000 | admin-down
MH-DC-004-TOR-002 | xe-0/0/8 | 10G SFP+ | 10000 | up | Server NIC
MH-DC-004-TOR-002 | xe-0/0/9 | 10G SFP+ | 10000 | up | Server NIC
MH-DC-004-TOR-002 | xe-0/0/10 | 10G SFP+ | 10000 | up | Server NIC
MH-DC-004-TOR-002 | xe-0/0/11 | 10G SFP+ | 10000 | admin-down
MH-DC-004-TOR-002 | xe-0/0/12 | 10G SFP+ | 10000 | up | Server NIC
MH-DC-004-TOR-002 | xe-0/0/13 | 10G SFP+ | 10000 | admin-down
MH-DC-004-TOR-002 | xe-0/0/14 | 10G SFP+ | 10000 | up | Server NIC
MH-DC-004-TOR-002 | xe-0/0/15 | 10G SFP+ | 10000 | up | Server NIC
MH-DC-004-TOR-002 | xe-0/0/16 | 10G SFP+ | 10000 | up | Server NIC
MH-DC-004-TOR-002 | xe-0/0/17 | 10G SFP+ | 10000 | up | Server NIC
MH-DC-004-TOR-002 | xe-0/0/18 | 10G SFP+ | 10000 | up | Server NIC
MH-DC-004-TOR-002 | xe-0/0/19 | 10G SFP+ | 10000 | up | Server NIC
MH-DC-004-TOR-002 | xe-0/0/20 | 10G SFP+ | 10000 | up | Server NIC
MH-DC-004-TOR-002 | xe-0/0/21 | 10G SFP+ | 10000 | up | Server NIC
MH-DC-004-TOR-002 | xe-0/0/22 | 10G SFP+ | 10000 | up | Server NIC
MH-DC-004-TOR-002 | xe-0/0/23 | 10G SFP+ | 10000 | up | Server NIC
MH-DC-004-TOR-002 | et-0/1/0 | 100G QSFP28 | 100000 | admin-down
MH-DC-004-TOR-002 | et-0/1/1 | 100G QSFP28 | 100000 | admin-down
UP-DC-005-PE-T4-01 | xe-0/0/0 | 10G SFP+ | 10000 | admin-down
UP-DC-005-PE-T4-01 | xe-0/0/1 | 10G SFP+ | 10000 | up | Backhaul to RJ-DC-015 | SFP-10G-LR
UP-DC-005-PE-T4-01 | xe-0/0/2 | 10G SFP+ | 10000 | up | Backhaul to DL-DC-009 | SFP-10G-LR
UP-DC-005-PE-T4-01 | xe-0/0/3 | 10G SFP+ | 10000 | up | Backhaul to TN-DC-022 | SFP-10G-LR
UP-DC-005-PE-T4-01 | xe-0/0/4 | 10G SFP+ | 10000 | up | Backhaul to BR-DC-019 | SFP-10G-LR
UP-DC-005-PE-T4-01 | xe-0/0/5 | 10G SFP+ | 10000 | up | Backhaul to MH-DC-004 | SFP-10G-LR
UP-DC-005-PE-T4-01 | xe-0/0/6 | 10G SFP+ | 10000 | up | Uplink to UP-DC-005-AGG-R01 | SFP-10G-LR
UP-DC-005-PE-T4-01 | xe-0/0/7 | 10G SFP+ | 10000 | admin-down
UP-DC-005-PE-T4-01 | xe-0/0/8 | 10G SFP+ | 10000 | admin-down
UP-DC-005-PE-T4-01 | xe-0/0/9 | 10G SFP+ | 10000 | admin-down
UP-DC-005-PE-T4-01 | xe-0/0/10 | 10G SFP+ | 10000 | admin-down
UP-DC-005-PE-T4-01 | xe-0/0/11 | 10G SFP+ | 10000 | admin-down
UP-DC-005-PE-T4-01 | et-0/1/0 | 100G QSFP28 | 100000 | up | Fabric to UP-DC-005-PE-T4-02 | QSFP28-100G-LR4
UP-DC-005-PE-T4-01 | et-0/1/1 | 100G QSFP28 | 100000 | up | Fabric to UP-DC-005-PE-T4-03 | QSFP28-100G-LR4
UP-DC-005-PE-T4-01 | et-0/1/2 | 100G QSFP28 | 100000 | up | Fabric to UP-DC-005-PE-T4-04 | QSFP28-100G-LR4
UP-DC-005-PE-T4-01 | et-0/1/3 | 100G QSFP28 | 100000 | admin-down
UP-DC-005-PE-T4-01 | ge-0/2/0 | 1G copper | 1000 | admin-down
UP-DC-005-PE-T4-01 | ge-0/2/1 | 1G copper | 1000 | admin-down
UP-DC-005-PE-T4-01 | ge-0/2/2 | 1G copper | 1000 | admin-down
UP-DC-005-PE-T4-01 | ge-0/2/3 | 1G copper | 1000 | admin-down
UP-DC-005-PE-T4-01 | ge-0/2/4 | 1G copper | 1000 | admin-down
UP-DC-005-PE-T4-01 | ge-0/2/5 | 1G copper | 1000 | admin-down
UP-DC-005-PE-T4-01 | ge-0/2/6 | 1G copper | 1000 | admin-down
UP-DC-005-PE-T4-01 | ge-0/2/7 | 1G copper | 1000 | admin-down
UP-DC-005-PE-T4-01 | ge-0/2/8 | 1G copper | 1000 | admin-down
UP-DC-005-PE-T4-01 | ge-0/2/9 | 1G copper | 1000 | admin-down
UP-DC-005-PE-T4-01 | ge-0/2/10 | 1G copper | 1000 | admin-down
UP-DC-005-PE-T4-01 | ge-0/2/11 | 1G copper | 1000 | admin-down
UP-DC-005-PE-T4-01 | ge-0/2/12 | 1G copper | 1000 | admin-down
UP-DC-005-PE-T4-01 | ge-0/2/13 | 1G copper | 1000 | admin-down
UP-DC-005-PE-T4-01 | ge-0/2/14 | 1G copper | 1000 | admin-down
UP-DC-005-PE-T4-01 | ge-0/2/15 | 1G copper | 1000 | admin-down
UP-DC-005-PE-T4-02 | xe-0/0/0 | 10G SFP+ | 10000 | admin-down
UP-DC-005-PE-T4-02 | xe-0/0/1 | 10G SFP+ | 10000 | up | Backhaul to MH-DC-003 | SFP-10G-LR
UP-DC-005-PE-T4-02 | xe-0/0/2 | 10G SFP+ | 10000 | up | Backhaul to DL-DC-009 | SFP-10G-LR
UP-DC-005-PE-T4-02 | xe-0/0/3 | 10G SFP+ | 10000 | up | Backhaul to DL-DC-009 | SFP-10G-LR
UP-DC-005-PE-T4-02 | xe-0/0/4 | 10G SFP+ | 10000 | up | Backhaul to MH-DC-003 | SFP-10G-LR
UP-DC-005-PE-T4-02 | xe-0/0/5 | 10G SFP+ | 10000 | up | Backhaul to UP-DC-006 | SFP-10G-LR
UP-DC-005-PE-T4-02 | xe-0/0/6 | 10G SFP+ | 10000 | up | Uplink to UP-DC-005-AGG-R01 | SFP-10G-LR
UP-DC-005-PE-T4-02 | xe-0/0/7 | 10G SFP+ | 10000 | up | Uplink to UP-DC-005-AGG-R02 | SFP-10G-LR
UP-DC-005-PE-T4-02 | xe-0/0/8 | 10G SFP+ | 10000 | admin-down
UP-DC-005-PE-T4-02 | xe-0/0/9 | 10G SFP+ | 10000 | admin-down
UP-DC-005-PE-T4-02 | xe-0/0/10 | 10G SFP+ | 10000 | admin-down
UP-DC-005-PE-T4-02 | xe-0/0/11 | 10G SFP+ | 10000 | admin-down
UP-DC-005-PE-T4-02 | et-0/1/0 | 100G QSFP28 | 100000 | up | Fabric to UP-DC-005-PE-T4-01 | QSFP28-100G-LR4
UP-DC-005-PE-T4-02 | et-0/1/1 | 100G QSFP28 | 100000 | up | Fabric to UP-DC-005-PE-T4-03 | QSFP28-100G-LR4
UP-DC-005-PE-T4-02 | et-0/1/2 | 100G QSFP28 | 100000 | up | Fabric to UP-DC-005-PE-T4-04 | QSFP28-100G-LR4
UP-DC-005-PE-T4-02 | et-0/1/3 | 100G QSFP28 | 100000 | admin-down
UP-DC-005-PE-T4-02 | ge-0/2/0 | 1G copper | 1000 | admin-down
UP-DC-005-PE-T4-02 | ge-0/2/1 | 1G copper | 1000 | admin-down
UP-DC-005-PE-T4-02 | ge-0/2/2 | 1G copper | 1000 | admin-down
UP-DC-005-PE-T4-02 | ge-0/2/3 | 1G copper | 1000 | reserved
UP-DC-005-PE-T4-02 | ge-0/2/4 | 1G copper | 1000 | admin-down
UP-DC-005-PE-T4-02 | ge-0/2/5 | 1G copper | 1000 | admin-down
UP-DC-005-PE-T4-02 | ge-0/2/6 | 1G copper | 1000 | admin-down
UP-DC-005-PE-T4-02 | ge-0/2/7 | 1G copper | 1000 | admin-down
UP-DC-005-PE-T4-02 | ge-0/2/8 | 1G copper | 1000 | admin-down
UP-DC-005-PE-T4-02 | ge-0/2/9 | 1G copper | 1000 | admin-down
UP-DC-005-PE-T4-02 | ge-0/2/10 | 1G copper | 1000 | admin-down
UP-DC-005-PE-T4-02 | ge-0/2/11 | 1G copper | 1000 | admin-down
UP-DC-005-PE-T4-02 | ge-0/2/12 | 1G copper | 1000 | admin-down
UP-DC-005-PE-T4-02 | ge-0/2/13 | 1G copper | 1000 | admin-down
UP-DC-005-PE-T4-02 | ge-0/2/14 | 1G copper | 1000 | admin-down
UP-DC-005-PE-T4-02 | ge-0/2/15 | 1G copper | 1000 | admin-down
UP-DC-005-PE-T4-03 | Te0/0/0/0 | 10G SFP+ | 10000 | admin-down
UP-DC-005-PE-T4-03 | Te0/0/0/1 | 10G SFP+ | 10000 | up | Backhaul to WB-DC-016 | SFP-10G-LR
UP-DC-005-PE-T4-03 | Te0/0/0/2 | 10G SFP+ | 10000 | up | Backhaul to HR-DC-011 | SFP-10G-LR
UP-DC-005-PE-T4-03 | Te0/0/0/3 | 10G SFP+ | 10000 | up | Backhaul to KA-DC-008 | SFP-10G-LR
UP-DC-005-PE-T4-03 | Te0/0/0/4 | 10G SFP+ | 10000 | up | Backhaul to PB-DC-012 | SFP-10G-LR
UP-DC-005-PE-T4-03 | Te0/0/0/5 | 10G SFP+ | 10000 | up | Backhaul to UP-DC-006 | SFP-10G-LR
UP-DC-005-PE-T4-03 | Te0/0/0/6 | 10G SFP+ | 10000 | up | Uplink to UP-DC-005-AGG-R02 | SFP-10G-LR
UP-DC-005-PE-T4-03 | Te0/0/0/7 | 10G SFP+ | 10000 | up | Uplink to UP-DC-005-AGG-R03 | SFP-10G-LR
UP-DC-005-PE-T4-03 | Te0/0/0/8 | 10G SFP+ | 10000 | admin-down
UP-DC-005-PE-T4-03 | Te0/0/0/9 | 10G SFP+ | 10000 | admin-down
UP-DC-005-PE-T4-03 | Te0/0/0/10 | 10G SFP+ | 10000 | admin-down
UP-DC-005-PE-T4-03 | Te0/0/0/11 | 10G SFP+ | 10000 | reserved
UP-DC-005-PE-T4-03 | Hu0/0/1/0 | 100G QSFP28 | 100000 | up | Fabric to UP-DC-005-PE-T4-01 | QSFP28-100G-LR4
UP-DC-005-PE-T4-03 | Hu0/0/1/1 | 100G QSFP28 | 100000 | up | Fabric to UP-DC-005-PE-T4-02 | QSFP28-100G-LR4
UP-DC-005-PE-T4-03 | Hu0/0/1/2 | 100G QSFP28 | 100000 | up | Fabric to UP-DC-005-PE-T4-04 | QSFP28-100G-LR4
UP-DC-005-PE-T4-03 | Hu0/0/1/3 | 100G QSFP28 | 100000 | admin-down
UP-DC-005-PE-T4-03 | Gi0/0/2/0 | 1G copper | 1000 | admin-down
UP-DC-005-PE-T4-03 | Gi0/0/2/1 | 1G copper | 1000 | admin-down
UP-DC-005-PE-T4-03 | Gi0/0/2/2 | 1G copper | 1000 | admin-down
UP-DC-005-PE-T4-03 | Gi0/0/2/3 | 1G copper | 1000 | admin-down
UP-DC-005-PE-T4-03 | Gi0/0/2/4 | 1G copper | 1000 | admin-down
UP-DC-005-PE-T4-03 | Gi0/0/2/5 | 1G copper | 1000 | admin-down
UP-DC-005-PE-T4-03 | Gi0/0/2/6 | 1G copper | 1000 | admin-down
UP-DC-005-PE-T4-03 | Gi0/0/2/7 | 1G copper | 1000 | admin-down
UP-DC-005-PE-T4-03 | Gi0/0/2/8 | 1G copper | 1000 | admin-down
UP-DC-005-PE-T4-03 | Gi0/0/2/9 | 1G copper | 1000 | admin-down
UP-DC-005-PE-T4-03 | Gi0/0/2/10 | 1G copper | 1000 | admin-down
UP-DC-005-PE-T4-03 | Gi0/0/2/11 | 1G copper | 1000 | reserved
UP-DC-005-PE-T4-03 | Gi0/0/2/12 | 1G copper | 1000 | admin-down
UP-DC-005-PE-T4-03 | Gi0/0/2/13 | 1G copper | 1000 | admin-down
UP-DC-005-PE-T4-03 | Gi0/0/2/14 | 1G copper | 1000 | admin-down
UP-DC-005-PE-T4-03 | Gi0/0/2/15 | 1G copper | 1000 | admin-down
UP-DC-005-PE-T4-04 | Te0/0/0/0 | 10G SFP+ | 10000 | reserved
UP-DC-005-PE-T4-04 | Te0/0/0/1 | 10G SFP+ | 10000 | up | Backhaul to KL-DC-024 | SFP-10G-LR
UP-DC-005-PE-T4-04 | Te0/0/0/2 | 10G SFP+ | 10000 | up | Backhaul to WB-DC-017 | SFP-10G-LR
UP-DC-005-PE-T4-04 | Te0/0/0/3 | 10G SFP+ | 10000 | up | Backhaul to WB-DC-017 | SFP-10G-LR
UP-DC-005-PE-T4-04 | Te0/0/0/4 | 10G SFP+ | 10000 | up | Backhaul to MP-DC-014 | SFP-10G-LR
UP-DC-005-PE-T4-04 | Te0/0/0/5 | 10G SFP+ | 10000 | up | Backhaul to HR-DC-011 | SFP-10G-LR
UP-DC-005-PE-T4-04 | Te0/0/0/6 | 10G SFP+ | 10000 | up | Uplink to UP-DC-005-AGG-R03 | SFP-10G-LR
UP-DC-005-PE-T4-04 | Te0/0/0/7 | 10G SFP+ | 10000 | admin-down
UP-DC-005-PE-T4-04 | Te0/0/0/8 | 10G SFP+ | 10000 | admin-down
UP-DC-005-PE-T4-04 | Te0/0/0/9 | 10G SFP+ | 10000 | admin-down
UP-DC-005-PE-T4-04 | Te0/0/0/10 | 10G SFP+ | 10000 | admin-down
UP-DC-005-PE-T4-04 | Te0/0/0/11 | 10G SFP+ | 10000 | reserved
UP-DC-005-PE-T4-04 | Hu0/0/1/0 | 100G QSFP28 | 100000 | up | Fabric to UP-DC-005-PE-T4-01 | QSFP28-100G-LR4
UP-DC-005-PE-T4-04 | Hu0/0/1/1 | 100G QSFP28 | 100000 | up | Fabric to UP-DC-005-PE-T4-02 | QSFP28-100G-LR4
UP-DC-005-PE-T4-04 | Hu0/0/1/2 | 100G QSFP28 | 100000 | up | Fabric to UP-DC-005-PE-T4-03 | QSFP28-100G-LR4
UP-DC-005-PE-T4-04 | Hu0/0/1/3 | 100G QSFP28 | 100000 | admin-down
UP-DC-005-PE-T4-04 | Gi0/0/2/0 | 1G copper | 1000 | admin-down
UP-DC-005-PE-T4-04 | Gi0/0/2/1 | 1G copper | 1000 | admin-down
UP-DC-005-PE-T4-04 | Gi0/0/2/2 | 1G copper | 1000 | admin-down
UP-DC-005-PE-T4-04 | Gi0/0/2/3 | 1G copper | 1000 | admin-down
UP-DC-005-PE-T4-04 | Gi0/0/2/4 | 1G copper | 1000 | reserved
UP-DC-005-PE-T4-04 | Gi0/0/2/5 | 1G copper | 1000 | reserved
UP-DC-005-PE-T4-04 | Gi0/0/2/6 | 1G copper | 1000 | admin-down
UP-DC-005-PE-T4-04 | Gi0/0/2/7 | 1G copper | 1000 | admin-down
UP-DC-005-PE-T4-04 | Gi0/0/2/8 | 1G copper | 1000 | admin-down
UP-DC-005-PE-T4-04 | Gi0/0/2/9 | 1G copper | 1000 | admin-down
UP-DC-005-PE-T4-04 | Gi0/0/2/10 | 1G copper | 1000 | admin-down
UP-DC-005-PE-T4-04 | Gi0/0/2/11 | 1G copper | 1000 | admin-down
UP-DC-005-PE-T4-04 | Gi0/0/2/12 | 1G copper | 1000 | reserved
UP-DC-005-PE-T4-04 | Gi0/0/2/13 | 1G copper | 1000 | admin-down
UP-DC-005-PE-T4-04 | Gi0/0/2/14 | 1G copper | 1000 | admin-down
UP-DC-005-PE-T4-04 | Gi0/0/2/15 | 1G copper | 1000 | admin-down
UP-DC-005-FW-01 | port1 | 10G SFP+ | 10000 | up | Uplink to UP-DC-005-AGG-R01 | SFP-10G-LR
UP-DC-005-FW-01 | port2 | 10G SFP+ | 10000 | up | Uplink to UP-DC-005-AGG-R02 | SFP-10G-LR
UP-DC-005-FW-01 | port3 | 10G SFP+ | 10000 | admin-down
UP-DC-005-FW-01 | port4 | 10G SFP+ | 10000 | admin-down
UP-DC-005-FW-01 | port5 | 10G SFP+ | 10000 | admin-down
UP-DC-005-FW-01 | port6 | 10G SFP+ | 10000 | admin-down
UP-DC-005-FW-01 | port7 | 10G SFP+ | 10000 | admin-down
UP-DC-005-FW-01 | port8 | 10G SFP+ | 10000 | admin-down
UP-DC-005-OLA-01 | 1/2/c1 | 100G QSFP28 | 100000 | up | Uplink to UP-DC-005-AGG-R01 | QSFP28-100G-LR4
UP-DC-005-OLA-01 | 1/2/c2 | 100G QSFP28 | 100000 | admin-down
UP-DC-005-OLA-01 | 1/2/c3 | 100G QSFP28 | 100000 | admin-down
UP-DC-005-OLA-01 | 1/2/c4 | 100G QSFP28 | 100000 | admin-down
UP-DC-005-OLA-01 | 1/2/c5 | 100G QSFP28 | 100000 | admin-down
UP-DC-005-OLA-01 | 1/2/c6 | 100G QSFP28 | 100000 | admin-down
UP-DC-005-OLA-01 | 1/2/c7 | 100G QSFP28 | 100000 | admin-down
UP-DC-005-OLA-01 | 1/2/c8 | 100G QSFP28 | 100000 | reserved
UP-DC-005-OLA-02 | 1-A-1 | 100G QSFP28 | 100000 | up | Uplink to UP-DC-005-AGG-R02 | QSFP28-100G-LR4
UP-DC-005-OLA-02 | 1-A-2 | 100G QSFP28 | 100000 | admin-down
UP-DC-005-OLA-02 | 1-A-3 | 100G QSFP28 | 100000 | admin-down
UP-DC-005-OLA-02 | 1-A-4 | 100G QSFP28 | 100000 | admin-down
UP-DC-005-OLA-02 | 1-A-5 | 100G QSFP28 | 100000 | admin-down
UP-DC-005-OLA-02 | 1-A-6 | 100G QSFP28 | 100000 | admin-down
UP-DC-005-OLA-02 | 1-A-7 | 100G QSFP28 | 100000 | admin-down
UP-DC-005-OLA-02 | 1-A-8 | 100G QSFP28 | 100000 | admin-down
UP-DC-005-AGG-R01 | xe-0/0/0 | 10G SFP+ | 10000 | up | Uplink to UP-DC-005-FW-01 | SFP-10G-LR
UP-DC-005-AGG-R01 | xe-0/0/1 | 10G SFP+ | 10000 | up | Uplink to UP-DC-005-MMR-SW-01 | SFP-10G-LR
UP-DC-005-AGG-R01 | xe-0/0/2 | 10G SFP+ | 10000 | up | Uplink to UP-DC-005-MMR-SW-01 | SFP-10G-LR
UP-DC-005-AGG-R01 | xe-0/0/3 | 10G SFP+ | 10000 | up | Uplink to UP-DC-005-MMR-SW-04 | SFP-10G-LR
UP-DC-005-AGG-R01 | xe-0/0/4 | 10G SFP+ | 10000 | up | Uplink to UP-DC-005-MMR-SW-04 | SFP-10G-LR
UP-DC-005-AGG-R01 | xe-0/0/5 | 10G SFP+ | 10000 | up | Uplink to UP-DC-005-MMR-SW-07 | SFP-10G-LR
UP-DC-005-AGG-R01 | xe-0/0/6 | 10G SFP+ | 10000 | up | Uplink to UP-DC-005-MMR-SW-07 | SFP-10G-LR
UP-DC-005-AGG-R01 | xe-0/0/7 | 10G SFP+ | 10000 | admin-down
UP-DC-005-AGG-R01 | xe-0/0/8 | 10G SFP+ | 10000 | admin-down
UP-DC-005-AGG-R01 | xe-0/0/9 | 10G SFP+ | 10000 | admin-down
UP-DC-005-AGG-R01 | xe-0/0/10 | 10G SFP+ | 10000 | admin-down
UP-DC-005-AGG-R01 | xe-0/0/11 | 10G SFP+ | 10000 | admin-down
UP-DC-005-AGG-R01 | xe-0/0/12 | 10G SFP+ | 10000 | admin-down
UP-DC-005-AGG-R01 | xe-0/0/13 | 10G SFP+ | 10000 | admin-down
UP-DC-005-AGG-R01 | xe-0/0/14 | 10G SFP+ | 10000 | admin-down
UP-DC-005-AGG-R01 | xe-0/0/15 | 10G SFP+ | 10000 | admin-down
UP-DC-005-AGG-R01 | et-0/1/0 | 100G QSFP28 | 100000 | up | Uplink to UP-DC-005-PE-T4-01 | QSFP28-100G-LR4
UP-DC-005-AGG-R01 | et-0/1/1 | 100G QSFP28 | 100000 | up | Uplink to UP-DC-005-PE-T4-02 | QSFP28-100G-LR4
UP-DC-005-AGG-R01 | et-0/1/2 | 100G QSFP28 | 100000 | up | Uplink to UP-DC-005-OLA-01 | QSFP28-100G-LR4
UP-DC-005-AGG-R01 | et-0/1/3 | 100G QSFP28 | 100000 | admin-down
UP-DC-005-AGG-R01 | et-0/1/4 | 100G QSFP28 | 100000 | admin-down
UP-DC-005-AGG-R01 | et-0/1/5 | 100G QSFP28 | 100000 | admin-down
UP-DC-005-AGG-R01 | et-0/1/6 | 100G QSFP28 | 100000 | admin-down
UP-DC-005-AGG-R01 | et-0/1/7 | 100G QSFP28 | 100000 | admin-down
UP-DC-005-AGG-R02 | xe-0/0/0 | 10G SFP+ | 10000 | up | Uplink to UP-DC-005-FW-01 | SFP-10G-LR
UP-DC-005-AGG-R02 | xe-0/0/1 | 10G SFP+ | 10000 | up | Uplink to UP-DC-005-MMR-SW-02 | SFP-10G-LR
UP-DC-005-AGG-R02 | xe-0/0/2 | 10G SFP+ | 10000 | up | Uplink to UP-DC-005-MMR-SW-02 | SFP-10G-LR
UP-DC-005-AGG-R02 | xe-0/0/3 | 10G SFP+ | 10000 | up | Uplink to UP-DC-005-MMR-SW-05 | SFP-10G-LR
UP-DC-005-AGG-R02 | xe-0/0/4 | 10G SFP+ | 10000 | up | Uplink to UP-DC-005-MMR-SW-05 | SFP-10G-LR
UP-DC-005-AGG-R02 | xe-0/0/5 | 10G SFP+ | 10000 | admin-down
UP-DC-005-AGG-R02 | xe-0/0/6 | 10G SFP+ | 10000 | admin-down
UP-DC-005-AGG-R02 | xe-0/0/7 | 10G SFP+ | 10000 | admin-down
UP-DC-005-AGG-R02 | xe-0/0/8 | 10G SFP+ | 10000 | admin-down
UP-DC-005-AGG-R02 | xe-0/0/9 | 10G SFP+ | 10000 | admin-down
UP-DC-005-AGG-R02 | xe-0/0/10 | 10G SFP+ | 10000 | admin-down
UP-DC-005-AGG-R02 | xe-0/0/11 | 10G SFP+ | 10000 | admin-down
UP-DC-005-AGG-R02 | xe-0/0/12 | 10G SFP+ | 10000 | admin-down
UP-DC-005-AGG-R02 | xe-0/0/13 | 10G SFP+ | 10000 | admin-down
UP-DC-005-AGG-R02 | xe-0/0/14 | 10G SFP+ | 10000 | admin-down
UP-DC-005-AGG-R02 | xe-0/0/15 | 10G SFP+ | 10000 | reserved
UP-DC-005-AGG-R02 | et-0/1/0 | 100G QSFP28 | 100000 | up | Uplink to UP-DC-005-PE-T4-02 | QSFP28-100G-LR4
UP-DC-005-AGG-R02 | et-0/1/1 | 100G QSFP28 | 100000 | up | Uplink to UP-DC-005-PE-T4-03 | QSFP28-100G-LR4
UP-DC-005-AGG-R02 | et-0/1/2 | 100G QSFP28 | 100000 | up | Uplink to UP-DC-005-OLA-02 | QSFP28-100G-LR4
UP-DC-005-AGG-R02 | et-0/1/3 | 100G QSFP28 | 100000 | admin-down
UP-DC-005-AGG-R02 | et-0/1/4 | 100G QSFP28 | 100000 | admin-down
UP-DC-005-AGG-R02 | et-0/1/5 | 100G QSFP28 | 100000 | admin-down
UP-DC-005-AGG-R02 | et-0/1/6 | 100G QSFP28 | 100000 | admin-down
UP-DC-005-AGG-R02 | et-0/1/7 | 100G QSFP28 | 100000 | reserved
UP-DC-005-AGG-R03 | xe-0/0/0 | 10G SFP+ | 10000 | up | Uplink to UP-DC-005-MMR-SW-03 | SFP-10G-LR
UP-DC-005-AGG-R03 | xe-0/0/1 | 10G SFP+ | 10000 | up | Uplink to UP-DC-005-MMR-SW-03 | SFP-10G-LR
UP-DC-005-AGG-R03 | xe-0/0/2 | 10G SFP+ | 10000 | up | Uplink to UP-DC-005-MMR-SW-06 | SFP-10G-LR
UP-DC-005-AGG-R03 | xe-0/0/3 | 10G SFP+ | 10000 | up | Uplink to UP-DC-005-MMR-SW-06 | SFP-10G-LR
UP-DC-005-AGG-R03 | xe-0/0/4 | 10G SFP+ | 10000 | admin-down
UP-DC-005-AGG-R03 | xe-0/0/5 | 10G SFP+ | 10000 | reserved
UP-DC-005-AGG-R03 | xe-0/0/6 | 10G SFP+ | 10000 | admin-down
UP-DC-005-AGG-R03 | xe-0/0/7 | 10G SFP+ | 10000 | admin-down
UP-DC-005-AGG-R03 | xe-0/0/8 | 10G SFP+ | 10000 | admin-down
UP-DC-005-AGG-R03 | xe-0/0/9 | 10G SFP+ | 10000 | admin-down
UP-DC-005-AGG-R03 | xe-0/0/10 | 10G SFP+ | 10000 | admin-down
UP-DC-005-AGG-R03 | xe-0/0/11 | 10G SFP+ | 10000 | admin-down
UP-DC-005-AGG-R03 | xe-0/0/12 | 10G SFP+ | 10000 | admin-down
UP-DC-005-AGG-R03 | xe-0/0/13 | 10G SFP+ | 10000 | reserved
UP-DC-005-AGG-R03 | xe-0/0/14 | 10G SFP+ | 10000 | admin-down
UP-DC-005-AGG-R03 | xe-0/0/15 | 10G SFP+ | 10000 | admin-down
UP-DC-005-AGG-R03 | et-0/1/0 | 100G QSFP28 | 100000 | up | Uplink to UP-DC-005-PE-T4-03 | QSFP28-100G-LR4
UP-DC-005-AGG-R03 | et-0/1/1 | 100G QSFP28 | 100000 | up | Uplink to UP-DC-005-PE-T4-04 | QSFP28-100G-LR4
UP-DC-005-AGG-R03 | et-0/1/2 | 100G QSFP28 | 100000 | admin-down
UP-DC-005-AGG-R03 | et-0/1/3 | 100G QSFP28 | 100000 | admin-down
UP-DC-005-AGG-R03 | et-0/1/4 | 100G QSFP28 | 100000 | admin-down
UP-DC-005-AGG-R03 | et-0/1/5 | 100G QSFP28 | 100000 | admin-down
UP-DC-005-AGG-R03 | et-0/1/6 | 100G QSFP28 | 100000 | admin-down
UP-DC-005-AGG-R03 | et-0/1/7 | 100G QSFP28 | 100000 | reserved
UP-DC-005-MMR-SW-01 | xe-0/0/0 | 10G SFP+ | 10000 | up | Access to UP-DC-005-TOR-001 | SFP-10G-LR
UP-DC-005-MMR-SW-01 | xe-0/0/1 | 10G SFP+ | 10000 | up | Server NIC
UP-DC-005-MMR-SW-01 | xe-0/0/2 | 10G SFP+ | 10000 | admin-down
UP-DC-005-MMR-SW-01 | xe-0/0/3 | 10G SFP+ | 10000 | admin-down
UP-DC-005-MMR-SW-01 | xe-0/0/4 | 10G SFP+ | 10000 | up | Server NIC
UP-DC-005-MMR-SW-01 | xe-0/0/5 | 10G SFP+ | 10000 | up | Server NIC
UP-DC-005-MMR-SW-01 | xe-0/0/6 | 10G SFP+ | 10000 | up | Server NIC
UP-DC-005-MMR-SW-01 | xe-0/0/7 | 10G SFP+ | 10000 | up | Server NIC
UP-DC-005-MMR-SW-01 | xe-0/0/8 | 10G SFP+ | 10000 | up | Server NIC
UP-DC-005-MMR-SW-01 | xe-0/0/9 | 10G SFP+ | 10000 | up | Server NIC
UP-DC-005-MMR-SW-01 | xe-0/0/10 | 10G SFP+ | 10000 | up | Server NIC
UP-DC-005-MMR-SW-01 | xe-0/0/11 | 10G SFP+ | 10000 | admin-down
UP-DC-005-MMR-SW-01 | xe-0/0/12 | 10G SFP+ | 10000 | up | Server NIC
UP-DC-005-MMR-SW-01 | xe-0/0/13 | 10G SFP+ | 10000 | up | Server NIC
UP-DC-005-MMR-SW-01 | xe-0/0/14 | 10G SFP+ | 10000 | up | Server NIC
UP-DC-005-MMR-SW-01 | xe-0/0/15 | 10G SFP+ | 10000 | up | Server NIC
UP-DC-005-MMR-SW-01 | xe-0/0/16 | 10G SFP+ | 10000 | up | Server NIC
UP-DC-005-MMR-SW-01 | xe-0/0/17 | 10G SFP+ | 10000 | up | Server NIC
UP-DC-005-MMR-SW-01 | xe-0/0/18 | 10G SFP+ | 10000 | admin-down
UP-DC-005-MMR-SW-01 | xe-0/0/19 | 10G SFP+ | 10000 | up | Server NIC
UP-DC-005-MMR-SW-01 | xe-0/0/20 | 10G SFP+ | 10000 | admin-down
UP-DC-005-MMR-SW-01 | xe-0/0/21 | 10G SFP+ | 10000 | up | Server NIC
UP-DC-005-MMR-SW-01 | xe-0/0/22 | 10G SFP+ | 10000 | admin-down
UP-DC-005-MMR-SW-01 | xe-0/0/23 | 10G SFP+ | 10000 | up | Server NIC
UP-DC-005-MMR-SW-01 | xe-0/0/24 | 10G SFP+ | 10000 | admin-down
UP-DC-005-MMR-SW-01 | xe-0/0/25 | 10G SFP+ | 10000 | reserved
UP-DC-005-MMR-SW-01 | xe-0/0/26 | 10G SFP+ | 10000 | admin-down
UP-DC-005-MMR-SW-01 | xe-0/0/27 | 10G SFP+ | 10000 | up | Server NIC
UP-DC-005-MMR-SW-01 | xe-0/0/28 | 10G SFP+ | 10000 | admin-down
UP-DC-005-MMR-SW-01 | xe-0/0/29 | 10G SFP+ | 10000 | admin-down
UP-DC-005-MMR-SW-01 | xe-0/0/30 | 10G SFP+ | 10000 | up | Server NIC
UP-DC-005-MMR-SW-01 | xe-0/0/31 | 10G SFP+ | 10000 | up | Server NIC
UP-DC-005-MMR-SW-01 | xe-0/0/32 | 10G SFP+ | 10000 | up | Server NIC
UP-DC-005-MMR-SW-01 | xe-0/0/33 | 10G SFP+ | 10000 | up | Server NIC
UP-DC-005-MMR-SW-01 | xe-0/0/34 | 10G SFP+ | 10000 | admin-down
UP-DC-005-MMR-SW-01 | xe-0/0/35 | 10G SFP+ | 10000 | reserved
UP-DC-005-MMR-SW-01 | xe-0/0/36 | 10G SFP+ | 10000 | up | Server NIC
UP-DC-005-MMR-SW-01 | xe-0/0/37 | 10G SFP+ | 10000 | up | Server NIC
UP-DC-005-MMR-SW-01 | xe-0/0/38 | 10G SFP+ | 10000 | admin-down
UP-DC-005-MMR-SW-01 | xe-0/0/39 | 10G SFP+ | 10000 | up | Server NIC
UP-DC-005-MMR-SW-01 | xe-0/0/40 | 10G SFP+ | 10000 | admin-down
UP-DC-005-MMR-SW-01 | xe-0/0/41 | 10G SFP+ | 10000 | admin-down
UP-DC-005-MMR-SW-01 | xe-0/0/42 | 10G SFP+ | 10000 | admin-down
UP-DC-005-MMR-SW-01 | xe-0/0/43 | 10G SFP+ | 10000 | up | Server NIC
UP-DC-005-MMR-SW-01 | xe-0/0/44 | 10G SFP+ | 10000 | admin-down
UP-DC-005-MMR-SW-01 | xe-0/0/45 | 10G SFP+ | 10000 | up | Server NIC
UP-DC-005-MMR-SW-01 | xe-0/0/46 | 10G SFP+ | 10000 | admin-down
UP-DC-005-MMR-SW-01 | xe-0/0/47 | 10G SFP+ | 10000 | up | Server NIC
UP-DC-005-MMR-SW-01 | et-0/1/0 | 100G QSFP28 | 100000 | up | Uplink to UP-DC-005-AGG-R01 | QSFP28-100G-LR4
UP-DC-005-MMR-SW-01 | et-0/1/1 | 100G QSFP28 | 100000 | up | Uplink to UP-DC-005-AGG-R01 | QSFP28-100G-LR4
UP-DC-005-MMR-SW-01 | et-0/1/2 | 100G QSFP28 | 100000 | admin-down
UP-DC-005-MMR-SW-01 | et-0/1/3 | 100G QSFP28 | 100000 | admin-down
UP-DC-005-MMR-SW-02 | Ethernet1 | 10G SFP+ | 10000 | up | Access to UP-DC-005-TOR-001 | SFP-10G-LR
UP-DC-005-MMR-SW-02 | Ethernet2 | 10G SFP+ | 10000 | up | Access to UP-DC-005-TOR-002 | SFP-10G-LR
UP-DC-005-MMR-SW-02 | Ethernet3 | 10G SFP+ | 10000 | admin-down
UP-DC-005-MMR-SW-02 | Ethernet4 | 10G SFP+ | 10000 | admin-down
UP-DC-005-MMR-SW-02 | Ethernet5 | 10G SFP+ | 10000 | up | Server NIC
UP-DC-005-MMR-SW-02 | Ethernet6 | 10G SFP+ | 10000 | up | Server NIC
UP-DC-005-MMR-SW-02 | Ethernet7 | 10G SFP+ | 10000 | up | Server NIC
UP-DC-005-MMR-SW-02 | Ethernet8 | 10G SFP+ | 10000 | up | Server NIC
UP-DC-005-MMR-SW-02 | Ethernet9 | 10G SFP+ | 10000 | admin-down
UP-DC-005-MMR-SW-02 | Ethernet10 | 10G SFP+ | 10000 | up | Server NIC
UP-DC-005-MMR-SW-02 | Ethernet11 | 10G SFP+ | 10000 | up | Server NIC
UP-DC-005-MMR-SW-02 | Ethernet12 | 10G SFP+ | 10000 | up | Server NIC
UP-DC-005-MMR-SW-02 | Ethernet13 | 10G SFP+ | 10000 | admin-down
UP-DC-005-MMR-SW-02 | Ethernet14 | 10G SFP+ | 10000 | up | Server NIC
UP-DC-005-MMR-SW-02 | Ethernet15 | 10G SFP+ | 10000 | admin-down
UP-DC-005-MMR-SW-02 | Ethernet16 | 10G SFP+ | 10000 | up | Server NIC
UP-DC-005-MMR-SW-02 | Ethernet17 | 10G SFP+ | 10000 | admin-down
UP-DC-005-MMR-SW-02 | Ethernet18 | 10G SFP+ | 10000 | up | Server NIC
UP-DC-005-MMR-SW-02 | Ethernet19 | 10G SFP+ | 10000 | up | Server NIC
UP-DC-005-MMR-SW-02 | Ethernet20 | 10G SFP+ | 10000 | admin-down
UP-DC-005-MMR-SW-02 | Ethernet21 | 10G SFP+ | 10000 | admin-down
UP-DC-005-MMR-SW-02 | Ethernet22 | 10G SFP+ | 10000 | up | Server NIC
UP-DC-005-MMR-SW-02 | Ethernet23 | 10G SFP+ | 10000 | up | Server NIC
UP-DC-005-MMR-SW-02 | Ethernet24 | 10G SFP+ | 10000 | up | Server NIC
UP-DC-005-MMR-SW-02 | Ethernet25 | 10G SFP+ | 10000 | admin-down
UP-DC-005-MMR-SW-02 | Ethernet26 | 10G SFP+ | 10000 | admin-down
UP-DC-005-MMR-SW-02 | Ethernet27 | 10G SFP+ | 10000 | up | Server NIC
UP-DC-005-MMR-SW-02 | Ethernet28 | 10G SFP+ | 10000 | up | Server NIC
UP-DC-005-MMR-SW-02 | Ethernet29 | 10G SFP+ | 10000 | admin-down
UP-DC-005-MMR-SW-02 | Ethernet30 | 10G SFP+ | 10000 | up | Server NIC
UP-DC-005-MMR-SW-02 | Ethernet31 | 10G SFP+ | 10000 | up | Server NIC
UP-DC-005-MMR-SW-02 | Ethernet32 | 10G SFP+ | 10000 | up | Server NIC
UP-DC-005-MMR-SW-02 | Ethernet33 | 10G SFP+ | 10000 | up | Server NIC
UP-DC-005-MMR-SW-02 | Ethernet34 | 10G SFP+ | 10000 | admin-down
UP-DC-005-MMR-SW-02 | Ethernet35 | 10G SFP+ | 10000 | admin-down
UP-DC-005-MMR-SW-02 | Ethernet36 | 10G SFP+ | 10000 | up | Server NIC
UP-DC-005-MMR-SW-02 | Ethernet37 | 10G SFP+ | 10000 | up | Server NIC
UP-DC-005-MMR-SW-02 | Ethernet38 | 10G SFP+ | 10000 | up | Server NIC
UP-DC-005-MMR-SW-02 | Ethernet39 | 10G SFP+ | 10000 | up | Server NIC
UP-DC-005-MMR-SW-02 | Ethernet40 | 10G SFP+ | 10000 | admin-down
UP-DC-005-MMR-SW-02 | Ethernet41 | 10G SFP+ | 10000 | admin-down
UP-DC-005-MMR-SW-02 | Ethernet42 | 10G SFP+ | 10000 | up | Server NIC
UP-DC-005-MMR-SW-02 | Ethernet43 | 10G SFP+ | 10000 | up | Server NIC
UP-DC-005-MMR-SW-02 | Ethernet44 | 10G SFP+ | 10000 | admin-down
UP-DC-005-MMR-SW-02 | Ethernet45 | 10G SFP+ | 10000 | up | Server NIC
UP-DC-005-MMR-SW-02 | Ethernet46 | 10G SFP+ | 10000 | admin-down
UP-DC-005-MMR-SW-02 | Ethernet47 | 10G SFP+ | 10000 | up | Server NIC
UP-DC-005-MMR-SW-02 | Ethernet48 | 10G SFP+ | 10000 | up | Server NIC
UP-DC-005-MMR-SW-02 | Ethernet49/1 | 100G QSFP28 | 100000 | up | Uplink to UP-DC-005-AGG-R02 | QSFP28-100G-LR4
UP-DC-005-MMR-SW-02 | Ethernet49/2 | 100G QSFP28 | 100000 | up | Uplink to UP-DC-005-AGG-R02 | QSFP28-100G-LR4
UP-DC-005-MMR-SW-02 | Ethernet49/3 | 100G QSFP28 | 100000 | admin-down
UP-DC-005-MMR-SW-02 | Ethernet49/4 | 100G QSFP28 | 100000 | reserved
UP-DC-005-MMR-SW-03 | Te0/0/0/0 | 10G SFP+ | 10000 | up | Access to UP-DC-005-TOR-002 | SFP-10G-LR
UP-DC-005-MMR-SW-03 | Te0/0/0/1 | 10G SFP+ | 10000 | up | Access to UP-DC-005-TOR-003 | SFP-10G-LR
UP-DC-005-MMR-SW-03 | Te0/0/0/2 | 10G SFP+ | 10000 | up | Server NIC
UP-DC-005-MMR-SW-03 | Te0/0/0/3 | 10G SFP+ | 10000 | up | Server NIC
UP-DC-005-MMR-SW-03 | Te0/0/0/4 | 10G SFP+ | 10000 | up | Server NIC
UP-DC-005-MMR-SW-03 | Te0/0/0/5 | 10G SFP+ | 10000 | admin-down
UP-DC-005-MMR-SW-03 | Te0/0/0/6 | 10G SFP+ | 10000 | admin-down
UP-DC-005-MMR-SW-03 | Te0/0/0/7 | 10G SFP+ | 10000 | up | Server NIC
UP-DC-005-MMR-SW-03 | Te0/0/0/8 | 10G SFP+ | 10000 | up | Server NIC
UP-DC-005-MMR-SW-03 | Te0/0/0/9 | 10G SFP+ | 10000 | admin-down
UP-DC-005-MMR-SW-03 | Te0/0/0/10 | 10G SFP+ | 10000 | up | Server NIC
UP-DC-005-MMR-SW-03 | Te0/0/0/11 | 10G SFP+ | 10000 | admin-down
UP-DC-005-MMR-SW-03 | Te0/0/0/12 | 10G SFP+ | 10000 | up | Server NIC
UP-DC-005-MMR-SW-03 | Te0/0/0/13 | 10G SFP+ | 10000 | admin-down
UP-DC-005-MMR-SW-03 | Te0/0/0/14 | 10G SFP+ | 10000 | admin-down
UP-DC-005-MMR-SW-03 | Te0/0/0/15 | 10G SFP+ | 10000 | admin-down
UP-DC-005-MMR-SW-03 | Te0/0/0/16 | 10G SFP+ | 10000 | up | Server NIC
UP-DC-005-MMR-SW-03 | Te0/0/0/17 | 10G SFP+ | 10000 | up | Server NIC
UP-DC-005-MMR-SW-03 | Te0/0/0/18 | 10G SFP+ | 10000 | up | Server NIC
UP-DC-005-MMR-SW-03 | Te0/0/0/19 | 10G SFP+ | 10000 | admin-down
UP-DC-005-MMR-SW-03 | Te0/0/0/20 | 10G SFP+ | 10000 | up | Server NIC
UP-DC-005-MMR-SW-03 | Te0/0/0/21 | 10G SFP+ | 10000 | up | Server NIC
UP-DC-005-MMR-SW-03 | Te0/0/0/22 | 10G SFP+ | 10000 | up | Server NIC
UP-DC-005-MMR-SW-03 | Te0/0/0/23 | 10G SFP+ | 10000 | admin-down
UP-DC-005-MMR-SW-03 | Te0/0/0/24 | 10G SFP+ | 10000 | reserved
UP-DC-005-MMR-SW-03 | Te0/0/0/25 | 10G SFP+ | 10000 | up | Server NIC
UP-DC-005-MMR-SW-03 | Te0/0/0/26 | 10G SFP+ | 10000 | up | Server NIC
UP-DC-005-MMR-SW-03 | Te0/0/0/27 | 10G SFP+ | 10000 | admin-down
UP-DC-005-MMR-SW-03 | Te0/0/0/28 | 10G SFP+ | 10000 | admin-down
UP-DC-005-MMR-SW-03 | Te0/0/0/29 | 10G SFP+ | 10000 | admin-down
UP-DC-005-MMR-SW-03 | Te0/0/0/30 | 10G SFP+ | 10000 | up | Server NIC
UP-DC-005-MMR-SW-03 | Te0/0/0/31 | 10G SFP+ | 10000 | up | Server NIC
UP-DC-005-MMR-SW-03 | Te0/0/0/32 | 10G SFP+ | 10000 | up | Server NIC
UP-DC-005-MMR-SW-03 | Te0/0/0/33 | 10G SFP+ | 10000 | up | Server NIC
UP-DC-005-MMR-SW-03 | Te0/0/0/34 | 10G SFP+ | 10000 | up | Server NIC
UP-DC-005-MMR-SW-03 | Te0/0/0/35 | 10G SFP+ | 10000 | up | Server NIC
UP-DC-005-MMR-SW-03 | Te0/0/0/36 | 10G SFP+ | 10000 | up | Server NIC
UP-DC-005-MMR-SW-03 | Te0/0/0/37 | 10G SFP+ | 10000 | admin-down
UP-DC-005-MMR-SW-03 | Te0/0/0/38 | 10G SFP+ | 10000 | up | Server NIC
UP-DC-005-MMR-SW-03 | Te0/0/0/39 | 10G SFP+ | 10000 | up | Server NIC
UP-DC-005-MMR-SW-03 | Te0/0/0/40 | 10G SFP+ | 10000 | up | Server NIC
UP-DC-005-MMR-SW-03 | Te0/0/0/41 | 10G SFP+ | 10000 | up | Server NIC
UP-DC-005-MMR-SW-03 | Te0/0/0/42 | 10G SFP+ | 10000 | admin-down
UP-DC-005-MMR-SW-03 | Te0/0/0/43 | 10G SFP+ | 10000 | up | Server NIC
UP-DC-005-MMR-SW-03 | Te0/0/0/44 | 10G SFP+ | 10000 | up | Server NIC
UP-DC-005-MMR-SW-03 | Te0/0/0/45 | 10G SFP+ | 10000 | up | Server NIC
UP-DC-005-MMR-SW-03 | Te0/0/0/46 | 10G SFP+ | 10000 | up | Server NIC
UP-DC-005-MMR-SW-03 | Te0/0/0/47 | 10G SFP+ | 10000 | admin-down
UP-DC-005-MMR-SW-03 | Hu0/0/1/0 | 100G QSFP28 | 100000 | up | Uplink to UP-DC-005-AGG-R03 | QSFP28-100G-LR4
UP-DC-005-MMR-SW-03 | Hu0/0/1/1 | 100G QSFP28 | 100000 | up | Uplink to UP-DC-005-AGG-R03 | QSFP28-100G-LR4
UP-DC-005-MMR-SW-03 | Hu0/0/1/2 | 100G QSFP28 | 100000 | admin-down
UP-DC-005-MMR-SW-03 | Hu0/0/1/3 | 100G QSFP28 | 100000 | admin-down
UP-DC-005-MMR-SW-04 | Ethernet1 | 10G SFP+ | 10000 | up | Access to UP-DC-005-TOR-003 | SFP-10G-LR
UP-DC-005-MMR-SW-04 | Ethernet2 | 10G SFP+ | 10000 | up | Access to UP-DC-005-TOR-004 | SFP-10G-LR
UP-DC-005-MMR-SW-04 | Ethernet3 | 10G SFP+ | 10000 | up | Server NIC
UP-DC-005-MMR-SW-04 | Ethernet4 | 10G SFP+ | 10000 | up | Server NIC
UP-DC-005-MMR-SW-04 | Ethernet5 | 10G SFP+ | 10000 | up | Server NIC
UP-DC-005-MMR-SW-04 | Ethernet6 | 10G SFP+ | 10000 | admin-down
UP-DC-005-MMR-SW-04 | Ethernet7 | 10G SFP+ | 10000 | up | Server NIC
UP-DC-005-MMR-SW-04 | Ethernet8 | 10G SFP+ | 10000 | admin-down
UP-DC-005-MMR-SW-04 | Ethernet9 | 10G SFP+ | 10000 | up | Server NIC
UP-DC-005-MMR-SW-04 | Ethernet10 | 10G SFP+ | 10000 | up | Server NIC
UP-DC-005-MMR-SW-04 | Ethernet11 | 10G SFP+ | 10000 | admin-down
UP-DC-005-MMR-SW-04 | Ethernet12 | 10G SFP+ | 10000 | admin-down
UP-DC-005-MMR-SW-04 | Ethernet13 | 10G SFP+ | 10000 | admin-down
UP-DC-005-MMR-SW-04 | Ethernet14 | 10G SFP+ | 10000 | up | Server NIC
UP-DC-005-MMR-SW-04 | Ethernet15 | 10G SFP+ | 10000 | admin-down
UP-DC-005-MMR-SW-04 | Ethernet16 | 10G SFP+ | 10000 | up | Server NIC
UP-DC-005-MMR-SW-04 | Ethernet17 | 10G SFP+ | 10000 | admin-down
UP-DC-005-MMR-SW-04 | Ethernet18 | 10G SFP+ | 10000 | up | Server NIC
UP-DC-005-MMR-SW-04 | Ethernet19 | 10G SFP+ | 10000 | up | Server NIC
UP-DC-005-MMR-SW-04 | Ethernet20 | 10G SFP+ | 10000 | admin-down
UP-DC-005-MMR-SW-04 | Ethernet21 | 10G SFP+ | 10000 | up | Server NIC
UP-DC-005-MMR-SW-04 | Ethernet22 | 10G SFP+ | 10000 | admin-down
UP-DC-005-MMR-SW-04 | Ethernet23 | 10G SFP+ | 10000 | up | Server NIC
UP-DC-005-MMR-SW-04 | Ethernet24 | 10G SFP+ | 10000 | admin-down
UP-DC-005-MMR-SW-04 | Ethernet25 | 10G SFP+ | 10000 | up | Server NIC
UP-DC-005-MMR-SW-04 | Ethernet26 | 10G SFP+ | 10000 | admin-down
UP-DC-005-MMR-SW-04 | Ethernet27 | 10G SFP+ | 10000 | up | Server NIC
UP-DC-005-MMR-SW-04 | Ethernet28 | 10G SFP+ | 10000 | admin-down
UP-DC-005-MMR-SW-04 | Ethernet29 | 10G SFP+ | 10000 | admin-down
UP-DC-005-MMR-SW-04 | Ethernet30 | 10G SFP+ | 10000 | admin-down
UP-DC-005-MMR-SW-04 | Ethernet31 | 10G SFP+ | 10000 | up | Server NIC
UP-DC-005-MMR-SW-04 | Ethernet32 | 10G SFP+ | 10000 | admin-down
UP-DC-005-MMR-SW-04 | Ethernet33 | 10G SFP+ | 10000 | admin-down
UP-DC-005-MMR-SW-04 | Ethernet34 | 10G SFP+ | 10000 | up | Server NIC
UP-DC-005-MMR-SW-04 | Ethernet35 | 10G SFP+ | 10000 | up | Server NIC
UP-DC-005-MMR-SW-04 | Ethernet36 | 10G SFP+ | 10000 | up | Server NIC
UP-DC-005-MMR-SW-04 | Ethernet37 | 10G SFP+ | 10000 | up | Server NIC
UP-DC-005-MMR-SW-04 | Ethernet38 | 10G SFP+ | 10000 | admin-down
UP-DC-005-MMR-SW-04 | Ethernet39 | 10G SFP+ | 10000 | admin-down
UP-DC-005-MMR-SW-04 | Ethernet40 | 10G SFP+ | 10000 | up | Server NIC
UP-DC-005-MMR-SW-04 | Ethernet41 | 10G SFP+ | 10000 | up | Server NIC
UP-DC-005-MMR-SW-04 | Ethernet42 | 10G SFP+ | 10000 | admin-down
UP-DC-005-MMR-SW-04 | Ethernet43 | 10G SFP+ | 10000 | up | Server NIC
UP-DC-005-MMR-SW-04 | Ethernet44 | 10G SFP+ | 10000 | up | Server NIC
UP-DC-005-MMR-SW-04 | Ethernet45 | 10G SFP+ | 10000 | admin-down
UP-DC-005-MMR-SW-04 | Ethernet46 | 10G SFP+ | 10000 | up | Server NIC
UP-DC-005-MMR-SW-04 | Ethernet47 | 10G SFP+ | 10000 | up | Server NIC
UP-DC-005-MMR-SW-04 | Ethernet48 | 10G SFP+ | 10000 | up | Server NIC
UP-DC-005-MMR-SW-04 | Ethernet49/1 | 100G QSFP28 | 100000 | up | Uplink to UP-DC-005-AGG-R01 | QSFP28-100G-LR4
UP-DC-005-MMR-SW-04 | Ethernet49/2 | 100G QSFP28 | 100000 | up | Uplink to UP-DC-005-AGG-R01 | QSFP28-100G-LR4
UP-DC-005-MMR-SW-04 | Ethernet49/3 | 100G QSFP28 | 100000 | admin-down
UP-DC-005-MMR-SW-04 | Ethernet49/4 | 100G QSFP28 | 100000 | admin-down
UP-DC-005-MMR-SW-05 | xe-0/0/0 | 10G SFP+ | 10000 | up | Access to UP-DC-005-TOR-004 | SFP-10G-LR
UP-DC-005-MMR-SW-05 | xe-0/0/1 | 10G SFP+ | 10000 | up | Access to UP-DC-005-TOR-005 | SFP-10G-LR
UP-DC-005-MMR-SW-05 | xe-0/0/2 | 10G SFP+ | 10000 | up | Server NIC
UP-DC-005-MMR-SW-05 | xe-0/0/3 | 10G SFP+ | 10000 | admin-down
UP-DC-005-MMR-SW-05 | xe-0/0/4 | 10G SFP+ | 10000 | admin-down
UP-DC-005-MMR-SW-05 | xe-0/0/5 | 10G SFP+ | 10000 | admin-down
UP-DC-005-MMR-SW-05 | xe-0/0/6 | 10G SFP+ | 10000 | up | Server NIC
UP-DC-005-MMR-SW-05 | xe-0/0/7 | 10G SFP+ | 10000 | up | Server NIC
UP-DC-005-MMR-SW-05 | xe-0/0/8 | 10G SFP+ | 10000 | up | Server NIC
UP-DC-005-MMR-SW-05 | xe-0/0/9 | 10G SFP+ | 10000 | up | Server NIC
UP-DC-005-MMR-SW-05 | xe-0/0/10 | 10G SFP+ | 10000 | up | Server NIC
UP-DC-005-MMR-SW-05 | xe-0/0/11 | 10G SFP+ | 10000 | up | Server NIC
UP-DC-005-MMR-SW-05 | xe-0/0/12 | 10G SFP+ | 10000 | up | Server NIC
UP-DC-005-MMR-SW-05 | xe-0/0/13 | 10G SFP+ | 10000 | admin-down
UP-DC-005-MMR-SW-05 | xe-0/0/14 | 10G SFP+ | 10000 | up | Server NIC
UP-DC-005-MMR-SW-05 | xe-0/0/15 | 10G SFP+ | 10000 | admin-down
UP-DC-005-MMR-SW-05 | xe-0/0/16 | 10G SFP+ | 10000 | up | Server NIC
UP-DC-005-MMR-SW-05 | xe-0/0/17 | 10G SFP+ | 10000 | up | Server NIC
UP-DC-005-MMR-SW-05 | xe-0/0/18 | 10G SFP+ | 10000 | admin-down
UP-DC-005-MMR-SW-05 | xe-0/0/19 | 10G SFP+ | 10000 | up | Server NIC
UP-DC-005-MMR-SW-05 | xe-0/0/20 | 10G SFP+ | 10000 | admin-down
UP-DC-005-MMR-SW-05 | xe-0/0/21 | 10G SFP+ | 10000 | up | Server NIC
UP-DC-005-MMR-SW-05 | xe-0/0/22 | 10G SFP+ | 10000 | up | Server NIC
UP-DC-005-MMR-SW-05 | xe-0/0/23 | 10G SFP+ | 10000 | up | Server NIC
UP-DC-005-MMR-SW-05 | xe-0/0/24 | 10G SFP+ | 10000 | up | Server NIC
UP-DC-005-MMR-SW-05 | xe-0/0/25 | 10G SFP+ | 10000 | up | Server NIC
UP-DC-005-MMR-SW-05 | xe-0/0/26 | 10G SFP+ | 10000 | up | Server NIC
UP-DC-005-MMR-SW-05 | xe-0/0/27 | 10G SFP+ | 10000 | admin-down
UP-DC-005-MMR-SW-05 | xe-0/0/28 | 10G SFP+ | 10000 | admin-down
UP-DC-005-MMR-SW-05 | xe-0/0/29 | 10G SFP+ | 10000 | up | Server NIC
UP-DC-005-MMR-SW-05 | xe-0/0/30 | 10G SFP+ | 10000 | up | Server NIC
UP-DC-005-MMR-SW-05 | xe-0/0/31 | 10G SFP+ | 10000 | admin-down
UP-DC-005-MMR-SW-05 | xe-0/0/32 | 10G SFP+ | 10000 | up | Server NIC
UP-DC-005-MMR-SW-05 | xe-0/0/33 | 10G SFP+ | 10000 | up | Server NIC
UP-DC-005-MMR-SW-05 | xe-0/0/34 | 10G SFP+ | 10000 | admin-down
UP-DC-005-MMR-SW-05 | xe-0/0/35 | 10G SFP+ | 10000 | up | Server NIC
UP-DC-005-MMR-SW-05 | xe-0/0/36 | 10G SFP+ | 10000 | up | Server NIC
UP-DC-005-MMR-SW-05 | xe-0/0/37 | 10G SFP+ | 10000 | up | Server NIC
UP-DC-005-MMR-SW-05 | xe-0/0/38 | 10G SFP+ | 10000 | up | Server NIC
UP-DC-005-MMR-SW-05 | xe-0/0/39 | 10G SFP+ | 10000 | up | Server NIC
UP-DC-005-MMR-SW-05 | xe-0/0/40 | 10G SFP+ | 10000 | up | Server NIC
UP-DC-005-MMR-SW-05 | xe-0/0/41 | 10G SFP+ | 10000 | up | Server NIC
UP-DC-005-MMR-SW-05 | xe-0/0/42 | 10G SFP+ | 10000 | up | Server NIC
UP-DC-005-MMR-SW-05 | xe-0/0/43 | 10G SFP+ | 10000 | up | Server NIC
UP-DC-005-MMR-SW-05 | xe-0/0/44 | 10G SFP+ | 10000 | admin-down
UP-DC-005-MMR-SW-05 | xe-0/0/45 | 10G SFP+ | 10000 | up | Server NIC
UP-DC-005-MMR-SW-05 | xe-0/0/46 | 10G SFP+ | 10000 | up | Server NIC
UP-DC-005-MMR-SW-05 | xe-0/0/47 | 10G SFP+ | 10000 | admin-down
UP-DC-005-MMR-SW-05 | et-0/1/0 | 100G QSFP28 | 100000 | up | Uplink to UP-DC-005-AGG-R02 | QSFP28-100G-LR4
UP-DC-005-MMR-SW-05 | et-0/1/1 | 100G QSFP28 | 100000 | up | Uplink to UP-DC-005-AGG-R02 | QSFP28-100G-LR4
UP-DC-005-MMR-SW-05 | et-0/1/2 | 100G QSFP28 | 100000 | admin-down
UP-DC-005-MMR-SW-05 | et-0/1/3 | 100G QSFP28 | 100000 | admin-down
UP-DC-005-MMR-SW-06 | xe-0/0/0 | 10G SFP+ | 10000 | up | Access to UP-DC-005-TOR-005 | SFP-10G-LR
UP-DC-005-MMR-SW-06 | xe-0/0/1 | 10G SFP+ | 10000 | admin-down
UP-DC-005-MMR-SW-06 | xe-0/0/2 | 10G SFP+ | 10000 | up | Server NIC
UP-DC-005-MMR-SW-06 | xe-0/0/3 | 10G SFP+ | 10000 | up | Server NIC
UP-DC-005-MMR-SW-06 | xe-0/0/4 | 10G SFP+ | 10000 | admin-down
UP-DC-005-MMR-SW-06 | xe-0/0/5 | 10G SFP+ | 10000 | admin-down
UP-DC-005-MMR-SW-06 | xe-0/0/6 | 10G SFP+ | 10000 | up | Server NIC
UP-DC-005-MMR-SW-06 | xe-0/0/7 | 10G SFP+ | 10000 | admin-down
UP-DC-005-MMR-SW-06 | xe-0/0/8 | 10G SFP+ | 10000 | admin-down
UP-DC-005-MMR-SW-06 | xe-0/0/9 | 10G SFP+ | 10000 | up | Server NIC
UP-DC-005-MMR-SW-06 | xe-0/0/10 | 10G SFP+ | 10000 | admin-down
UP-DC-005-MMR-SW-06 | xe-0/0/11 | 10G SFP+ | 10000 | admin-down
UP-DC-005-MMR-SW-06 | xe-0/0/12 | 10G SFP+ | 10000 | up | Server NIC
UP-DC-005-MMR-SW-06 | xe-0/0/13 | 10G SFP+ | 10000 | up | Server NIC
UP-DC-005-MMR-SW-06 | xe-0/0/14 | 10G SFP+ | 10000 | up | Server NIC
UP-DC-005-MMR-SW-06 | xe-0/0/15 | 10G SFP+ | 10000 | admin-down
UP-DC-005-MMR-SW-06 | xe-0/0/16 | 10G SFP+ | 10000 | admin-down
UP-DC-005-MMR-SW-06 | xe-0/0/17 | 10G SFP+ | 10000 | admin-down
UP-DC-005-MMR-SW-06 | xe-0/0/18 | 10G SFP+ | 10000 | admin-down
UP-DC-005-MMR-SW-06 | xe-0/0/19 | 10G SFP+ | 10000 | up | Server NIC
UP-DC-005-MMR-SW-06 | xe-0/0/20 | 10G SFP+ | 10000 | up | Server NIC
UP-DC-005-MMR-SW-06 | xe-0/0/21 | 10G SFP+ | 10000 | admin-down
UP-DC-005-MMR-SW-06 | xe-0/0/22 | 10G SFP+ | 10000 | up | Server NIC
UP-DC-005-MMR-SW-06 | xe-0/0/23 | 10G SFP+ | 10000 | up | Server NIC
UP-DC-005-MMR-SW-06 | xe-0/0/24 | 10G SFP+ | 10000 | admin-down
UP-DC-005-MMR-SW-06 | xe-0/0/25 | 10G SFP+ | 10000 | up | Server NIC
UP-DC-005-MMR-SW-06 | xe-0/0/26 | 10G SFP+ | 10000 | up | Server NIC
UP-DC-005-MMR-SW-06 | xe-0/0/27 | 10G SFP+ | 10000 | up | Server NIC
UP-DC-005-MMR-SW-06 | xe-0/0/28 | 10G SFP+ | 10000 | admin-down
UP-DC-005-MMR-SW-06 | xe-0/0/29 | 10G SFP+ | 10000 | up | Server NIC
UP-DC-005-MMR-SW-06 | xe-0/0/30 | 10G SFP+ | 10000 | up | Server NIC
UP-DC-005-MMR-SW-06 | xe-0/0/31 | 10G SFP+ | 10000 | admin-down
UP-DC-005-MMR-SW-06 | xe-0/0/32 | 10G SFP+ | 10000 | up | Server NIC
UP-DC-005-MMR-SW-06 | xe-0/0/33 | 10G SFP+ | 10000 | up | Server NIC
UP-DC-005-MMR-SW-06 | xe-0/0/34 | 10G SFP+ | 10000 | up | Server NIC
UP-DC-005-MMR-SW-06 | xe-0/0/35 | 10G SFP+ | 10000 | up | Server NIC
UP-DC-005-MMR-SW-06 | xe-0/0/36 | 10G SFP+ | 10000 | admin-down
UP-DC-005-MMR-SW-06 | xe-0/0/37 | 10G SFP+ | 10000 | up | Server NIC
UP-DC-005-MMR-SW-06 | xe-0/0/38 | 10G SFP+ | 10000 | up | Server NIC
UP-DC-005-MMR-SW-06 | xe-0/0/39 | 10G SFP+ | 10000 | up | Server NIC
UP-DC-005-MMR-SW-06 | xe-0/0/40 | 10G SFP+ | 10000 | up | Server NIC
UP-DC-005-MMR-SW-06 | xe-0/0/41 | 10G SFP+ | 10000 | up | Server NIC
UP-DC-005-MMR-SW-06 | xe-0/0/42 | 10G SFP+ | 10000 | up | Server NIC
UP-DC-005-MMR-SW-06 | xe-0/0/43 | 10G SFP+ | 10000 | admin-down
UP-DC-005-MMR-SW-06 | xe-0/0/44 | 10G SFP+ | 10000 | up | Server NIC
UP-DC-005-MMR-SW-06 | xe-0/0/45 | 10G SFP+ | 10000 | up | Server NIC
UP-DC-005-MMR-SW-06 | xe-0/0/46 | 10G SFP+ | 10000 | admin-down
UP-DC-005-MMR-SW-06 | xe-0/0/47 | 10G SFP+ | 10000 | up | Server NIC
UP-DC-005-MMR-SW-06 | et-0/1/0 | 100G QSFP28 | 100000 | up | Uplink to UP-DC-005-AGG-R03 | QSFP28-100G-LR4
UP-DC-005-MMR-SW-06 | et-0/1/1 | 100G QSFP28 | 100000 | up | Uplink to UP-DC-005-AGG-R03 | QSFP28-100G-LR4
UP-DC-005-MMR-SW-06 | et-0/1/2 | 100G QSFP28 | 100000 | admin-down
UP-DC-005-MMR-SW-06 | et-0/1/3 | 100G QSFP28 | 100000 | admin-down
UP-DC-005-MMR-SW-07 | xe-0/0/0 | 10G SFP+ | 10000 | up | Server NIC
UP-DC-005-MMR-SW-07 | xe-0/0/1 | 10G SFP+ | 10000 | admin-down
UP-DC-005-MMR-SW-07 | xe-0/0/2 | 10G SFP+ | 10000 | up | Server NIC
UP-DC-005-MMR-SW-07 | xe-0/0/3 | 10G SFP+ | 10000 | up | Server NIC
UP-DC-005-MMR-SW-07 | xe-0/0/4 | 10G SFP+ | 10000 | up | Server NIC
UP-DC-005-MMR-SW-07 | xe-0/0/5 | 10G SFP+ | 10000 | up | Server NIC
UP-DC-005-MMR-SW-07 | xe-0/0/6 | 10G SFP+ | 10000 | up | Server NIC
UP-DC-005-MMR-SW-07 | xe-0/0/7 | 10G SFP+ | 10000 | up | Server NIC
UP-DC-005-MMR-SW-07 | xe-0/0/8 | 10G SFP+ | 10000 | up | Server NIC
UP-DC-005-MMR-SW-07 | xe-0/0/9 | 10G SFP+ | 10000 | up | Server NIC
UP-DC-005-MMR-SW-07 | xe-0/0/10 | 10G SFP+ | 10000 | admin-down
UP-DC-005-MMR-SW-07 | xe-0/0/11 | 10G SFP+ | 10000 | admin-down
UP-DC-005-MMR-SW-07 | xe-0/0/12 | 10G SFP+ | 10000 | up | Server NIC
UP-DC-005-MMR-SW-07 | xe-0/0/13 | 10G SFP+ | 10000 | up | Server NIC
UP-DC-005-MMR-SW-07 | xe-0/0/14 | 10G SFP+ | 10000 | up | Server NIC
UP-DC-005-MMR-SW-07 | xe-0/0/15 | 10G SFP+ | 10000 | up | Server NIC
UP-DC-005-MMR-SW-07 | xe-0/0/16 | 10G SFP+ | 10000 | up | Server NIC
UP-DC-005-MMR-SW-07 | xe-0/0/17 | 10G SFP+ | 10000 | up | Server NIC
UP-DC-005-MMR-SW-07 | xe-0/0/18 | 10G SFP+ | 10000 | admin-down
UP-DC-005-MMR-SW-07 | xe-0/0/19 | 10G SFP+ | 10000 | up | Server NIC
UP-DC-005-MMR-SW-07 | xe-0/0/20 | 10G SFP+ | 10000 | up | Server NIC
UP-DC-005-MMR-SW-07 | xe-0/0/21 | 10G SFP+ | 10000 | up | Server NIC
UP-DC-005-MMR-SW-07 | xe-0/0/22 | 10G SFP+ | 10000 | admin-down
UP-DC-005-MMR-SW-07 | xe-0/0/23 | 10G SFP+ | 10000 | up | Server NIC
UP-DC-005-MMR-SW-07 | xe-0/0/24 | 10G SFP+ | 10000 | up | Server NIC
UP-DC-005-MMR-SW-07 | xe-0/0/25 | 10G SFP+ | 10000 | up | Server NIC
UP-DC-005-MMR-SW-07 | xe-0/0/26 | 10G SFP+ | 10000 | admin-down
UP-DC-005-MMR-SW-07 | xe-0/0/27 | 10G SFP+ | 10000 | up | Server NIC
UP-DC-005-MMR-SW-07 | xe-0/0/28 | 10G SFP+ | 10000 | up | Server NIC
UP-DC-005-MMR-SW-07 | xe-0/0/29 | 10G SFP+ | 10000 | admin-down
UP-DC-005-MMR-SW-07 | xe-0/0/30 | 10G SFP+ | 10000 | admin-down
UP-DC-005-MMR-SW-07 | xe-0/0/31 | 10G SFP+ | 10000 | up | Server NIC
UP-DC-005-MMR-SW-07 | xe-0/0/32 | 10G SFP+ | 10000 | admin-down
UP-DC-005-MMR-SW-07 | xe-0/0/33 | 10G SFP+ | 10000 | admin-down
UP-DC-005-MMR-SW-07 | xe-0/0/34 | 10G SFP+ | 10000 | up | Server NIC
UP-DC-005-MMR-SW-07 | xe-0/0/35 | 10G SFP+ | 10000 | up | Server NIC
UP-DC-005-MMR-SW-07 | xe-0/0/36 | 10G SFP+ | 10000 | up | Server NIC
UP-DC-005-MMR-SW-07 | xe-0/0/37 | 10G SFP+ | 10000 | admin-down
UP-DC-005-MMR-SW-07 | xe-0/0/38 | 10G SFP+ | 10000 | admin-down
UP-DC-005-MMR-SW-07 | xe-0/0/39 | 10G SFP+ | 10000 | up | Server NIC
UP-DC-005-MMR-SW-07 | xe-0/0/40 | 10G SFP+ | 10000 | admin-down
UP-DC-005-MMR-SW-07 | xe-0/0/41 | 10G SFP+ | 10000 | up | Server NIC
UP-DC-005-MMR-SW-07 | xe-0/0/42 | 10G SFP+ | 10000 | up | Server NIC
UP-DC-005-MMR-SW-07 | xe-0/0/43 | 10G SFP+ | 10000 | up | Server NIC
UP-DC-005-MMR-SW-07 | xe-0/0/44 | 10G SFP+ | 10000 | admin-down
UP-DC-005-MMR-SW-07 | xe-0/0/45 | 10G SFP+ | 10000 | up | Server NIC
UP-DC-005-MMR-SW-07 | xe-0/0/46 | 10G SFP+ | 10000 | up | Server NIC
UP-DC-005-MMR-SW-07 | xe-0/0/47 | 10G SFP+ | 10000 | admin-down
UP-DC-005-MMR-SW-07 | et-0/1/0 | 100G QSFP28 | 100000 | up | Uplink to UP-DC-005-AGG-R01 | QSFP28-100G-LR4
UP-DC-005-MMR-SW-07 | et-0/1/1 | 100G QSFP28 | 100000 | up | Uplink to UP-DC-005-AGG-R01 | QSFP28-100G-LR4
UP-DC-005-MMR-SW-07 | et-0/1/2 | 100G QSFP28 | 100000 | admin-down
UP-DC-005-MMR-SW-07 | et-0/1/3 | 100G QSFP28 | 100000 | admin-down
UP-DC-005-TOR-001 | Ethernet1 | 10G SFP+ | 10000 | up | Access to UP-DC-005-MMR-SW-01 | SFP-10G-LR
UP-DC-005-TOR-001 | Ethernet2 | 10G SFP+ | 10000 | up | Access to UP-DC-005-MMR-SW-02 | SFP-10G-LR
UP-DC-005-TOR-001 | Ethernet3 | 10G SFP+ | 10000 | up | Server NIC
UP-DC-005-TOR-001 | Ethernet4 | 10G SFP+ | 10000 | up | Server NIC
UP-DC-005-TOR-001 | Ethernet5 | 10G SFP+ | 10000 | admin-down
UP-DC-005-TOR-001 | Ethernet6 | 10G SFP+ | 10000 | up | Server NIC
UP-DC-005-TOR-001 | Ethernet7 | 10G SFP+ | 10000 | admin-down
UP-DC-005-TOR-001 | Ethernet8 | 10G SFP+ | 10000 | up | Server NIC
UP-DC-005-TOR-001 | Ethernet9 | 10G SFP+ | 10000 | admin-down
UP-DC-005-TOR-001 | Ethernet10 | 10G SFP+ | 10000 | admin-down
UP-DC-005-TOR-001 | Ethernet11 | 10G SFP+ | 10000 | up | Server NIC
UP-DC-005-TOR-001 | Ethernet12 | 10G SFP+ | 10000 | up | Server NIC
UP-DC-005-TOR-001 | Ethernet13 | 10G SFP+ | 10000 | admin-down
UP-DC-005-TOR-001 | Ethernet14 | 10G SFP+ | 10000 | admin-down
UP-DC-005-TOR-001 | Ethernet15 | 10G SFP+ | 10000 | up | Server NIC
UP-DC-005-TOR-001 | Ethernet16 | 10G SFP+ | 10000 | up | Server NIC
UP-DC-005-TOR-001 | Ethernet17 | 10G SFP+ | 10000 | admin-down
UP-DC-005-TOR-001 | Ethernet18 | 10G SFP+ | 10000 | up | Server NIC
UP-DC-005-TOR-001 | Ethernet19 | 10G SFP+ | 10000 | admin-down
UP-DC-005-TOR-001 | Ethernet20 | 10G SFP+ | 10000 | up | Server NIC
UP-DC-005-TOR-001 | Ethernet21 | 10G SFP+ | 10000 | up | Server NIC
UP-DC-005-TOR-001 | Ethernet22 | 10G SFP+ | 10000 | up | Server NIC
UP-DC-005-TOR-001 | Ethernet23 | 10G SFP+ | 10000 | up | Server NIC
UP-DC-005-TOR-001 | Ethernet24 | 10G SFP+ | 10000 | up | Server NIC
UP-DC-005-TOR-001 | Ethernet49/1 | 100G QSFP28 | 100000 | admin-down
UP-DC-005-TOR-001 | Ethernet49/2 | 100G QSFP28 | 100000 | admin-down
UP-DC-005-TOR-002 | Te0/0/0/0 | 10G SFP+ | 10000 | up | Access to UP-DC-005-MMR-SW-02 | SFP-10G-LR
UP-DC-005-TOR-002 | Te0/0/0/1 | 10G SFP+ | 10000 | up | Access to UP-DC-005-MMR-SW-03 | SFP-10G-LR
UP-DC-005-TOR-002 | Te0/0/0/2 | 10G SFP+ | 10000 | up | Server NIC
UP-DC-005-TOR-002 | Te0/0/0/3 | 10G SFP+ | 10000 | admin-down
UP-DC-005-TOR-002 | Te0/0/0/4 | 10G SFP+ | 10000 | admin-down
UP-DC-005-TOR-002 | Te0/0/0/5 | 10G SFP+ | 10000 | up | Server NIC
UP-DC-005-TOR-002 | Te0/0/0/6 | 10G SFP+ | 10000 | admin-down
UP-DC-005-TOR-002 | Te0/0/0/7 | 10G SFP+ | 10000 | up | Server NIC
UP-DC-005-TOR-002 | Te0/0/0/8 | 10G SFP+ | 10000 | up | Server NIC
UP-DC-005-TOR-002 | Te0/0/0/9 | 10G SFP+ | 10000 | up | Server NIC
UP-DC-005-TOR-002 | Te0/0/0/10 | 10G SFP+ | 10000 | admin-down
UP-DC-005-TOR-002 | Te0/0/0/11 | 10G SFP+ | 10000 | up | Server NIC
UP-DC-005-TOR-002 | Te0/0/0/12 | 10G SFP+ | 10000 | admin-down
UP-DC-005-TOR-002 | Te0/0/0/13 | 10G SFP+ | 10000 | admin-down
UP-DC-005-TOR-002 | Te0/0/0/14 | 10G SFP+ | 10000 | admin-down
UP-DC-005-TOR-002 | Te0/0/0/15 | 10G SFP+ | 10000 | admin-down
UP-DC-005-TOR-002 | Te0/0/0/16 | 10G SFP+ | 10000 | up | Server NIC
UP-DC-005-TOR-002 | Te0/0/0/17 | 10G SFP+ | 10000 | up | Server NIC
UP-DC-005-TOR-002 | Te0/0/0/18 | 10G SFP+ | 10000 | up | Server NIC
UP-DC-005-TOR-002 | Te0/0/0/19 | 10G SFP+ | 10000 | admin-down
UP-DC-005-TOR-002 | Te0/0/0/20 | 10G SFP+ | 10000 | admin-down
UP-DC-005-TOR-002 | Te0/0/0/21 | 10G SFP+ | 10000 | admin-down
UP-DC-005-TOR-002 | Te0/0/0/22 | 10G SFP+ | 10000 | up | Server NIC
UP-DC-005-TOR-002 | Te0/0/0/23 | 10G SFP+ | 10000 | up | Server NIC
UP-DC-005-TOR-002 | Hu0/0/1/0 | 100G QSFP28 | 100000 | admin-down
UP-DC-005-TOR-002 | Hu0/0/1/1 | 100G QSFP28 | 100000 | admin-down
UP-DC-005-TOR-003 | xe-0/0/0 | 10G SFP+ | 10000 | up | Access to UP-DC-005-MMR-SW-03 | SFP-10G-LR
UP-DC-005-TOR-003 | xe-0/0/1 | 10G SFP+ | 10000 | up | Access to UP-DC-005-MMR-SW-04 | SFP-10G-LR
UP-DC-005-TOR-003 | xe-0/0/2 | 10G SFP+ | 10000 | up | Server NIC
UP-DC-005-TOR-003 | xe-0/0/3 | 10G SFP+ | 10000 | up | Server NIC
UP-DC-005-TOR-003 | xe-0/0/4 | 10G SFP+ | 10000 | up | Server NIC
UP-DC-005-TOR-003 | xe-0/0/5 | 10G SFP+ | 10000 | admin-down
UP-DC-005-TOR-003 | xe-0/0/6 | 10G SFP+ | 10000 | up | Server NIC
UP-DC-005-TOR-003 | xe-0/0/7 | 10G SFP+ | 10000 | admin-down
UP-DC-005-TOR-003 | xe-0/0/8 | 10G SFP+ | 10000 | admin-down
UP-DC-005-TOR-003 | xe-0/0/9 | 10G SFP+ | 10000 | admin-down
UP-DC-005-TOR-003 | xe-0/0/10 | 10G SFP+ | 10000 | up | Server NIC
UP-DC-005-TOR-003 | xe-0/0/11 | 10G SFP+ | 10000 | admin-down
UP-DC-005-TOR-003 | xe-0/0/12 | 10G SFP+ | 10000 | up | Server NIC
UP-DC-005-TOR-003 | xe-0/0/13 | 10G SFP+ | 10000 | up | Server NIC
UP-DC-005-TOR-003 | xe-0/0/14 | 10G SFP+ | 10000 | up | Server NIC
UP-DC-005-TOR-003 | xe-0/0/15 | 10G SFP+ | 10000 | admin-down
UP-DC-005-TOR-003 | xe-0/0/16 | 10G SFP+ | 10000 | up | Server NIC
UP-DC-005-TOR-003 | xe-0/0/17 | 10G SFP+ | 10000 | up | Server NIC
UP-DC-005-TOR-003 | xe-0/0/18 | 10G SFP+ | 10000 | up | Server NIC
UP-DC-005-TOR-003 | xe-0/0/19 | 10G SFP+ | 10000 | up | Server NIC
UP-DC-005-TOR-003 | xe-0/0/20 | 10G SFP+ | 10000 | admin-down
UP-DC-005-TOR-003 | xe-0/0/21 | 10G SFP+ | 10000 | admin-down
UP-DC-005-TOR-003 | xe-0/0/22 | 10G SFP+ | 10000 | admin-down
UP-DC-005-TOR-003 | xe-0/0/23 | 10G SFP+ | 10000 | admin-down
UP-DC-005-TOR-003 | et-0/1/0 | 100G QSFP28 | 100000 | admin-down
UP-DC-005-TOR-003 | et-0/1/1 | 100G QSFP28 | 100000 | admin-down
UP-DC-005-TOR-004 | Te0/0/0/0 | 10G SFP+ | 10000 | up | Access to UP-DC-005-MMR-SW-04 | SFP-10G-LR
UP-DC-005-TOR-004 | Te0/0/0/1 | 10G SFP+ | 10000 | up | Access to UP-DC-005-MMR-SW-05 | SFP-10G-LR
UP-DC-005-TOR-004 | Te0/0/0/2 | 10G SFP+ | 10000 | admin-down
UP-DC-005-TOR-004 | Te0/0/0/3 | 10G SFP+ | 10000 | admin-down
UP-DC-005-TOR-004 | Te0/0/0/4 | 10G SFP+ | 10000 | up | Server NIC
UP-DC-005-TOR-004 | Te0/0/0/5 | 10G SFP+ | 10000 | up | Server NIC
UP-DC-005-TOR-004 | Te0/0/0/6 | 10G SFP+ | 10000 | up | Server NIC
UP-DC-005-TOR-004 | Te0/0/0/7 | 10G SFP+ | 10000 | up | Server NIC
UP-DC-005-TOR-004 | Te0/0/0/8 | 10G SFP+ | 10000 | up | Server NIC
UP-DC-005-TOR-004 | Te0/0/0/9 | 10G SFP+ | 10000 | up | Server NIC
UP-DC-005-TOR-004 | Te0/0/0/10 | 10G SFP+ | 10000 | up | Server NIC
UP-DC-005-TOR-004 | Te0/0/0/11 | 10G SFP+ | 10000 | up | Server NIC
UP-DC-005-TOR-004 | Te0/0/0/12 | 10G SFP+ | 10000 | up | Server NIC
UP-DC-005-TOR-004 | Te0/0/0/13 | 10G SFP+ | 10000 | admin-down
UP-DC-005-TOR-004 | Te0/0/0/14 | 10G SFP+ | 10000 | admin-down
UP-DC-005-TOR-004 | Te0/0/0/15 | 10G SFP+ | 10000 | up | Server NIC
UP-DC-005-TOR-004 | Te0/0/0/16 | 10G SFP+ | 10000 | up | Server NIC
UP-DC-005-TOR-004 | Te0/0/0/17 | 10G SFP+ | 10000 | up | Server NIC
UP-DC-005-TOR-004 | Te0/0/0/18 | 10G SFP+ | 10000 | up | Server NIC
UP-DC-005-TOR-004 | Te0/0/0/19 | 10G SFP+ | 10000 | up | Server NIC
UP-DC-005-TOR-004 | Te0/0/0/20 | 10G SFP+ | 10000 | up | Server NIC
UP-DC-005-TOR-004 | Te0/0/0/21 | 10G SFP+ | 10000 | admin-down
UP-DC-005-TOR-004 | Te0/0/0/22 | 10G SFP+ | 10000 | up | Server NIC
UP-DC-005-TOR-004 | Te0/0/0/23 | 10G SFP+ | 10000 | up | Server NIC
UP-DC-005-TOR-004 | Hu0/0/1/0 | 100G QSFP28 | 100000 | admin-down
UP-DC-005-TOR-004 | Hu0/0/1/1 | 100G QSFP28 | 100000 | admin-down
UP-DC-005-TOR-005 | Te0/0/0/0 | 10G SFP+ | 10000 | up | Access to UP-DC-005-MMR-SW-05 | SFP-10G-LR
UP-DC-005-TOR-005 | Te0/0/0/1 | 10G SFP+ | 10000 | up | Access to UP-DC-005-MMR-SW-06 | SFP-10G-LR
UP-DC-005-TOR-005 | Te0/0/0/2 | 10G SFP+ | 10000 | up | Server NIC
UP-DC-005-TOR-005 | Te0/0/0/3 | 10G SFP+ | 10000 | up | Server NIC
UP-DC-005-TOR-005 | Te0/0/0/4 | 10G SFP+ | 10000 | admin-down
UP-DC-005-TOR-005 | Te0/0/0/5 | 10G SFP+ | 10000 | up | Server NIC
UP-DC-005-TOR-005 | Te0/0/0/6 | 10G SFP+ | 10000 | admin-down
UP-DC-005-TOR-005 | Te0/0/0/7 | 10G SFP+ | 10000 | up | Server NIC
UP-DC-005-TOR-005 | Te0/0/0/8 | 10G SFP+ | 10000 | up | Server NIC
UP-DC-005-TOR-005 | Te0/0/0/9 | 10G SFP+ | 10000 | reserved
UP-DC-005-TOR-005 | Te0/0/0/10 | 10G SFP+ | 10000 | admin-down
UP-DC-005-TOR-005 | Te0/0/0/11 | 10G SFP+ | 10000 | up | Server NIC
UP-DC-005-TOR-005 | Te0/0/0/12 | 10G SFP+ | 10000 | admin-down
UP-DC-005-TOR-005 | Te0/0/0/13 | 10G SFP+ | 10000 | up | Server NIC
UP-DC-005-TOR-005 | Te0/0/0/14 | 10G SFP+ | 10000 | admin-down
UP-DC-005-TOR-005 | Te0/0/0/15 | 10G SFP+ | 10000 | admin-down
UP-DC-005-TOR-005 | Te0/0/0/16 | 10G SFP+ | 10000 | up | Server NIC
UP-DC-005-TOR-005 | Te0/0/0/17 | 10G SFP+ | 10000 | up | Server NIC
UP-DC-005-TOR-005 | Te0/0/0/18 | 10G SFP+ | 10000 | admin-down
UP-DC-005-TOR-005 | Te0/0/0/19 | 10G SFP+ | 10000 | admin-down
UP-DC-005-TOR-005 | Te0/0/0/20 | 10G SFP+ | 10000 | up | Server NIC
UP-DC-005-TOR-005 | Te0/0/0/21 | 10G SFP+ | 10000 | admin-down
UP-DC-005-TOR-005 | Te0/0/0/22 | 10G SFP+ | 10000 | up | Server NIC
UP-DC-005-TOR-005 | Te0/0/0/23 | 10G SFP+ | 10000 | up | Server NIC
UP-DC-005-TOR-005 | Hu0/0/1/0 | 100G QSFP28 | 100000 | admin-down
UP-DC-005-TOR-005 | Hu0/0/1/1 | 100G QSFP28 | 100000 | admin-down
UP-DC-006-PE-T4-01 | xe-0/0/0 | 10G SFP+ | 10000 | admin-down
UP-DC-006-PE-T4-01 | xe-0/0/1 | 10G SFP+ | 10000 | up | Backhaul to UP-DC-007 | SFP-10G-LR
UP-DC-006-PE-T4-01 | xe-0/0/2 | 10G SFP+ | 10000 | up | Backhaul to WB-DC-016 | SFP-10G-LR
UP-DC-006-PE-T4-01 | xe-0/0/3 | 10G SFP+ | 10000 | up | Backhaul to UP-DC-005 | SFP-10G-LR
UP-DC-006-PE-T4-01 | xe-0/0/4 | 10G SFP+ | 10000 | up | Backhaul to WB-DC-016 | SFP-10G-LR
UP-DC-006-PE-T4-01 | xe-0/0/5 | 10G SFP+ | 10000 | up | Backhaul to AP-DC-010 | SFP-10G-LR
UP-DC-006-PE-T4-01 | xe-0/0/6 | 10G SFP+ | 10000 | up | Uplink to UP-DC-006-AGG-R01 | SFP-10G-LR
UP-DC-006-PE-T4-01 | xe-0/0/7 | 10G SFP+ | 10000 | admin-down
UP-DC-006-PE-T4-01 | xe-0/0/8 | 10G SFP+ | 10000 | admin-down
UP-DC-006-PE-T4-01 | xe-0/0/9 | 10G SFP+ | 10000 | admin-down
UP-DC-006-PE-T4-01 | xe-0/0/10 | 10G SFP+ | 10000 | admin-down
UP-DC-006-PE-T4-01 | xe-0/0/11 | 10G SFP+ | 10000 | admin-down
UP-DC-006-PE-T4-01 | et-0/1/0 | 100G QSFP28 | 100000 | up | Fabric to UP-DC-006-PE-T4-02 | QSFP28-100G-LR4
UP-DC-006-PE-T4-01 | et-0/1/1 | 100G QSFP28 | 100000 | up | Fabric to UP-DC-006-PE-T4-03 | QSFP28-100G-LR4
UP-DC-006-PE-T4-01 | et-0/1/2 | 100G QSFP28 | 100000 | up | Fabric to UP-DC-006-PE-T4-04 | QSFP28-100G-LR4
UP-DC-006-PE-T4-01 | et-0/1/3 | 100G QSFP28 | 100000 | admin-down
UP-DC-006-PE-T4-01 | ge-0/2/0 | 1G copper | 1000 | reserved
UP-DC-006-PE-T4-01 | ge-0/2/1 | 1G copper | 1000 | admin-down
UP-DC-006-PE-T4-01 | ge-0/2/2 | 1G copper | 1000 | admin-down
UP-DC-006-PE-T4-01 | ge-0/2/3 | 1G copper | 1000 | admin-down
UP-DC-006-PE-T4-01 | ge-0/2/4 | 1G copper | 1000 | admin-down
UP-DC-006-PE-T4-01 | ge-0/2/5 | 1G copper | 1000 | admin-down
UP-DC-006-PE-T4-01 | ge-0/2/6 | 1G copper | 1000 | admin-down
UP-DC-006-PE-T4-01 | ge-0/2/7 | 1G copper | 1000 | admin-down
UP-DC-006-PE-T4-01 | ge-0/2/8 | 1G copper | 1000 | admin-down
UP-DC-006-PE-T4-01 | ge-0/2/9 | 1G copper | 1000 | admin-down
UP-DC-006-PE-T4-01 | ge-0/2/10 | 1G copper | 1000 | admin-down
UP-DC-006-PE-T4-01 | ge-0/2/11 | 1G copper | 1000 | admin-down
UP-DC-006-PE-T4-01 | ge-0/2/12 | 1G copper | 1000 | admin-down
UP-DC-006-PE-T4-01 | ge-0/2/13 | 1G copper | 1000 | admin-down
UP-DC-006-PE-T4-01 | ge-0/2/14 | 1G copper | 1000 | admin-down
UP-DC-006-PE-T4-01 | ge-0/2/15 | 1G copper | 1000 | admin-down
UP-DC-006-PE-T4-02 | xe-0/0/0 | 10G SFP+ | 10000 | admin-down
UP-DC-006-PE-T4-02 | xe-0/0/1 | 10G SFP+ | 10000 | up | Backhaul to MH-DC-001 | SFP-10G-LR
UP-DC-006-PE-T4-02 | xe-0/0/2 | 10G SFP+ | 10000 | up | Backhaul to AP-DC-010 | SFP-10G-LR
UP-DC-006-PE-T4-02 | xe-0/0/3 | 10G SFP+ | 10000 | up | Backhaul to MP-DC-014 | SFP-10G-LR
UP-DC-006-PE-T4-02 | xe-0/0/4 | 10G SFP+ | 10000 | up | Backhaul to KA-DC-008 | SFP-10G-LR
UP-DC-006-PE-T4-02 | xe-0/0/5 | 10G SFP+ | 10000 | up | Backhaul to MH-DC-002 | SFP-10G-LR
UP-DC-006-PE-T4-02 | xe-0/0/6 | 10G SFP+ | 10000 | up | Uplink to UP-DC-006-AGG-R01 | SFP-10G-LR
UP-DC-006-PE-T4-02 | xe-0/0/7 | 10G SFP+ | 10000 | up | Uplink to UP-DC-006-AGG-R02 | SFP-10G-LR
UP-DC-006-PE-T4-02 | xe-0/0/8 | 10G SFP+ | 10000 | admin-down
UP-DC-006-PE-T4-02 | xe-0/0/9 | 10G SFP+ | 10000 | admin-down
UP-DC-006-PE-T4-02 | xe-0/0/10 | 10G SFP+ | 10000 | admin-down
UP-DC-006-PE-T4-02 | xe-0/0/11 | 10G SFP+ | 10000 | admin-down
UP-DC-006-PE-T4-02 | et-0/1/0 | 100G QSFP28 | 100000 | up | Fabric to UP-DC-006-PE-T4-01 | QSFP28-100G-LR4
UP-DC-006-PE-T4-02 | et-0/1/1 | 100G QSFP28 | 100000 | up | Fabric to UP-DC-006-PE-T4-03 | QSFP28-100G-LR4
UP-DC-006-PE-T4-02 | et-0/1/2 | 100G QSFP28 | 100000 | up | Fabric to UP-DC-006-PE-T4-04 | QSFP28-100G-LR4
UP-DC-006-PE-T4-02 | et-0/1/3 | 100G QSFP28 | 100000 | admin-down
UP-DC-006-PE-T4-02 | ge-0/2/0 | 1G copper | 1000 | reserved
UP-DC-006-PE-T4-02 | ge-0/2/1 | 1G copper | 1000 | admin-down
UP-DC-006-PE-T4-02 | ge-0/2/2 | 1G copper | 1000 | admin-down
UP-DC-006-PE-T4-02 | ge-0/2/3 | 1G copper | 1000 | admin-down
UP-DC-006-PE-T4-02 | ge-0/2/4 | 1G copper | 1000 | admin-down
UP-DC-006-PE-T4-02 | ge-0/2/5 | 1G copper | 1000 | admin-down
UP-DC-006-PE-T4-02 | ge-0/2/6 | 1G copper | 1000 | admin-down
UP-DC-006-PE-T4-02 | ge-0/2/7 | 1G copper | 1000 | admin-down
UP-DC-006-PE-T4-02 | ge-0/2/8 | 1G copper | 1000 | admin-down
UP-DC-006-PE-T4-02 | ge-0/2/9 | 1G copper | 1000 | reserved
UP-DC-006-PE-T4-02 | ge-0/2/10 | 1G copper | 1000 | admin-down
UP-DC-006-PE-T4-02 | ge-0/2/11 | 1G copper | 1000 | admin-down
UP-DC-006-PE-T4-02 | ge-0/2/12 | 1G copper | 1000 | admin-down
UP-DC-006-PE-T4-02 | ge-0/2/13 | 1G copper | 1000 | admin-down
UP-DC-006-PE-T4-02 | ge-0/2/14 | 1G copper | 1000 | admin-down
UP-DC-006-PE-T4-02 | ge-0/2/15 | 1G copper | 1000 | admin-down
UP-DC-006-PE-T4-03 | xe-0/0/0 | 10G SFP+ | 10000 | admin-down
UP-DC-006-PE-T4-03 | xe-0/0/1 | 10G SFP+ | 10000 | up | Backhaul to UP-DC-005 | SFP-10G-LR
UP-DC-006-PE-T4-03 | xe-0/0/2 | 10G SFP+ | 10000 | up | Backhaul to HR-DC-011 | SFP-10G-LR
UP-DC-006-PE-T4-03 | xe-0/0/3 | 10G SFP+ | 10000 | up | Backhaul to HR-DC-011 | SFP-10G-LR
UP-DC-006-PE-T4-03 | xe-0/0/4 | 10G SFP+ | 10000 | up | Backhaul to AP-DC-010 | SFP-10G-LR
UP-DC-006-PE-T4-03 | xe-0/0/5 | 10G SFP+ | 10000 | up | Backhaul to MH-DC-001 | SFP-10G-LR
UP-DC-006-PE-T4-03 | xe-0/0/6 | 10G SFP+ | 10000 | up | Uplink to UP-DC-006-AGG-R02 | SFP-10G-LR
UP-DC-006-PE-T4-03 | xe-0/0/7 | 10G SFP+ | 10000 | admin-down
UP-DC-006-PE-T4-03 | xe-0/0/8 | 10G SFP+ | 10000 | admin-down
UP-DC-006-PE-T4-03 | xe-0/0/9 | 10G SFP+ | 10000 | admin-down
UP-DC-006-PE-T4-03 | xe-0/0/10 | 10G SFP+ | 10000 | admin-down
UP-DC-006-PE-T4-03 | xe-0/0/11 | 10G SFP+ | 10000 | admin-down
UP-DC-006-PE-T4-03 | et-0/1/0 | 100G QSFP28 | 100000 | up | Fabric to UP-DC-006-PE-T4-01 | QSFP28-100G-LR4
UP-DC-006-PE-T4-03 | et-0/1/1 | 100G QSFP28 | 100000 | up | Fabric to UP-DC-006-PE-T4-02 | QSFP28-100G-LR4
UP-DC-006-PE-T4-03 | et-0/1/2 | 100G QSFP28 | 100000 | up | Fabric to UP-DC-006-PE-T4-04 | QSFP28-100G-LR4
UP-DC-006-PE-T4-03 | et-0/1/3 | 100G QSFP28 | 100000 | admin-down
UP-DC-006-PE-T4-03 | ge-0/2/0 | 1G copper | 1000 | admin-down
UP-DC-006-PE-T4-03 | ge-0/2/1 | 1G copper | 1000 | admin-down
UP-DC-006-PE-T4-03 | ge-0/2/2 | 1G copper | 1000 | admin-down
UP-DC-006-PE-T4-03 | ge-0/2/3 | 1G copper | 1000 | admin-down
UP-DC-006-PE-T4-03 | ge-0/2/4 | 1G copper | 1000 | reserved
UP-DC-006-PE-T4-03 | ge-0/2/5 | 1G copper | 1000 | admin-down
UP-DC-006-PE-T4-03 | ge-0/2/6 | 1G copper | 1000 | admin-down
UP-DC-006-PE-T4-03 | ge-0/2/7 | 1G copper | 1000 | admin-down
UP-DC-006-PE-T4-03 | ge-0/2/8 | 1G copper | 1000 | admin-down
UP-DC-006-PE-T4-03 | ge-0/2/9 | 1G copper | 1000 | admin-down
UP-DC-006-PE-T4-03 | ge-0/2/10 | 1G copper | 1000 | admin-down
UP-DC-006-PE-T4-03 | ge-0/2/11 | 1G copper | 1000 | admin-down
UP-DC-006-PE-T4-03 | ge-0/2/12 | 1G copper | 1000 | admin-down
UP-DC-006-PE-T4-03 | ge-0/2/13 | 1G copper | 1000 | admin-down
UP-DC-006-PE-T4-03 | ge-0/2/14 | 1G copper | 1000 | admin-down
UP-DC-006-PE-T4-03 | ge-0/2/15 | 1G copper | 1000 | admin-down
UP-DC-006-PE-T4-04 | xe-0/0/0 | 10G SFP+ | 10000 | admin-down
UP-DC-006-PE-T4-04 | xe-0/0/1 | 10G SFP+ | 10000 | up | Backhaul to UP-DC-007 | SFP-10G-LR
UP-DC-006-PE-T4-04 | xe-0/0/2 | 10G SFP+ | 10000 | up | Backhaul to TN-DC-022 | SFP-10G-LR
UP-DC-006-PE-T4-04 | xe-0/0/3 | 10G SFP+ | 10000 | up | Backhaul to WB-DC-017 | SFP-10G-LR
UP-DC-006-PE-T4-04 | xe-0/0/4 | 10G SFP+ | 10000 | up | Backhaul to KL-DC-024 | SFP-10G-LR
UP-DC-006-PE-T4-04 | xe-0/0/5 | 10G SFP+ | 10000 | up | Backhaul to HR-DC-011 | SFP-10G-LR
UP-DC-006-PE-T4-04 | xe-0/0/6 | 10G SFP+ | 10000 | admin-down
UP-DC-006-PE-T4-04 | xe-0/0/7 | 10G SFP+ | 10000 | admin-down
UP-DC-006-PE-T4-04 | xe-0/0/8 | 10G SFP+ | 10000 | admin-down
UP-DC-006-PE-T4-04 | xe-0/0/9 | 10G SFP+ | 10000 | reserved
UP-DC-006-PE-T4-04 | xe-0/0/10 | 10G SFP+ | 10000 | admin-down
UP-DC-006-PE-T4-04 | xe-0/0/11 | 10G SFP+ | 10000 | admin-down
UP-DC-006-PE-T4-04 | et-0/1/0 | 100G QSFP28 | 100000 | up | Fabric to UP-DC-006-PE-T4-01 | QSFP28-100G-LR4
UP-DC-006-PE-T4-04 | et-0/1/1 | 100G QSFP28 | 100000 | up | Fabric to UP-DC-006-PE-T4-02 | QSFP28-100G-LR4
UP-DC-006-PE-T4-04 | et-0/1/2 | 100G QSFP28 | 100000 | up | Fabric to UP-DC-006-PE-T4-03 | QSFP28-100G-LR4
UP-DC-006-PE-T4-04 | et-0/1/3 | 100G QSFP28 | 100000 | admin-down
UP-DC-006-PE-T4-04 | ge-0/2/0 | 1G copper | 1000 | admin-down
UP-DC-006-PE-T4-04 | ge-0/2/1 | 1G copper | 1000 | reserved
UP-DC-006-PE-T4-04 | ge-0/2/2 | 1G copper | 1000 | admin-down
UP-DC-006-PE-T4-04 | ge-0/2/3 | 1G copper | 1000 | admin-down
UP-DC-006-PE-T4-04 | ge-0/2/4 | 1G copper | 1000 | admin-down
UP-DC-006-PE-T4-04 | ge-0/2/5 | 1G copper | 1000 | admin-down
UP-DC-006-PE-T4-04 | ge-0/2/6 | 1G copper | 1000 | admin-down
UP-DC-006-PE-T4-04 | ge-0/2/7 | 1G copper | 1000 | admin-down
UP-DC-006-PE-T4-04 | ge-0/2/8 | 1G copper | 1000 | admin-down
UP-DC-006-PE-T4-04 | ge-0/2/9 | 1G copper | 1000 | admin-down
UP-DC-006-PE-T4-04 | ge-0/2/10 | 1G copper | 1000 | admin-down
UP-DC-006-PE-T4-04 | ge-0/2/11 | 1G copper | 1000 | reserved
UP-DC-006-PE-T4-04 | ge-0/2/12 | 1G copper | 1000 | admin-down
UP-DC-006-PE-T4-04 | ge-0/2/13 | 1G copper | 1000 | admin-down
UP-DC-006-PE-T4-04 | ge-0/2/14 | 1G copper | 1000 | admin-down
UP-DC-006-PE-T4-04 | ge-0/2/15 | 1G copper | 1000 | reserved
UP-DC-006-FW-01 | port1 | 10G SFP+ | 10000 | up | Uplink to UP-DC-006-AGG-R01 | SFP-10G-LR
UP-DC-006-FW-01 | port2 | 10G SFP+ | 10000 | up | Uplink to UP-DC-006-AGG-R02 | SFP-10G-LR
UP-DC-006-FW-01 | port3 | 10G SFP+ | 10000 | admin-down
UP-DC-006-FW-01 | port4 | 10G SFP+ | 10000 | admin-down
UP-DC-006-FW-01 | port5 | 10G SFP+ | 10000 | admin-down
UP-DC-006-FW-01 | port6 | 10G SFP+ | 10000 | reserved
UP-DC-006-FW-01 | port7 | 10G SFP+ | 10000 | admin-down
UP-DC-006-FW-01 | port8 | 10G SFP+ | 10000 | admin-down
UP-DC-006-OLA-01 | 1-A-1 | 100G QSFP28 | 100000 | up | Uplink to UP-DC-006-AGG-R01 | QSFP28-100G-LR4
UP-DC-006-OLA-01 | 1-A-2 | 100G QSFP28 | 100000 | admin-down
UP-DC-006-OLA-01 | 1-A-3 | 100G QSFP28 | 100000 | admin-down
UP-DC-006-OLA-01 | 1-A-4 | 100G QSFP28 | 100000 | admin-down
UP-DC-006-OLA-01 | 1-A-5 | 100G QSFP28 | 100000 | admin-down
UP-DC-006-OLA-01 | 1-A-6 | 100G QSFP28 | 100000 | admin-down
UP-DC-006-OLA-01 | 1-A-7 | 100G QSFP28 | 100000 | admin-down
UP-DC-006-OLA-01 | 1-A-8 | 100G QSFP28 | 100000 | admin-down
UP-DC-006-OLA-02 | 1/2/c1 | 100G QSFP28 | 100000 | up | Uplink to UP-DC-006-AGG-R02 | QSFP28-100G-LR4
UP-DC-006-OLA-02 | 1/2/c2 | 100G QSFP28 | 100000 | admin-down
UP-DC-006-OLA-02 | 1/2/c3 | 100G QSFP28 | 100000 | admin-down
UP-DC-006-OLA-02 | 1/2/c4 | 100G QSFP28 | 100000 | admin-down
UP-DC-006-OLA-02 | 1/2/c5 | 100G QSFP28 | 100000 | admin-down
UP-DC-006-OLA-02 | 1/2/c6 | 100G QSFP28 | 100000 | admin-down
UP-DC-006-OLA-02 | 1/2/c7 | 100G QSFP28 | 100000 | admin-down
UP-DC-006-OLA-02 | 1/2/c8 | 100G QSFP28 | 100000 | admin-down
UP-DC-006-AGG-R01 | xe-0/0/0 | 10G SFP+ | 10000 | up | Uplink to UP-DC-006-FW-01 | SFP-10G-LR
UP-DC-006-AGG-R01 | xe-0/0/1 | 10G SFP+ | 10000 | up | Uplink to UP-DC-006-MMR-SW-01 | SFP-10G-LR
UP-DC-006-AGG-R01 | xe-0/0/2 | 10G SFP+ | 10000 | up | Uplink to UP-DC-006-MMR-SW-02 | SFP-10G-LR
UP-DC-006-AGG-R01 | xe-0/0/3 | 10G SFP+ | 10000 | up | Uplink to UP-DC-006-MMR-SW-03 | SFP-10G-LR
UP-DC-006-AGG-R01 | xe-0/0/4 | 10G SFP+ | 10000 | up | Uplink to UP-DC-006-MMR-SW-04 | SFP-10G-LR
UP-DC-006-AGG-R01 | xe-0/0/5 | 10G SFP+ | 10000 | up | Uplink to UP-DC-006-MMR-SW-05 | SFP-10G-LR
UP-DC-006-AGG-R01 | xe-0/0/6 | 10G SFP+ | 10000 | admin-down
UP-DC-006-AGG-R01 | xe-0/0/7 | 10G SFP+ | 10000 | admin-down
UP-DC-006-AGG-R01 | xe-0/0/8 | 10G SFP+ | 10000 | admin-down
UP-DC-006-AGG-R01 | xe-0/0/9 | 10G SFP+ | 10000 | admin-down
UP-DC-006-AGG-R01 | xe-0/0/10 | 10G SFP+ | 10000 | admin-down
UP-DC-006-AGG-R01 | xe-0/0/11 | 10G SFP+ | 10000 | admin-down
UP-DC-006-AGG-R01 | xe-0/0/12 | 10G SFP+ | 10000 | admin-down
UP-DC-006-AGG-R01 | xe-0/0/13 | 10G SFP+ | 10000 | admin-down
UP-DC-006-AGG-R01 | xe-0/0/14 | 10G SFP+ | 10000 | admin-down
UP-DC-006-AGG-R01 | xe-0/0/15 | 10G SFP+ | 10000 | admin-down
UP-DC-006-AGG-R01 | et-0/1/0 | 100G QSFP28 | 100000 | up | Uplink to UP-DC-006-PE-T4-01 | QSFP28-100G-LR4
UP-DC-006-AGG-R01 | et-0/1/1 | 100G QSFP28 | 100000 | up | Uplink to UP-DC-006-PE-T4-02 | QSFP28-100G-LR4
UP-DC-006-AGG-R01 | et-0/1/2 | 100G QSFP28 | 100000 | up | Uplink to UP-DC-006-OLA-01 | QSFP28-100G-LR4
UP-DC-006-AGG-R01 | et-0/1/3 | 100G QSFP28 | 100000 | admin-down
UP-DC-006-AGG-R01 | et-0/1/4 | 100G QSFP28 | 100000 | admin-down
UP-DC-006-AGG-R01 | et-0/1/5 | 100G QSFP28 | 100000 | reserved
UP-DC-006-AGG-R01 | et-0/1/6 | 100G QSFP28 | 100000 | admin-down
UP-DC-006-AGG-R01 | et-0/1/7 | 100G QSFP28 | 100000 | admin-down
UP-DC-006-AGG-R02 | xe-0/0/0 | 10G SFP+ | 10000 | up | Uplink to UP-DC-006-FW-01 | SFP-10G-LR
UP-DC-006-AGG-R02 | xe-0/0/1 | 10G SFP+ | 10000 | up | Uplink to UP-DC-006-MMR-SW-01 | SFP-10G-LR
UP-DC-006-AGG-R02 | xe-0/0/2 | 10G SFP+ | 10000 | up | Uplink to UP-DC-006-MMR-SW-02 | SFP-10G-LR
UP-DC-006-AGG-R02 | xe-0/0/3 | 10G SFP+ | 10000 | up | Uplink to UP-DC-006-MMR-SW-03 | SFP-10G-LR
UP-DC-006-AGG-R02 | xe-0/0/4 | 10G SFP+ | 10000 | up | Uplink to UP-DC-006-MMR-SW-04 | SFP-10G-LR
UP-DC-006-AGG-R02 | xe-0/0/5 | 10G SFP+ | 10000 | up | Uplink to UP-DC-006-MMR-SW-05 | SFP-10G-LR
UP-DC-006-AGG-R02 | xe-0/0/6 | 10G SFP+ | 10000 | admin-down
UP-DC-006-AGG-R02 | xe-0/0/7 | 10G SFP+ | 10000 | admin-down
UP-DC-006-AGG-R02 | xe-0/0/8 | 10G SFP+ | 10000 | admin-down
UP-DC-006-AGG-R02 | xe-0/0/9 | 10G SFP+ | 10000 | admin-down
UP-DC-006-AGG-R02 | xe-0/0/10 | 10G SFP+ | 10000 | reserved
UP-DC-006-AGG-R02 | xe-0/0/11 | 10G SFP+ | 10000 | admin-down
UP-DC-006-AGG-R02 | xe-0/0/12 | 10G SFP+ | 10000 | admin-down
UP-DC-006-AGG-R02 | xe-0/0/13 | 10G SFP+ | 10000 | admin-down
UP-DC-006-AGG-R02 | xe-0/0/14 | 10G SFP+ | 10000 | admin-down
UP-DC-006-AGG-R02 | xe-0/0/15 | 10G SFP+ | 10000 | admin-down
UP-DC-006-AGG-R02 | et-0/1/0 | 100G QSFP28 | 100000 | up | Uplink to UP-DC-006-PE-T4-02 | QSFP28-100G-LR4
UP-DC-006-AGG-R02 | et-0/1/1 | 100G QSFP28 | 100000 | up | Uplink to UP-DC-006-PE-T4-03 | QSFP28-100G-LR4
UP-DC-006-AGG-R02 | et-0/1/2 | 100G QSFP28 | 100000 | up | Uplink to UP-DC-006-OLA-02 | QSFP28-100G-LR4
UP-DC-006-AGG-R02 | et-0/1/3 | 100G QSFP28 | 100000 | admin-down
UP-DC-006-AGG-R02 | et-0/1/4 | 100G QSFP28 | 100000 | admin-down
UP-DC-006-AGG-R02 | et-0/1/5 | 100G QSFP28 | 100000 | admin-down
UP-DC-006-AGG-R02 | et-0/1/6 | 100G QSFP28 | 100000 | admin-down
UP-DC-006-AGG-R02 | et-0/1/7 | 100G QSFP28 | 100000 | admin-down
UP-DC-006-MMR-SW-01 | Ethernet1 | 10G SFP+ | 10000 | up | Access to UP-DC-006-TOR-001 | SFP-10G-LR
UP-DC-006-MMR-SW-01 | Ethernet2 | 10G SFP+ | 10000 | up | Server NIC
UP-DC-006-MMR-SW-01 | Ethernet3 | 10G SFP+ | 10000 | up | Server NIC
UP-DC-006-MMR-SW-01 | Ethernet4 | 10G SFP+ | 10000 | admin-down
UP-DC-006-MMR-SW-01 | Ethernet5 | 10G SFP+ | 10000 | admin-down
UP-DC-006-MMR-SW-01 | Ethernet6 | 10G SFP+ | 10000 | admin-down
UP-DC-006-MMR-SW-01 | Ethernet7 | 10G SFP+ | 10000 | up | Server NIC
UP-DC-006-MMR-SW-01 | Ethernet8 | 10G SFP+ | 10000 | admin-down
UP-DC-006-MMR-SW-01 | Ethernet9 | 10G SFP+ | 10000 | up | Server NIC
UP-DC-006-MMR-SW-01 | Ethernet10 | 10G SFP+ | 10000 | up | Server NIC
UP-DC-006-MMR-SW-01 | Ethernet11 | 10G SFP+ | 10000 | up | Server NIC
UP-DC-006-MMR-SW-01 | Ethernet12 | 10G SFP+ | 10000 | up | Server NIC
UP-DC-006-MMR-SW-01 | Ethernet13 | 10G SFP+ | 10000 | up | Server NIC
UP-DC-006-MMR-SW-01 | Ethernet14 | 10G SFP+ | 10000 | up | Server NIC
UP-DC-006-MMR-SW-01 | Ethernet15 | 10G SFP+ | 10000 | up | Server NIC
UP-DC-006-MMR-SW-01 | Ethernet16 | 10G SFP+ | 10000 | up | Server NIC
UP-DC-006-MMR-SW-01 | Ethernet17 | 10G SFP+ | 10000 | admin-down
UP-DC-006-MMR-SW-01 | Ethernet18 | 10G SFP+ | 10000 | up | Server NIC
UP-DC-006-MMR-SW-01 | Ethernet19 | 10G SFP+ | 10000 | up | Server NIC
UP-DC-006-MMR-SW-01 | Ethernet20 | 10G SFP+ | 10000 | up | Server NIC
UP-DC-006-MMR-SW-01 | Ethernet21 | 10G SFP+ | 10000 | up | Server NIC
UP-DC-006-MMR-SW-01 | Ethernet22 | 10G SFP+ | 10000 | admin-down
UP-DC-006-MMR-SW-01 | Ethernet23 | 10G SFP+ | 10000 | admin-down
UP-DC-006-MMR-SW-01 | Ethernet24 | 10G SFP+ | 10000 | up | Server NIC
UP-DC-006-MMR-SW-01 | Ethernet25 | 10G SFP+ | 10000 | admin-down
UP-DC-006-MMR-SW-01 | Ethernet26 | 10G SFP+ | 10000 | up | Server NIC
UP-DC-006-MMR-SW-01 | Ethernet27 | 10G SFP+ | 10000 | up | Server NIC
UP-DC-006-MMR-SW-01 | Ethernet28 | 10G SFP+ | 10000 | up | Server NIC
UP-DC-006-MMR-SW-01 | Ethernet29 | 10G SFP+ | 10000 | up | Server NIC
UP-DC-006-MMR-SW-01 | Ethernet30 | 10G SFP+ | 10000 | up | Server NIC
UP-DC-006-MMR-SW-01 | Ethernet31 | 10G SFP+ | 10000 | admin-down
UP-DC-006-MMR-SW-01 | Ethernet32 | 10G SFP+ | 10000 | up | Server NIC
UP-DC-006-MMR-SW-01 | Ethernet33 | 10G SFP+ | 10000 | up | Server NIC
UP-DC-006-MMR-SW-01 | Ethernet34 | 10G SFP+ | 10000 | up | Server NIC
UP-DC-006-MMR-SW-01 | Ethernet35 | 10G SFP+ | 10000 | up | Server NIC
UP-DC-006-MMR-SW-01 | Ethernet36 | 10G SFP+ | 10000 | up | Server NIC
UP-DC-006-MMR-SW-01 | Ethernet37 | 10G SFP+ | 10000 | reserved
UP-DC-006-MMR-SW-01 | Ethernet38 | 10G SFP+ | 10000 | up | Server NIC
UP-DC-006-MMR-SW-01 | Ethernet39 | 10G SFP+ | 10000 | up | Server NIC
UP-DC-006-MMR-SW-01 | Ethernet40 | 10G SFP+ | 10000 | up | Server NIC
UP-DC-006-MMR-SW-01 | Ethernet41 | 10G SFP+ | 10000 | admin-down
UP-DC-006-MMR-SW-01 | Ethernet42 | 10G SFP+ | 10000 | admin-down
UP-DC-006-MMR-SW-01 | Ethernet43 | 10G SFP+ | 10000 | admin-down
UP-DC-006-MMR-SW-01 | Ethernet44 | 10G SFP+ | 10000 | up | Server NIC
UP-DC-006-MMR-SW-01 | Ethernet45 | 10G SFP+ | 10000 | admin-down
UP-DC-006-MMR-SW-01 | Ethernet46 | 10G SFP+ | 10000 | admin-down
UP-DC-006-MMR-SW-01 | Ethernet47 | 10G SFP+ | 10000 | up | Server NIC
UP-DC-006-MMR-SW-01 | Ethernet48 | 10G SFP+ | 10000 | admin-down
UP-DC-006-MMR-SW-01 | Ethernet49/1 | 100G QSFP28 | 100000 | up | Uplink to UP-DC-006-AGG-R01 | QSFP28-100G-LR4
UP-DC-006-MMR-SW-01 | Ethernet49/2 | 100G QSFP28 | 100000 | up | Uplink to UP-DC-006-AGG-R02 | QSFP28-100G-LR4
UP-DC-006-MMR-SW-01 | Ethernet49/3 | 100G QSFP28 | 100000 | admin-down
UP-DC-006-MMR-SW-01 | Ethernet49/4 | 100G QSFP28 | 100000 | admin-down
UP-DC-006-MMR-SW-02 | Ethernet1 | 10G SFP+ | 10000 | up | Access to UP-DC-006-TOR-001 | SFP-10G-LR
UP-DC-006-MMR-SW-02 | Ethernet2 | 10G SFP+ | 10000 | up | Access to UP-DC-006-TOR-002 | SFP-10G-LR
UP-DC-006-MMR-SW-02 | Ethernet3 | 10G SFP+ | 10000 | admin-down
UP-DC-006-MMR-SW-02 | Ethernet4 | 10G SFP+ | 10000 | admin-down
UP-DC-006-MMR-SW-02 | Ethernet5 | 10G SFP+ | 10000 | up | Server NIC
UP-DC-006-MMR-SW-02 | Ethernet6 | 10G SFP+ | 10000 | admin-down
UP-DC-006-MMR-SW-02 | Ethernet7 | 10G SFP+ | 10000 | admin-down
UP-DC-006-MMR-SW-02 | Ethernet8 | 10G SFP+ | 10000 | admin-down
UP-DC-006-MMR-SW-02 | Ethernet9 | 10G SFP+ | 10000 | admin-down
UP-DC-006-MMR-SW-02 | Ethernet10 | 10G SFP+ | 10000 | up | Server NIC
UP-DC-006-MMR-SW-02 | Ethernet11 | 10G SFP+ | 10000 | up | Server NIC
UP-DC-006-MMR-SW-02 | Ethernet12 | 10G SFP+ | 10000 | up | Server NIC
UP-DC-006-MMR-SW-02 | Ethernet13 | 10G SFP+ | 10000 | up | Server NIC
UP-DC-006-MMR-SW-02 | Ethernet14 | 10G SFP+ | 10000 | up | Server NIC
UP-DC-006-MMR-SW-02 | Ethernet15 | 10G SFP+ | 10000 | admin-down
UP-DC-006-MMR-SW-02 | Ethernet16 | 10G SFP+ | 10000 | up | Server NIC
UP-DC-006-MMR-SW-02 | Ethernet17 | 10G SFP+ | 10000 | up | Server NIC
UP-DC-006-MMR-SW-02 | Ethernet18 | 10G SFP+ | 10000 | up | Server NIC
UP-DC-006-MMR-SW-02 | Ethernet19 | 10G SFP+ | 10000 | admin-down
UP-DC-006-MMR-SW-02 | Ethernet20 | 10G SFP+ | 10000 | up | Server NIC
UP-DC-006-MMR-SW-02 | Ethernet21 | 10G SFP+ | 10000 | up | Server NIC
UP-DC-006-MMR-SW-02 | Ethernet22 | 10G SFP+ | 10000 | up | Server NIC
UP-DC-006-MMR-SW-02 | Ethernet23 | 10G SFP+ | 10000 | up | Server NIC
UP-DC-006-MMR-SW-02 | Ethernet24 | 10G SFP+ | 10000 | admin-down
UP-DC-006-MMR-SW-02 | Ethernet25 | 10G SFP+ | 10000 | up | Server NIC
UP-DC-006-MMR-SW-02 | Ethernet26 | 10G SFP+ | 10000 | up | Server NIC
UP-DC-006-MMR-SW-02 | Ethernet27 | 10G SFP+ | 10000 | admin-down
UP-DC-006-MMR-SW-02 | Ethernet28 | 10G SFP+ | 10000 | admin-down
UP-DC-006-MMR-SW-02 | Ethernet29 | 10G SFP+ | 10000 | up | Server NIC
UP-DC-006-MMR-SW-02 | Ethernet30 | 10G SFP+ | 10000 | up | Server NIC
UP-DC-006-MMR-SW-02 | Ethernet31 | 10G SFP+ | 10000 | up | Server NIC
UP-DC-006-MMR-SW-02 | Ethernet32 | 10G SFP+ | 10000 | admin-down
UP-DC-006-MMR-SW-02 | Ethernet33 | 10G SFP+ | 10000 | admin-down
UP-DC-006-MMR-SW-02 | Ethernet34 | 10G SFP+ | 10000 | up | Server NIC
UP-DC-006-MMR-SW-02 | Ethernet35 | 10G SFP+ | 10000 | up | Server NIC
UP-DC-006-MMR-SW-02 | Ethernet36 | 10G SFP+ | 10000 | up | Server NIC
UP-DC-006-MMR-SW-02 | Ethernet37 | 10G SFP+ | 10000 | up | Server NIC
UP-DC-006-MMR-SW-02 | Ethernet38 | 10G SFP+ | 10000 | up | Server NIC
UP-DC-006-MMR-SW-02 | Ethernet39 | 10G SFP+ | 10000 | up | Server NIC
UP-DC-006-MMR-SW-02 | Ethernet40 | 10G SFP+ | 10000 | up | Server NIC
UP-DC-006-MMR-SW-02 | Ethernet41 | 10G SFP+ | 10000 | admin-down
UP-DC-006-MMR-SW-02 | Ethernet42 | 10G SFP+ | 10000 | up | Server NIC
UP-DC-006-MMR-SW-02 | Ethernet43 | 10G SFP+ | 10000 | up | Server NIC
UP-DC-006-MMR-SW-02 | Ethernet44 | 10G SFP+ | 10000 | up | Server NIC
UP-DC-006-MMR-SW-02 | Ethernet45 | 10G SFP+ | 10000 | up | Server NIC
UP-DC-006-MMR-SW-02 | Ethernet46 | 10G SFP+ | 10000 | up | Server NIC
UP-DC-006-MMR-SW-02 | Ethernet47 | 10G SFP+ | 10000 | up | Server NIC
UP-DC-006-MMR-SW-02 | Ethernet48 | 10G SFP+ | 10000 | up | Server NIC
UP-DC-006-MMR-SW-02 | Ethernet49/1 | 100G QSFP28 | 100000 | up | Uplink to UP-DC-006-AGG-R02 | QSFP28-100G-LR4
UP-DC-006-MMR-SW-02 | Ethernet49/2 | 100G QSFP28 | 100000 | up | Uplink to UP-DC-006-AGG-R01 | QSFP28-100G-LR4
UP-DC-006-MMR-SW-02 | Ethernet49/3 | 100G QSFP28 | 100000 | admin-down
UP-DC-006-MMR-SW-02 | Ethernet49/4 | 100G QSFP28 | 100000 | admin-down
UP-DC-006-MMR-SW-03 | Te0/0/0/0 | 10G SFP+ | 10000 | up | Access to UP-DC-006-TOR-002 | SFP-10G-LR
UP-DC-006-MMR-SW-03 | Te0/0/0/1 | 10G SFP+ | 10000 | up | Access to UP-DC-006-TOR-003 | SFP-10G-LR
UP-DC-006-MMR-SW-03 | Te0/0/0/2 | 10G SFP+ | 10000 | up | Server NIC
UP-DC-006-MMR-SW-03 | Te0/0/0/3 | 10G SFP+ | 10000 | admin-down
UP-DC-006-MMR-SW-03 | Te0/0/0/4 | 10G SFP+ | 10000 | admin-down
UP-DC-006-MMR-SW-03 | Te0/0/0/5 | 10G SFP+ | 10000 | up | Server NIC
UP-DC-006-MMR-SW-03 | Te0/0/0/6 | 10G SFP+ | 10000 | admin-down
UP-DC-006-MMR-SW-03 | Te0/0/0/7 | 10G SFP+ | 10000 | up | Server NIC
UP-DC-006-MMR-SW-03 | Te0/0/0/8 | 10G SFP+ | 10000 | up | Server NIC
UP-DC-006-MMR-SW-03 | Te0/0/0/9 | 10G SFP+ | 10000 | up | Server NIC
UP-DC-006-MMR-SW-03 | Te0/0/0/10 | 10G SFP+ | 10000 | up | Server NIC
UP-DC-006-MMR-SW-03 | Te0/0/0/11 | 10G SFP+ | 10000 | up | Server NIC
UP-DC-006-MMR-SW-03 | Te0/0/0/12 | 10G SFP+ | 10000 | up | Server NIC
UP-DC-006-MMR-SW-03 | Te0/0/0/13 | 10G SFP+ | 10000 | admin-down
UP-DC-006-MMR-SW-03 | Te0/0/0/14 | 10G SFP+ | 10000 | admin-down
UP-DC-006-MMR-SW-03 | Te0/0/0/15 | 10G SFP+ | 10000 | up | Server NIC
UP-DC-006-MMR-SW-03 | Te0/0/0/16 | 10G SFP+ | 10000 | up | Server NIC
UP-DC-006-MMR-SW-03 | Te0/0/0/17 | 10G SFP+ | 10000 | admin-down
UP-DC-006-MMR-SW-03 | Te0/0/0/18 | 10G SFP+ | 10000 | admin-down
UP-DC-006-MMR-SW-03 | Te0/0/0/19 | 10G SFP+ | 10000 | up | Server NIC
UP-DC-006-MMR-SW-03 | Te0/0/0/20 | 10G SFP+ | 10000 | up | Server NIC
UP-DC-006-MMR-SW-03 | Te0/0/0/21 | 10G SFP+ | 10000 | up | Server NIC
UP-DC-006-MMR-SW-03 | Te0/0/0/22 | 10G SFP+ | 10000 | admin-down
UP-DC-006-MMR-SW-03 | Te0/0/0/23 | 10G SFP+ | 10000 | up | Server NIC
UP-DC-006-MMR-SW-03 | Te0/0/0/24 | 10G SFP+ | 10000 | admin-down
UP-DC-006-MMR-SW-03 | Te0/0/0/25 | 10G SFP+ | 10000 | admin-down
UP-DC-006-MMR-SW-03 | Te0/0/0/26 | 10G SFP+ | 10000 | admin-down
UP-DC-006-MMR-SW-03 | Te0/0/0/27 | 10G SFP+ | 10000 | up | Server NIC
UP-DC-006-MMR-SW-03 | Te0/0/0/28 | 10G SFP+ | 10000 | up | Server NIC
UP-DC-006-MMR-SW-03 | Te0/0/0/29 | 10G SFP+ | 10000 | up | Server NIC
UP-DC-006-MMR-SW-03 | Te0/0/0/30 | 10G SFP+ | 10000 | admin-down
UP-DC-006-MMR-SW-03 | Te0/0/0/31 | 10G SFP+ | 10000 | up | Server NIC
UP-DC-006-MMR-SW-03 | Te0/0/0/32 | 10G SFP+ | 10000 | admin-down
UP-DC-006-MMR-SW-03 | Te0/0/0/33 | 10G SFP+ | 10000 | up | Server NIC
UP-DC-006-MMR-SW-03 | Te0/0/0/34 | 10G SFP+ | 10000 | up | Server NIC
UP-DC-006-MMR-SW-03 | Te0/0/0/35 | 10G SFP+ | 10000 | admin-down
UP-DC-006-MMR-SW-03 | Te0/0/0/36 | 10G SFP+ | 10000 | up | Server NIC
UP-DC-006-MMR-SW-03 | Te0/0/0/37 | 10G SFP+ | 10000 | admin-down
UP-DC-006-MMR-SW-03 | Te0/0/0/38 | 10G SFP+ | 10000 | up | Server NIC
UP-DC-006-MMR-SW-03 | Te0/0/0/39 | 10G SFP+ | 10000 | admin-down
UP-DC-006-MMR-SW-03 | Te0/0/0/40 | 10G SFP+ | 10000 | admin-down
UP-DC-006-MMR-SW-03 | Te0/0/0/41 | 10G SFP+ | 10000 | admin-down
UP-DC-006-MMR-SW-03 | Te0/0/0/42 | 10G SFP+ | 10000 | up | Server NIC
UP-DC-006-MMR-SW-03 | Te0/0/0/43 | 10G SFP+ | 10000 | admin-down
UP-DC-006-MMR-SW-03 | Te0/0/0/44 | 10G SFP+ | 10000 | admin-down
UP-DC-006-MMR-SW-03 | Te0/0/0/45 | 10G SFP+ | 10000 | admin-down
UP-DC-006-MMR-SW-03 | Te0/0/0/46 | 10G SFP+ | 10000 | up | Server NIC
UP-DC-006-MMR-SW-03 | Te0/0/0/47 | 10G SFP+ | 10000 | admin-down
UP-DC-006-MMR-SW-03 | Hu0/0/1/0 | 100G QSFP28 | 100000 | up | Uplink to UP-DC-006-AGG-R01 | QSFP28-100G-LR4
UP-DC-006-MMR-SW-03 | Hu0/0/1/1 | 100G QSFP28 | 100000 | up | Uplink to UP-DC-006-AGG-R02 | QSFP28-100G-LR4
UP-DC-006-MMR-SW-03 | Hu0/0/1/2 | 100G QSFP28 | 100000 | admin-down
UP-DC-006-MMR-SW-03 | Hu0/0/1/3 | 100G QSFP28 | 100000 | admin-down
UP-DC-006-MMR-SW-04 | Ethernet1 | 10G SFP+ | 10000 | up | Access to UP-DC-006-TOR-003 | SFP-10G-LR
UP-DC-006-MMR-SW-04 | Ethernet2 | 10G SFP+ | 10000 | up | Access to UP-DC-006-TOR-004 | SFP-10G-LR
UP-DC-006-MMR-SW-04 | Ethernet3 | 10G SFP+ | 10000 | up | Server NIC
UP-DC-006-MMR-SW-04 | Ethernet4 | 10G SFP+ | 10000 | up | Server NIC
UP-DC-006-MMR-SW-04 | Ethernet5 | 10G SFP+ | 10000 | up | Server NIC
UP-DC-006-MMR-SW-04 | Ethernet6 | 10G SFP+ | 10000 | admin-down
UP-DC-006-MMR-SW-04 | Ethernet7 | 10G SFP+ | 10000 | up | Server NIC
UP-DC-006-MMR-SW-04 | Ethernet8 | 10G SFP+ | 10000 | up | Server NIC
UP-DC-006-MMR-SW-04 | Ethernet9 | 10G SFP+ | 10000 | up | Server NIC
UP-DC-006-MMR-SW-04 | Ethernet10 | 10G SFP+ | 10000 | up | Server NIC
UP-DC-006-MMR-SW-04 | Ethernet11 | 10G SFP+ | 10000 | admin-down
UP-DC-006-MMR-SW-04 | Ethernet12 | 10G SFP+ | 10000 | up | Server NIC
UP-DC-006-MMR-SW-04 | Ethernet13 | 10G SFP+ | 10000 | up | Server NIC
UP-DC-006-MMR-SW-04 | Ethernet14 | 10G SFP+ | 10000 | up | Server NIC
UP-DC-006-MMR-SW-04 | Ethernet15 | 10G SFP+ | 10000 | admin-down
UP-DC-006-MMR-SW-04 | Ethernet16 | 10G SFP+ | 10000 | up | Server NIC
UP-DC-006-MMR-SW-04 | Ethernet17 | 10G SFP+ | 10000 | up | Server NIC
UP-DC-006-MMR-SW-04 | Ethernet18 | 10G SFP+ | 10000 | up | Server NIC
UP-DC-006-MMR-SW-04 | Ethernet19 | 10G SFP+ | 10000 | up | Server NIC
UP-DC-006-MMR-SW-04 | Ethernet20 | 10G SFP+ | 10000 | up | Server NIC
UP-DC-006-MMR-SW-04 | Ethernet21 | 10G SFP+ | 10000 | up | Server NIC
UP-DC-006-MMR-SW-04 | Ethernet22 | 10G SFP+ | 10000 | up | Server NIC
UP-DC-006-MMR-SW-04 | Ethernet23 | 10G SFP+ | 10000 | up | Server NIC
UP-DC-006-MMR-SW-04 | Ethernet24 | 10G SFP+ | 10000 | up | Server NIC
UP-DC-006-MMR-SW-04 | Ethernet25 | 10G SFP+ | 10000 | up | Server NIC
UP-DC-006-MMR-SW-04 | Ethernet26 | 10G SFP+ | 10000 | admin-down
UP-DC-006-MMR-SW-04 | Ethernet27 | 10G SFP+ | 10000 | up | Server NIC
UP-DC-006-MMR-SW-04 | Ethernet28 | 10G SFP+ | 10000 | admin-down
UP-DC-006-MMR-SW-04 | Ethernet29 | 10G SFP+ | 10000 | admin-down
UP-DC-006-MMR-SW-04 | Ethernet30 | 10G SFP+ | 10000 | up | Server NIC
UP-DC-006-MMR-SW-04 | Ethernet31 | 10G SFP+ | 10000 | up | Server NIC
UP-DC-006-MMR-SW-04 | Ethernet32 | 10G SFP+ | 10000 | up | Server NIC
UP-DC-006-MMR-SW-04 | Ethernet33 | 10G SFP+ | 10000 | up | Server NIC
UP-DC-006-MMR-SW-04 | Ethernet34 | 10G SFP+ | 10000 | admin-down
UP-DC-006-MMR-SW-04 | Ethernet35 | 10G SFP+ | 10000 | admin-down
UP-DC-006-MMR-SW-04 | Ethernet36 | 10G SFP+ | 10000 | up | Server NIC
UP-DC-006-MMR-SW-04 | Ethernet37 | 10G SFP+ | 10000 | admin-down
UP-DC-006-MMR-SW-04 | Ethernet38 | 10G SFP+ | 10000 | admin-down
UP-DC-006-MMR-SW-04 | Ethernet39 | 10G SFP+ | 10000 | up | Server NIC
UP-DC-006-MMR-SW-04 | Ethernet40 | 10G SFP+ | 10000 | up | Server NIC
UP-DC-006-MMR-SW-04 | Ethernet41 | 10G SFP+ | 10000 | up | Server NIC
UP-DC-006-MMR-SW-04 | Ethernet42 | 10G SFP+ | 10000 | admin-down
UP-DC-006-MMR-SW-04 | Ethernet43 | 10G SFP+ | 10000 | admin-down
UP-DC-006-MMR-SW-04 | Ethernet44 | 10G SFP+ | 10000 | up | Server NIC
UP-DC-006-MMR-SW-04 | Ethernet45 | 10G SFP+ | 10000 | admin-down
UP-DC-006-MMR-SW-04 | Ethernet46 | 10G SFP+ | 10000 | up | Server NIC
UP-DC-006-MMR-SW-04 | Ethernet47 | 10G SFP+ | 10000 | admin-down
UP-DC-006-MMR-SW-04 | Ethernet48 | 10G SFP+ | 10000 | up | Server NIC
UP-DC-006-MMR-SW-04 | Ethernet49/1 | 100G QSFP28 | 100000 | up | Uplink to UP-DC-006-AGG-R02 | QSFP28-100G-LR4
UP-DC-006-MMR-SW-04 | Ethernet49/2 | 100G QSFP28 | 100000 | up | Uplink to UP-DC-006-AGG-R01 | QSFP28-100G-LR4
UP-DC-006-MMR-SW-04 | Ethernet49/3 | 100G QSFP28 | 100000 | admin-down
UP-DC-006-MMR-SW-04 | Ethernet49/4 | 100G QSFP28 | 100000 | admin-down
UP-DC-006-MMR-SW-05 | xe-0/0/0 | 10G SFP+ | 10000 | up | Access to UP-DC-006-TOR-004 | SFP-10G-LR
UP-DC-006-MMR-SW-05 | xe-0/0/1 | 10G SFP+ | 10000 | admin-down
UP-DC-006-MMR-SW-05 | xe-0/0/2 | 10G SFP+ | 10000 | up | Server NIC
UP-DC-006-MMR-SW-05 | xe-0/0/3 | 10G SFP+ | 10000 | admin-down
UP-DC-006-MMR-SW-05 | xe-0/0/4 | 10G SFP+ | 10000 | admin-down
UP-DC-006-MMR-SW-05 | xe-0/0/5 | 10G SFP+ | 10000 | up | Server NIC
UP-DC-006-MMR-SW-05 | xe-0/0/6 | 10G SFP+ | 10000 | up | Server NIC
UP-DC-006-MMR-SW-05 | xe-0/0/7 | 10G SFP+ | 10000 | admin-down
UP-DC-006-MMR-SW-05 | xe-0/0/8 | 10G SFP+ | 10000 | admin-down
UP-DC-006-MMR-SW-05 | xe-0/0/9 | 10G SFP+ | 10000 | admin-down
UP-DC-006-MMR-SW-05 | xe-0/0/10 | 10G SFP+ | 10000 | up | Server NIC
UP-DC-006-MMR-SW-05 | xe-0/0/11 | 10G SFP+ | 10000 | up | Server NIC
UP-DC-006-MMR-SW-05 | xe-0/0/12 | 10G SFP+ | 10000 | up | Server NIC
UP-DC-006-MMR-SW-05 | xe-0/0/13 | 10G SFP+ | 10000 | admin-down
UP-DC-006-MMR-SW-05 | xe-0/0/14 | 10G SFP+ | 10000 | up | Server NIC
UP-DC-006-MMR-SW-05 | xe-0/0/15 | 10G SFP+ | 10000 | admin-down
UP-DC-006-MMR-SW-05 | xe-0/0/16 | 10G SFP+ | 10000 | up | Server NIC
UP-DC-006-MMR-SW-05 | xe-0/0/17 | 10G SFP+ | 10000 | admin-down
UP-DC-006-MMR-SW-05 | xe-0/0/18 | 10G SFP+ | 10000 | admin-down
UP-DC-006-MMR-SW-05 | xe-0/0/19 | 10G SFP+ | 10000 | up | Server NIC
UP-DC-006-MMR-SW-05 | xe-0/0/20 | 10G SFP+ | 10000 | up | Server NIC
UP-DC-006-MMR-SW-05 | xe-0/0/21 | 10G SFP+ | 10000 | admin-down
UP-DC-006-MMR-SW-05 | xe-0/0/22 | 10G SFP+ | 10000 | admin-down
UP-DC-006-MMR-SW-05 | xe-0/0/23 | 10G SFP+ | 10000 | up | Server NIC
UP-DC-006-MMR-SW-05 | xe-0/0/24 | 10G SFP+ | 10000 | admin-down
UP-DC-006-MMR-SW-05 | xe-0/0/25 | 10G SFP+ | 10000 | admin-down
UP-DC-006-MMR-SW-05 | xe-0/0/26 | 10G SFP+ | 10000 | admin-down
UP-DC-006-MMR-SW-05 | xe-0/0/27 | 10G SFP+ | 10000 | admin-down
UP-DC-006-MMR-SW-05 | xe-0/0/28 | 10G SFP+ | 10000 | up | Server NIC
UP-DC-006-MMR-SW-05 | xe-0/0/29 | 10G SFP+ | 10000 | admin-down
UP-DC-006-MMR-SW-05 | xe-0/0/30 | 10G SFP+ | 10000 | admin-down
UP-DC-006-MMR-SW-05 | xe-0/0/31 | 10G SFP+ | 10000 | up | Server NIC
UP-DC-006-MMR-SW-05 | xe-0/0/32 | 10G SFP+ | 10000 | up | Server NIC
UP-DC-006-MMR-SW-05 | xe-0/0/33 | 10G SFP+ | 10000 | up | Server NIC
UP-DC-006-MMR-SW-05 | xe-0/0/34 | 10G SFP+ | 10000 | up | Server NIC
UP-DC-006-MMR-SW-05 | xe-0/0/35 | 10G SFP+ | 10000 | admin-down
UP-DC-006-MMR-SW-05 | xe-0/0/36 | 10G SFP+ | 10000 | up | Server NIC
UP-DC-006-MMR-SW-05 | xe-0/0/37 | 10G SFP+ | 10000 | up | Server NIC
UP-DC-006-MMR-SW-05 | xe-0/0/38 | 10G SFP+ | 10000 | up | Server NIC
UP-DC-006-MMR-SW-05 | xe-0/0/39 | 10G SFP+ | 10000 | up | Server NIC
UP-DC-006-MMR-SW-05 | xe-0/0/40 | 10G SFP+ | 10000 | up | Server NIC
UP-DC-006-MMR-SW-05 | xe-0/0/41 | 10G SFP+ | 10000 | up | Server NIC
UP-DC-006-MMR-SW-05 | xe-0/0/42 | 10G SFP+ | 10000 | up | Server NIC
UP-DC-006-MMR-SW-05 | xe-0/0/43 | 10G SFP+ | 10000 | up | Server NIC
UP-DC-006-MMR-SW-05 | xe-0/0/44 | 10G SFP+ | 10000 | up | Server NIC
UP-DC-006-MMR-SW-05 | xe-0/0/45 | 10G SFP+ | 10000 | admin-down
UP-DC-006-MMR-SW-05 | xe-0/0/46 | 10G SFP+ | 10000 | up | Server NIC
UP-DC-006-MMR-SW-05 | xe-0/0/47 | 10G SFP+ | 10000 | up | Server NIC
UP-DC-006-MMR-SW-05 | et-0/1/0 | 100G QSFP28 | 100000 | up | Uplink to UP-DC-006-AGG-R01 | QSFP28-100G-LR4
UP-DC-006-MMR-SW-05 | et-0/1/1 | 100G QSFP28 | 100000 | up | Uplink to UP-DC-006-AGG-R02 | QSFP28-100G-LR4
UP-DC-006-MMR-SW-05 | et-0/1/2 | 100G QSFP28 | 100000 | admin-down
UP-DC-006-MMR-SW-05 | et-0/1/3 | 100G QSFP28 | 100000 | admin-down
UP-DC-006-TOR-001 | Ethernet1 | 10G SFP+ | 10000 | up | Access to UP-DC-006-MMR-SW-01 | SFP-10G-LR
UP-DC-006-TOR-001 | Ethernet2 | 10G SFP+ | 10000 | up | Access to UP-DC-006-MMR-SW-02 | SFP-10G-LR
UP-DC-006-TOR-001 | Ethernet3 | 10G SFP+ | 10000 | admin-down
UP-DC-006-TOR-001 | Ethernet4 | 10G SFP+ | 10000 | up | Server NIC
UP-DC-006-TOR-001 | Ethernet5 | 10G SFP+ | 10000 | admin-down
UP-DC-006-TOR-001 | Ethernet6 | 10G SFP+ | 10000 | reserved
UP-DC-006-TOR-001 | Ethernet7 | 10G SFP+ | 10000 | admin-down
UP-DC-006-TOR-001 | Ethernet8 | 10G SFP+ | 10000 | up | Server NIC
UP-DC-006-TOR-001 | Ethernet9 | 10G SFP+ | 10000 | up | Server NIC
UP-DC-006-TOR-001 | Ethernet10 | 10G SFP+ | 10000 | up | Server NIC
UP-DC-006-TOR-001 | Ethernet11 | 10G SFP+ | 10000 | up | Server NIC
UP-DC-006-TOR-001 | Ethernet12 | 10G SFP+ | 10000 | up | Server NIC
UP-DC-006-TOR-001 | Ethernet13 | 10G SFP+ | 10000 | admin-down
UP-DC-006-TOR-001 | Ethernet14 | 10G SFP+ | 10000 | up | Server NIC
UP-DC-006-TOR-001 | Ethernet15 | 10G SFP+ | 10000 | up | Server NIC
UP-DC-006-TOR-001 | Ethernet16 | 10G SFP+ | 10000 | up | Server NIC
UP-DC-006-TOR-001 | Ethernet17 | 10G SFP+ | 10000 | up | Server NIC
UP-DC-006-TOR-001 | Ethernet18 | 10G SFP+ | 10000 | up | Server NIC
UP-DC-006-TOR-001 | Ethernet19 | 10G SFP+ | 10000 | admin-down
UP-DC-006-TOR-001 | Ethernet20 | 10G SFP+ | 10000 | up | Server NIC
UP-DC-006-TOR-001 | Ethernet21 | 10G SFP+ | 10000 | admin-down
UP-DC-006-TOR-001 | Ethernet22 | 10G SFP+ | 10000 | up | Server NIC
UP-DC-006-TOR-001 | Ethernet23 | 10G SFP+ | 10000 | up | Server NIC
UP-DC-006-TOR-001 | Ethernet24 | 10G SFP+ | 10000 | up | Server NIC
UP-DC-006-TOR-001 | Ethernet49/1 | 100G QSFP28 | 100000 | reserved
UP-DC-006-TOR-001 | Ethernet49/2 | 100G QSFP28 | 100000 | admin-down
UP-DC-006-TOR-002 | Ethernet1 | 10G SFP+ | 10000 | up | Access to UP-DC-006-MMR-SW-02 | SFP-10G-LR
UP-DC-006-TOR-002 | Ethernet2 | 10G SFP+ | 10000 | up | Access to UP-DC-006-MMR-SW-03 | SFP-10G-LR
UP-DC-006-TOR-002 | Ethernet3 | 10G SFP+ | 10000 | up | Server NIC
UP-DC-006-TOR-002 | Ethernet4 | 10G SFP+ | 10000 | up | Server NIC
UP-DC-006-TOR-002 | Ethernet5 | 10G SFP+ | 10000 | up | Server NIC
UP-DC-006-TOR-002 | Ethernet6 | 10G SFP+ | 10000 | up | Server NIC
UP-DC-006-TOR-002 | Ethernet7 | 10G SFP+ | 10000 | reserved
UP-DC-006-TOR-002 | Ethernet8 | 10G SFP+ | 10000 | up | Server NIC
UP-DC-006-TOR-002 | Ethernet9 | 10G SFP+ | 10000 | up | Server NIC
UP-DC-006-TOR-002 | Ethernet10 | 10G SFP+ | 10000 | up | Server NIC
UP-DC-006-TOR-002 | Ethernet11 | 10G SFP+ | 10000 | admin-down
UP-DC-006-TOR-002 | Ethernet12 | 10G SFP+ | 10000 | admin-down
UP-DC-006-TOR-002 | Ethernet13 | 10G SFP+ | 10000 | admin-down
UP-DC-006-TOR-002 | Ethernet14 | 10G SFP+ | 10000 | admin-down
UP-DC-006-TOR-002 | Ethernet15 | 10G SFP+ | 10000 | up | Server NIC
UP-DC-006-TOR-002 | Ethernet16 | 10G SFP+ | 10000 | up | Server NIC
UP-DC-006-TOR-002 | Ethernet17 | 10G SFP+ | 10000 | up | Server NIC
UP-DC-006-TOR-002 | Ethernet18 | 10G SFP+ | 10000 | admin-down
UP-DC-006-TOR-002 | Ethernet19 | 10G SFP+ | 10000 | up | Server NIC
UP-DC-006-TOR-002 | Ethernet20 | 10G SFP+ | 10000 | up | Server NIC
UP-DC-006-TOR-002 | Ethernet21 | 10G SFP+ | 10000 | up | Server NIC
UP-DC-006-TOR-002 | Ethernet22 | 10G SFP+ | 10000 | up | Server NIC
UP-DC-006-TOR-002 | Ethernet23 | 10G SFP+ | 10000 | up | Server NIC
UP-DC-006-TOR-002 | Ethernet24 | 10G SFP+ | 10000 | admin-down
UP-DC-006-TOR-002 | Ethernet49/1 | 100G QSFP28 | 100000 | admin-down
UP-DC-006-TOR-002 | Ethernet49/2 | 100G QSFP28 | 100000 | admin-down
UP-DC-006-TOR-003 | Te0/0/0/0 | 10G SFP+ | 10000 | up | Access to UP-DC-006-MMR-SW-03 | SFP-10G-LR
UP-DC-006-TOR-003 | Te0/0/0/1 | 10G SFP+ | 10000 | up | Access to UP-DC-006-MMR-SW-04 | SFP-10G-LR
UP-DC-006-TOR-003 | Te0/0/0/2 | 10G SFP+ | 10000 | up | Server NIC
UP-DC-006-TOR-003 | Te0/0/0/3 | 10G SFP+ | 10000 | up | Server NIC
UP-DC-006-TOR-003 | Te0/0/0/4 | 10G SFP+ | 10000 | up | Server NIC
UP-DC-006-TOR-003 | Te0/0/0/5 | 10G SFP+ | 10000 | up | Server NIC
UP-DC-006-TOR-003 | Te0/0/0/6 | 10G SFP+ | 10000 | up | Server NIC
UP-DC-006-TOR-003 | Te0/0/0/7 | 10G SFP+ | 10000 | up | Server NIC
UP-DC-006-TOR-003 | Te0/0/0/8 | 10G SFP+ | 10000 | admin-down
UP-DC-006-TOR-003 | Te0/0/0/9 | 10G SFP+ | 10000 | admin-down
UP-DC-006-TOR-003 | Te0/0/0/10 | 10G SFP+ | 10000 | up | Server NIC
UP-DC-006-TOR-003 | Te0/0/0/11 | 10G SFP+ | 10000 | admin-down
UP-DC-006-TOR-003 | Te0/0/0/12 | 10G SFP+ | 10000 | up | Server NIC
UP-DC-006-TOR-003 | Te0/0/0/13 | 10G SFP+ | 10000 | up | Server NIC
UP-DC-006-TOR-003 | Te0/0/0/14 | 10G SFP+ | 10000 | up | Server NIC
UP-DC-006-TOR-003 | Te0/0/0/15 | 10G SFP+ | 10000 | up | Server NIC
UP-DC-006-TOR-003 | Te0/0/0/16 | 10G SFP+ | 10000 | up | Server NIC
UP-DC-006-TOR-003 | Te0/0/0/17 | 10G SFP+ | 10000 | admin-down
UP-DC-006-TOR-003 | Te0/0/0/18 | 10G SFP+ | 10000 | reserved
UP-DC-006-TOR-003 | Te0/0/0/19 | 10G SFP+ | 10000 | up | Server NIC
UP-DC-006-TOR-003 | Te0/0/0/20 | 10G SFP+ | 10000 | admin-down
UP-DC-006-TOR-003 | Te0/0/0/21 | 10G SFP+ | 10000 | admin-down
UP-DC-006-TOR-003 | Te0/0/0/22 | 10G SFP+ | 10000 | admin-down
UP-DC-006-TOR-003 | Te0/0/0/23 | 10G SFP+ | 10000 | admin-down
UP-DC-006-TOR-003 | Hu0/0/1/0 | 100G QSFP28 | 100000 | admin-down
UP-DC-006-TOR-003 | Hu0/0/1/1 | 100G QSFP28 | 100000 | admin-down
UP-DC-006-TOR-004 | xe-0/0/0 | 10G SFP+ | 10000 | up | Access to UP-DC-006-MMR-SW-04 | SFP-10G-LR
UP-DC-006-TOR-004 | xe-0/0/1 | 10G SFP+ | 10000 | up | Access to UP-DC-006-MMR-SW-05 | SFP-10G-LR
UP-DC-006-TOR-004 | xe-0/0/2 | 10G SFP+ | 10000 | up | Server NIC
UP-DC-006-TOR-004 | xe-0/0/3 | 10G SFP+ | 10000 | up | Server NIC
UP-DC-006-TOR-004 | xe-0/0/4 | 10G SFP+ | 10000 | up | Server NIC
UP-DC-006-TOR-004 | xe-0/0/5 | 10G SFP+ | 10000 | admin-down
UP-DC-006-TOR-004 | xe-0/0/6 | 10G SFP+ | 10000 | admin-down
UP-DC-006-TOR-004 | xe-0/0/7 | 10G SFP+ | 10000 | up | Server NIC
UP-DC-006-TOR-004 | xe-0/0/8 | 10G SFP+ | 10000 | up | Server NIC
UP-DC-006-TOR-004 | xe-0/0/9 | 10G SFP+ | 10000 | up | Server NIC
UP-DC-006-TOR-004 | xe-0/0/10 | 10G SFP+ | 10000 | up | Server NIC
UP-DC-006-TOR-004 | xe-0/0/11 | 10G SFP+ | 10000 | admin-down
UP-DC-006-TOR-004 | xe-0/0/12 | 10G SFP+ | 10000 | up | Server NIC
UP-DC-006-TOR-004 | xe-0/0/13 | 10G SFP+ | 10000 | up | Server NIC
UP-DC-006-TOR-004 | xe-0/0/14 | 10G SFP+ | 10000 | admin-down
UP-DC-006-TOR-004 | xe-0/0/15 | 10G SFP+ | 10000 | admin-down
UP-DC-006-TOR-004 | xe-0/0/16 | 10G SFP+ | 10000 | up | Server NIC
UP-DC-006-TOR-004 | xe-0/0/17 | 10G SFP+ | 10000 | admin-down
UP-DC-006-TOR-004 | xe-0/0/18 | 10G SFP+ | 10000 | up | Server NIC
UP-DC-006-TOR-004 | xe-0/0/19 | 10G SFP+ | 10000 | admin-down
UP-DC-006-TOR-004 | xe-0/0/20 | 10G SFP+ | 10000 | admin-down
UP-DC-006-TOR-004 | xe-0/0/21 | 10G SFP+ | 10000 | admin-down
UP-DC-006-TOR-004 | xe-0/0/22 | 10G SFP+ | 10000 | up | Server NIC
UP-DC-006-TOR-004 | xe-0/0/23 | 10G SFP+ | 10000 | admin-down
UP-DC-006-TOR-004 | et-0/1/0 | 100G QSFP28 | 100000 | admin-down
UP-DC-006-TOR-004 | et-0/1/1 | 100G QSFP28 | 100000 | admin-down
UP-DC-007-PE-T4-01 | xe-0/0/0 | 10G SFP+ | 10000 | admin-down
UP-DC-007-PE-T4-01 | xe-0/0/1 | 10G SFP+ | 10000 | up | Backhaul to TS-DC-023 | SFP-10G-LR
UP-DC-007-PE-T4-01 | xe-0/0/2 | 10G SFP+ | 10000 | up | Backhaul to UP-DC-006 | SFP-10G-LR
UP-DC-007-PE-T4-01 | xe-0/0/3 | 10G SFP+ | 10000 | up | Backhaul to OD-DC-018 | SFP-10G-LR
UP-DC-007-PE-T4-01 | xe-0/0/4 | 10G SFP+ | 10000 | up | Backhaul to WB-DC-016 | SFP-10G-LR
UP-DC-007-PE-T4-01 | xe-0/0/5 | 10G SFP+ | 10000 | up | Backhaul to MP-DC-014 | SFP-10G-LR
UP-DC-007-PE-T4-01 | xe-0/0/6 | 10G SFP+ | 10000 | up | Uplink to UP-DC-007-AGG-R01 | SFP-10G-LR
UP-DC-007-PE-T4-01 | xe-0/0/7 | 10G SFP+ | 10000 | admin-down
UP-DC-007-PE-T4-01 | xe-0/0/8 | 10G SFP+ | 10000 | admin-down
UP-DC-007-PE-T4-01 | xe-0/0/9 | 10G SFP+ | 10000 | admin-down
UP-DC-007-PE-T4-01 | xe-0/0/10 | 10G SFP+ | 10000 | admin-down
UP-DC-007-PE-T4-01 | xe-0/0/11 | 10G SFP+ | 10000 | admin-down
UP-DC-007-PE-T4-01 | et-0/1/0 | 100G QSFP28 | 100000 | up | Fabric to UP-DC-007-PE-T4-02 | QSFP28-100G-LR4
UP-DC-007-PE-T4-01 | et-0/1/1 | 100G QSFP28 | 100000 | up | Fabric to UP-DC-007-PE-T4-03 | QSFP28-100G-LR4
UP-DC-007-PE-T4-01 | et-0/1/2 | 100G QSFP28 | 100000 | up | Fabric to UP-DC-007-PE-T4-04 | QSFP28-100G-LR4
UP-DC-007-PE-T4-01 | et-0/1/3 | 100G QSFP28 | 100000 | admin-down
UP-DC-007-PE-T4-01 | ge-0/2/0 | 1G copper | 1000 | admin-down
UP-DC-007-PE-T4-01 | ge-0/2/1 | 1G copper | 1000 | admin-down
UP-DC-007-PE-T4-01 | ge-0/2/2 | 1G copper | 1000 | admin-down
UP-DC-007-PE-T4-01 | ge-0/2/3 | 1G copper | 1000 | admin-down
UP-DC-007-PE-T4-01 | ge-0/2/4 | 1G copper | 1000 | admin-down
UP-DC-007-PE-T4-01 | ge-0/2/5 | 1G copper | 1000 | admin-down
UP-DC-007-PE-T4-01 | ge-0/2/6 | 1G copper | 1000 | admin-down
UP-DC-007-PE-T4-01 | ge-0/2/7 | 1G copper | 1000 | admin-down
UP-DC-007-PE-T4-01 | ge-0/2/8 | 1G copper | 1000 | admin-down
UP-DC-007-PE-T4-01 | ge-0/2/9 | 1G copper | 1000 | admin-down
UP-DC-007-PE-T4-01 | ge-0/2/10 | 1G copper | 1000 | admin-down
UP-DC-007-PE-T4-01 | ge-0/2/11 | 1G copper | 1000 | admin-down
UP-DC-007-PE-T4-01 | ge-0/2/12 | 1G copper | 1000 | admin-down
UP-DC-007-PE-T4-01 | ge-0/2/13 | 1G copper | 1000 | admin-down
UP-DC-007-PE-T4-01 | ge-0/2/14 | 1G copper | 1000 | admin-down
UP-DC-007-PE-T4-01 | ge-0/2/15 | 1G copper | 1000 | admin-down
UP-DC-007-PE-T4-02 | xe-0/0/0 | 10G SFP+ | 10000 | admin-down
UP-DC-007-PE-T4-02 | xe-0/0/1 | 10G SFP+ | 10000 | up | Backhaul to RJ-DC-015 | SFP-10G-LR
UP-DC-007-PE-T4-02 | xe-0/0/2 | 10G SFP+ | 10000 | up | Backhaul to KA-DC-008 | SFP-10G-LR
UP-DC-007-PE-T4-02 | xe-0/0/3 | 10G SFP+ | 10000 | up | Backhaul to MH-DC-002 | SFP-10G-LR
UP-DC-007-PE-T4-02 | xe-0/0/4 | 10G SFP+ | 10000 | up | Backhaul to KA-DC-021 | SFP-10G-LR
UP-DC-007-PE-T4-02 | xe-0/0/5 | 10G SFP+ | 10000 | up | Backhaul to UP-DC-006 | SFP-10G-LR
UP-DC-007-PE-T4-02 | xe-0/0/6 | 10G SFP+ | 10000 | up | Uplink to UP-DC-007-AGG-R01 | SFP-10G-LR
UP-DC-007-PE-T4-02 | xe-0/0/7 | 10G SFP+ | 10000 | up | Uplink to UP-DC-007-AGG-R02 | SFP-10G-LR
UP-DC-007-PE-T4-02 | xe-0/0/8 | 10G SFP+ | 10000 | admin-down
UP-DC-007-PE-T4-02 | xe-0/0/9 | 10G SFP+ | 10000 | admin-down
UP-DC-007-PE-T4-02 | xe-0/0/10 | 10G SFP+ | 10000 | admin-down
UP-DC-007-PE-T4-02 | xe-0/0/11 | 10G SFP+ | 10000 | admin-down
UP-DC-007-PE-T4-02 | et-0/1/0 | 100G QSFP28 | 100000 | up | Fabric to UP-DC-007-PE-T4-01 | QSFP28-100G-LR4
UP-DC-007-PE-T4-02 | et-0/1/1 | 100G QSFP28 | 100000 | up | Fabric to UP-DC-007-PE-T4-03 | QSFP28-100G-LR4
UP-DC-007-PE-T4-02 | et-0/1/2 | 100G QSFP28 | 100000 | up | Fabric to UP-DC-007-PE-T4-04 | QSFP28-100G-LR4
UP-DC-007-PE-T4-02 | et-0/1/3 | 100G QSFP28 | 100000 | admin-down
UP-DC-007-PE-T4-02 | ge-0/2/0 | 1G copper | 1000 | admin-down
UP-DC-007-PE-T4-02 | ge-0/2/1 | 1G copper | 1000 | admin-down
UP-DC-007-PE-T4-02 | ge-0/2/2 | 1G copper | 1000 | admin-down
UP-DC-007-PE-T4-02 | ge-0/2/3 | 1G copper | 1000 | admin-down
UP-DC-007-PE-T4-02 | ge-0/2/4 | 1G copper | 1000 | admin-down
UP-DC-007-PE-T4-02 | ge-0/2/5 | 1G copper | 1000 | admin-down
UP-DC-007-PE-T4-02 | ge-0/2/6 | 1G copper | 1000 | admin-down
UP-DC-007-PE-T4-02 | ge-0/2/7 | 1G copper | 1000 | admin-down
UP-DC-007-PE-T4-02 | ge-0/2/8 | 1G copper | 1000 | admin-down
UP-DC-007-PE-T4-02 | ge-0/2/9 | 1G copper | 1000 | admin-down
UP-DC-007-PE-T4-02 | ge-0/2/10 | 1G copper | 1000 | admin-down
UP-DC-007-PE-T4-02 | ge-0/2/11 | 1G copper | 1000 | admin-down
UP-DC-007-PE-T4-02 | ge-0/2/12 | 1G copper | 1000 | admin-down
UP-DC-007-PE-T4-02 | ge-0/2/13 | 1G copper | 1000 | admin-down
UP-DC-007-PE-T4-02 | ge-0/2/14 | 1G copper | 1000 | admin-down
UP-DC-007-PE-T4-02 | ge-0/2/15 | 1G copper | 1000 | admin-down
UP-DC-007-PE-T4-03 | xe-0/0/0 | 10G SFP+ | 10000 | reserved
UP-DC-007-PE-T4-03 | xe-0/0/1 | 10G SFP+ | 10000 | up | Backhaul to BR-DC-019 | SFP-10G-LR
UP-DC-007-PE-T4-03 | xe-0/0/2 | 10G SFP+ | 10000 | up | Backhaul to RJ-DC-015 | SFP-10G-LR
UP-DC-007-PE-T4-03 | xe-0/0/3 | 10G SFP+ | 10000 | up | Backhaul to PB-DC-012 | SFP-10G-LR
UP-DC-007-PE-T4-03 | xe-0/0/4 | 10G SFP+ | 10000 | up | Backhaul to KA-DC-021 | SFP-10G-LR
UP-DC-007-PE-T4-03 | xe-0/0/5 | 10G SFP+ | 10000 | up | Backhaul to MH-DC-004 | SFP-10G-LR
UP-DC-007-PE-T4-03 | xe-0/0/6 | 10G SFP+ | 10000 | up | Uplink to UP-DC-007-AGG-R02 | SFP-10G-LR
UP-DC-007-PE-T4-03 | xe-0/0/7 | 10G SFP+ | 10000 | admin-down
UP-DC-007-PE-T4-03 | xe-0/0/8 | 10G SFP+ | 10000 | admin-down
UP-DC-007-PE-T4-03 | xe-0/0/9 | 10G SFP+ | 10000 | admin-down
UP-DC-007-PE-T4-03 | xe-0/0/10 | 10G SFP+ | 10000 | admin-down
UP-DC-007-PE-T4-03 | xe-0/0/11 | 10G SFP+ | 10000 | admin-down
UP-DC-007-PE-T4-03 | et-0/1/0 | 100G QSFP28 | 100000 | up | Fabric to UP-DC-007-PE-T4-01 | QSFP28-100G-LR4
UP-DC-007-PE-T4-03 | et-0/1/1 | 100G QSFP28 | 100000 | up | Fabric to UP-DC-007-PE-T4-02 | QSFP28-100G-LR4
UP-DC-007-PE-T4-03 | et-0/1/2 | 100G QSFP28 | 100000 | up | Fabric to UP-DC-007-PE-T4-04 | QSFP28-100G-LR4
UP-DC-007-PE-T4-03 | et-0/1/3 | 100G QSFP28 | 100000 | admin-down
UP-DC-007-PE-T4-03 | ge-0/2/0 | 1G copper | 1000 | admin-down
UP-DC-007-PE-T4-03 | ge-0/2/1 | 1G copper | 1000 | admin-down
UP-DC-007-PE-T4-03 | ge-0/2/2 | 1G copper | 1000 | admin-down
UP-DC-007-PE-T4-03 | ge-0/2/3 | 1G copper | 1000 | admin-down
UP-DC-007-PE-T4-03 | ge-0/2/4 | 1G copper | 1000 | admin-down
UP-DC-007-PE-T4-03 | ge-0/2/5 | 1G copper | 1000 | admin-down
UP-DC-007-PE-T4-03 | ge-0/2/6 | 1G copper | 1000 | admin-down
UP-DC-007-PE-T4-03 | ge-0/2/7 | 1G copper | 1000 | admin-down
UP-DC-007-PE-T4-03 | ge-0/2/8 | 1G copper | 1000 | admin-down
UP-DC-007-PE-T4-03 | ge-0/2/9 | 1G copper | 1000 | admin-down
UP-DC-007-PE-T4-03 | ge-0/2/10 | 1G copper | 1000 | admin-down
UP-DC-007-PE-T4-03 | ge-0/2/11 | 1G copper | 1000 | admin-down
UP-DC-007-PE-T4-03 | ge-0/2/12 | 1G copper | 1000 | admin-down
UP-DC-007-PE-T4-03 | ge-0/2/13 | 1G copper | 1000 | admin-down
UP-DC-007-PE-T4-03 | ge-0/2/14 | 1G copper | 1000 | admin-down
UP-DC-007-PE-T4-03 | ge-0/2/15 | 1G copper | 1000 | admin-down
UP-DC-007-PE-T4-04 | xe-0/0/0 | 10G SFP+ | 10000 | admin-down
UP-DC-007-PE-T4-04 | xe-0/0/1 | 10G SFP+ | 10000 | up | Backhaul to MH-DC-002 | SFP-10G-LR
UP-DC-007-PE-T4-04 | xe-0/0/2 | 10G SFP+ | 10000 | up | Backhaul to MH-DC-004 | SFP-10G-LR
UP-DC-007-PE-T4-04 | xe-0/0/3 | 10G SFP+ | 10000 | up | Backhaul to TN-DC-022 | SFP-10G-LR
UP-DC-007-PE-T4-04 | xe-0/0/4 | 10G SFP+ | 10000 | up | Backhaul to WB-DC-016 | SFP-10G-LR
UP-DC-007-PE-T4-04 | xe-0/0/5 | 10G SFP+ | 10000 | up | Backhaul to MH-DC-004 | SFP-10G-LR
UP-DC-007-PE-T4-04 | xe-0/0/6 | 10G SFP+ | 10000 | admin-down
UP-DC-007-PE-T4-04 | xe-0/0/7 | 10G SFP+ | 10000 | admin-down
UP-DC-007-PE-T4-04 | xe-0/0/8 | 10G SFP+ | 10000 | admin-down
UP-DC-007-PE-T4-04 | xe-0/0/9 | 10G SFP+ | 10000 | admin-down
UP-DC-007-PE-T4-04 | xe-0/0/10 | 10G SFP+ | 10000 | admin-down
UP-DC-007-PE-T4-04 | xe-0/0/11 | 10G SFP+ | 10000 | admin-down
UP-DC-007-PE-T4-04 | et-0/1/0 | 100G QSFP28 | 100000 | up | Fabric to UP-DC-007-PE-T4-01 | QSFP28-100G-LR4
UP-DC-007-PE-T4-04 | et-0/1/1 | 100G QSFP28 | 100000 | up | Fabric to UP-DC-007-PE-T4-02 | QSFP28-100G-LR4
UP-DC-007-PE-T4-04 | et-0/1/2 | 100G QSFP28 | 100000 | up | Fabric to UP-DC-007-PE-T4-03 | QSFP28-100G-LR4
UP-DC-007-PE-T4-04 | et-0/1/3 | 100G QSFP28 | 100000 | admin-down
UP-DC-007-PE-T4-04 | ge-0/2/0 | 1G copper | 1000 | admin-down
UP-DC-007-PE-T4-04 | ge-0/2/1 | 1G copper | 1000 | admin-down
UP-DC-007-PE-T4-04 | ge-0/2/2 | 1G copper | 1000 | admin-down
UP-DC-007-PE-T4-04 | ge-0/2/3 | 1G copper | 1000 | admin-down
UP-DC-007-PE-T4-04 | ge-0/2/4 | 1G copper | 1000 | admin-down
UP-DC-007-PE-T4-04 | ge-0/2/5 | 1G copper | 1000 | admin-down
UP-DC-007-PE-T4-04 | ge-0/2/6 | 1G copper | 1000 | admin-down
UP-DC-007-PE-T4-04 | ge-0/2/7 | 1G copper | 1000 | admin-down
UP-DC-007-PE-T4-04 | ge-0/2/8 | 1G copper | 1000 | admin-down
UP-DC-007-PE-T4-04 | ge-0/2/9 | 1G copper | 1000 | admin-down
UP-DC-007-PE-T4-04 | ge-0/2/10 | 1G copper | 1000 | admin-down
UP-DC-007-PE-T4-04 | ge-0/2/11 | 1G copper | 1000 | admin-down
UP-DC-007-PE-T4-04 | ge-0/2/12 | 1G copper | 1000 | admin-down
UP-DC-007-PE-T4-04 | ge-0/2/13 | 1G copper | 1000 | admin-down
UP-DC-007-PE-T4-04 | ge-0/2/14 | 1G copper | 1000 | admin-down
UP-DC-007-PE-T4-04 | ge-0/2/15 | 1G copper | 1000 | admin-down
UP-DC-007-FW-01 | port1 | 10G SFP+ | 10000 | up | Uplink to UP-DC-007-AGG-R01 | SFP-10G-LR
UP-DC-007-FW-01 | port2 | 10G SFP+ | 10000 | up | Uplink to UP-DC-007-AGG-R02 | SFP-10G-LR
UP-DC-007-FW-01 | port3 | 10G SFP+ | 10000 | admin-down
UP-DC-007-FW-01 | port4 | 10G SFP+ | 10000 | admin-down
UP-DC-007-FW-01 | port5 | 10G SFP+ | 10000 | admin-down
UP-DC-007-FW-01 | port6 | 10G SFP+ | 10000 | admin-down
UP-DC-007-FW-01 | port7 | 10G SFP+ | 10000 | reserved
UP-DC-007-FW-01 | port8 | 10G SFP+ | 10000 | admin-down
UP-DC-007-OLA-01 | 1/2/c1 | 100G QSFP28 | 100000 | up | Uplink to UP-DC-007-AGG-R01 | QSFP28-100G-LR4
UP-DC-007-OLA-01 | 1/2/c2 | 100G QSFP28 | 100000 | admin-down
UP-DC-007-OLA-01 | 1/2/c3 | 100G QSFP28 | 100000 | admin-down
UP-DC-007-OLA-01 | 1/2/c4 | 100G QSFP28 | 100000 | admin-down
UP-DC-007-OLA-01 | 1/2/c5 | 100G QSFP28 | 100000 | admin-down
UP-DC-007-OLA-01 | 1/2/c6 | 100G QSFP28 | 100000 | admin-down
UP-DC-007-OLA-01 | 1/2/c7 | 100G QSFP28 | 100000 | reserved
UP-DC-007-OLA-01 | 1/2/c8 | 100G QSFP28 | 100000 | admin-down
UP-DC-007-AGG-R01 | xe-0/0/0 | 10G SFP+ | 10000 | up | Uplink to UP-DC-007-FW-01 | SFP-10G-LR
UP-DC-007-AGG-R01 | xe-0/0/1 | 10G SFP+ | 10000 | up | Uplink to UP-DC-007-MMR-SW-01 | SFP-10G-LR
UP-DC-007-AGG-R01 | xe-0/0/2 | 10G SFP+ | 10000 | up | Uplink to UP-DC-007-MMR-SW-02 | SFP-10G-LR
UP-DC-007-AGG-R01 | xe-0/0/3 | 10G SFP+ | 10000 | up | Uplink to UP-DC-007-MMR-SW-03 | SFP-10G-LR
UP-DC-007-AGG-R01 | xe-0/0/4 | 10G SFP+ | 10000 | up | Uplink to UP-DC-007-MMR-SW-04 | SFP-10G-LR
UP-DC-007-AGG-R01 | xe-0/0/5 | 10G SFP+ | 10000 | admin-down
UP-DC-007-AGG-R01 | xe-0/0/6 | 10G SFP+ | 10000 | admin-down
UP-DC-007-AGG-R01 | xe-0/0/7 | 10G SFP+ | 10000 | admin-down
UP-DC-007-AGG-R01 | xe-0/0/8 | 10G SFP+ | 10000 | admin-down
UP-DC-007-AGG-R01 | xe-0/0/9 | 10G SFP+ | 10000 | admin-down
UP-DC-007-AGG-R01 | xe-0/0/10 | 10G SFP+ | 10000 | reserved
UP-DC-007-AGG-R01 | xe-0/0/11 | 10G SFP+ | 10000 | admin-down
UP-DC-007-AGG-R01 | xe-0/0/12 | 10G SFP+ | 10000 | admin-down
UP-DC-007-AGG-R01 | xe-0/0/13 | 10G SFP+ | 10000 | admin-down
UP-DC-007-AGG-R01 | xe-0/0/14 | 10G SFP+ | 10000 | admin-down
UP-DC-007-AGG-R01 | xe-0/0/15 | 10G SFP+ | 10000 | admin-down
UP-DC-007-AGG-R01 | et-0/1/0 | 100G QSFP28 | 100000 | up | Uplink to UP-DC-007-PE-T4-01 | QSFP28-100G-LR4
UP-DC-007-AGG-R01 | et-0/1/1 | 100G QSFP28 | 100000 | up | Uplink to UP-DC-007-PE-T4-02 | QSFP28-100G-LR4
UP-DC-007-AGG-R01 | et-0/1/2 | 100G QSFP28 | 100000 | up | Uplink to UP-DC-007-OLA-01 | QSFP28-100G-LR4
UP-DC-007-AGG-R01 | et-0/1/3 | 100G QSFP28 | 100000 | admin-down
UP-DC-007-AGG-R01 | et-0/1/4 | 100G QSFP28 | 100000 | admin-down
UP-DC-007-AGG-R01 | et-0/1/5 | 100G QSFP28 | 100000 | admin-down
UP-DC-007-AGG-R01 | et-0/1/6 | 100G QSFP28 | 100000 | admin-down
UP-DC-007-AGG-R01 | et-0/1/7 | 100G QSFP28 | 100000 | admin-down
UP-DC-007-AGG-R02 | xe-0/0/0 | 10G SFP+ | 10000 | up | Uplink to UP-DC-007-FW-01 | SFP-10G-LR
UP-DC-007-AGG-R02 | xe-0/0/1 | 10G SFP+ | 10000 | up | Uplink to UP-DC-007-MMR-SW-01 | SFP-10G-LR
UP-DC-007-AGG-R02 | xe-0/0/2 | 10G SFP+ | 10000 | up | Uplink to UP-DC-007-MMR-SW-02 | SFP-10G-LR
UP-DC-007-AGG-R02 | xe-0/0/3 | 10G SFP+ | 10000 | up | Uplink to UP-DC-007-MMR-SW-03 | SFP-10G-LR
UP-DC-007-AGG-R02 | xe-0/0/4 | 10G SFP+ | 10000 | up | Uplink to UP-DC-007-MMR-SW-04 | SFP-10G-LR
UP-DC-007-AGG-R02 | xe-0/0/5 | 10G SFP+ | 10000 | admin-down
UP-DC-007-AGG-R02 | xe-0/0/6 | 10G SFP+ | 10000 | admin-down
UP-DC-007-AGG-R02 | xe-0/0/7 | 10G SFP+ | 10000 | admin-down
UP-DC-007-AGG-R02 | xe-0/0/8 | 10G SFP+ | 10000 | admin-down
UP-DC-007-AGG-R02 | xe-0/0/9 | 10G SFP+ | 10000 | admin-down
UP-DC-007-AGG-R02 | xe-0/0/10 | 10G SFP+ | 10000 | admin-down
UP-DC-007-AGG-R02 | xe-0/0/11 | 10G SFP+ | 10000 | admin-down
UP-DC-007-AGG-R02 | xe-0/0/12 | 10G SFP+ | 10000 | admin-down
UP-DC-007-AGG-R02 | xe-0/0/13 | 10G SFP+ | 10000 | admin-down
UP-DC-007-AGG-R02 | xe-0/0/14 | 10G SFP+ | 10000 | admin-down
UP-DC-007-AGG-R02 | xe-0/0/15 | 10G SFP+ | 10000 | admin-down
UP-DC-007-AGG-R02 | et-0/1/0 | 100G QSFP28 | 100000 | up | Uplink to UP-DC-007-PE-T4-02 | QSFP28-100G-LR4
UP-DC-007-AGG-R02 | et-0/1/1 | 100G QSFP28 | 100000 | up | Uplink to UP-DC-007-PE-T4-03 | QSFP28-100G-LR4
UP-DC-007-AGG-R02 | et-0/1/2 | 100G QSFP28 | 100000 | admin-down
UP-DC-007-AGG-R02 | et-0/1/3 | 100G QSFP28 | 100000 | admin-down
UP-DC-007-AGG-R02 | et-0/1/4 | 100G QSFP28 | 100000 | admin-down
UP-DC-007-AGG-R02 | et-0/1/5 | 100G QSFP28 | 100000 | admin-down
UP-DC-007-AGG-R02 | et-0/1/6 | 100G QSFP28 | 100000 | admin-down
UP-DC-007-AGG-R02 | et-0/1/7 | 100G QSFP28 | 100000 | admin-down
UP-DC-007-MMR-SW-01 | Ethernet1 | 10G SFP+ | 10000 | up | Access to UP-DC-007-TOR-001 | SFP-10G-LR
UP-DC-007-MMR-SW-01 | Ethernet2 | 10G SFP+ | 10000 | up | Server NIC
UP-DC-007-MMR-SW-01 | Ethernet3 | 10G SFP+ | 10000 | up | Server NIC
UP-DC-007-MMR-SW-01 | Ethernet4 | 10G SFP+ | 10000 | admin-down
UP-DC-007-MMR-SW-01 | Ethernet5 | 10G SFP+ | 10000 | admin-down
UP-DC-007-MMR-SW-01 | Ethernet6 | 10G SFP+ | 10000 | admin-down
UP-DC-007-MMR-SW-01 | Ethernet7 | 10G SFP+ | 10000 | up | Server NIC
UP-DC-007-MMR-SW-01 | Ethernet8 | 10G SFP+ | 10000 | up | Server NIC
UP-DC-007-MMR-SW-01 | Ethernet9 | 10G SFP+ | 10000 | up | Server NIC
UP-DC-007-MMR-SW-01 | Ethernet10 | 10G SFP+ | 10000 | admin-down
UP-DC-007-MMR-SW-01 | Ethernet11 | 10G SFP+ | 10000 | up | Server NIC
UP-DC-007-MMR-SW-01 | Ethernet12 | 10G SFP+ | 10000 | up | Server NIC
UP-DC-007-MMR-SW-01 | Ethernet13 | 10G SFP+ | 10000 | admin-down
UP-DC-007-MMR-SW-01 | Ethernet14 | 10G SFP+ | 10000 | up | Server NIC
UP-DC-007-MMR-SW-01 | Ethernet15 | 10G SFP+ | 10000 | up | Server NIC
UP-DC-007-MMR-SW-01 | Ethernet16 | 10G SFP+ | 10000 | up | Server NIC
UP-DC-007-MMR-SW-01 | Ethernet17 | 10G SFP+ | 10000 | up | Server NIC
UP-DC-007-MMR-SW-01 | Ethernet18 | 10G SFP+ | 10000 | up | Server NIC
UP-DC-007-MMR-SW-01 | Ethernet19 | 10G SFP+ | 10000 | up | Server NIC
UP-DC-007-MMR-SW-01 | Ethernet20 | 10G SFP+ | 10000 | up | Server NIC
UP-DC-007-MMR-SW-01 | Ethernet21 | 10G SFP+ | 10000 | up | Server NIC
UP-DC-007-MMR-SW-01 | Ethernet22 | 10G SFP+ | 10000 | up | Server NIC
UP-DC-007-MMR-SW-01 | Ethernet23 | 10G SFP+ | 10000 | admin-down
UP-DC-007-MMR-SW-01 | Ethernet24 | 10G SFP+ | 10000 | up | Server NIC
UP-DC-007-MMR-SW-01 | Ethernet25 | 10G SFP+ | 10000 | up | Server NIC
UP-DC-007-MMR-SW-01 | Ethernet26 | 10G SFP+ | 10000 | admin-down
UP-DC-007-MMR-SW-01 | Ethernet27 | 10G SFP+ | 10000 | up | Server NIC
UP-DC-007-MMR-SW-01 | Ethernet28 | 10G SFP+ | 10000 | reserved
UP-DC-007-MMR-SW-01 | Ethernet29 | 10G SFP+ | 10000 | up | Server NIC
UP-DC-007-MMR-SW-01 | Ethernet30 | 10G SFP+ | 10000 | up | Server NIC
UP-DC-007-MMR-SW-01 | Ethernet31 | 10G SFP+ | 10000 | up | Server NIC
UP-DC-007-MMR-SW-01 | Ethernet32 | 10G SFP+ | 10000 | up | Server NIC
UP-DC-007-MMR-SW-01 | Ethernet33 | 10G SFP+ | 10000 | up | Server NIC
UP-DC-007-MMR-SW-01 | Ethernet34 | 10G SFP+ | 10000 | up | Server NIC
UP-DC-007-MMR-SW-01 | Ethernet35 | 10G SFP+ | 10000 | admin-down
UP-DC-007-MMR-SW-01 | Ethernet36 | 10G SFP+ | 10000 | admin-down
UP-DC-007-MMR-SW-01 | Ethernet37 | 10G SFP+ | 10000 | admin-down
UP-DC-007-MMR-SW-01 | Ethernet38 | 10G SFP+ | 10000 | up | Server NIC
UP-DC-007-MMR-SW-01 | Ethernet39 | 10G SFP+ | 10000 | up | Server NIC
UP-DC-007-MMR-SW-01 | Ethernet40 | 10G SFP+ | 10000 | admin-down
UP-DC-007-MMR-SW-01 | Ethernet41 | 10G SFP+ | 10000 | admin-down
UP-DC-007-MMR-SW-01 | Ethernet42 | 10G SFP+ | 10000 | admin-down
UP-DC-007-MMR-SW-01 | Ethernet43 | 10G SFP+ | 10000 | up | Server NIC
UP-DC-007-MMR-SW-01 | Ethernet44 | 10G SFP+ | 10000 | up | Server NIC
UP-DC-007-MMR-SW-01 | Ethernet45 | 10G SFP+ | 10000 | up | Server NIC
UP-DC-007-MMR-SW-01 | Ethernet46 | 10G SFP+ | 10000 | admin-down
UP-DC-007-MMR-SW-01 | Ethernet47 | 10G SFP+ | 10000 | up | Server NIC
UP-DC-007-MMR-SW-01 | Ethernet48 | 10G SFP+ | 10000 | up | Server NIC
UP-DC-007-MMR-SW-01 | Ethernet49/1 | 100G QSFP28 | 100000 | up | Uplink to UP-DC-007-AGG-R01 | QSFP28-100G-LR4
UP-DC-007-MMR-SW-01 | Ethernet49/2 | 100G QSFP28 | 100000 | up | Uplink to UP-DC-007-AGG-R02 | QSFP28-100G-LR4
UP-DC-007-MMR-SW-01 | Ethernet49/3 | 100G QSFP28 | 100000 | admin-down
UP-DC-007-MMR-SW-01 | Ethernet49/4 | 100G QSFP28 | 100000 | admin-down
UP-DC-007-MMR-SW-02 | xe-0/0/0 | 10G SFP+ | 10000 | up | Access to UP-DC-007-TOR-001 | SFP-10G-LR
UP-DC-007-MMR-SW-02 | xe-0/0/1 | 10G SFP+ | 10000 | up | Access to UP-DC-007-TOR-002 | SFP-10G-LR
UP-DC-007-MMR-SW-02 | xe-0/0/2 | 10G SFP+ | 10000 | up | Server NIC
UP-DC-007-MMR-SW-02 | xe-0/0/3 | 10G SFP+ | 10000 | admin-down
UP-DC-007-MMR-SW-02 | xe-0/0/4 | 10G SFP+ | 10000 | up | Server NIC
UP-DC-007-MMR-SW-02 | xe-0/0/5 | 10G SFP+ | 10000 | admin-down
UP-DC-007-MMR-SW-02 | xe-0/0/6 | 10G SFP+ | 10000 | admin-down
UP-DC-007-MMR-SW-02 | xe-0/0/7 | 10G SFP+ | 10000 | admin-down
UP-DC-007-MMR-SW-02 | xe-0/0/8 | 10G SFP+ | 10000 | up | Server NIC
UP-DC-007-MMR-SW-02 | xe-0/0/9 | 10G SFP+ | 10000 | up | Server NIC
UP-DC-007-MMR-SW-02 | xe-0/0/10 | 10G SFP+ | 10000 | up | Server NIC
UP-DC-007-MMR-SW-02 | xe-0/0/11 | 10G SFP+ | 10000 | up | Server NIC
UP-DC-007-MMR-SW-02 | xe-0/0/12 | 10G SFP+ | 10000 | admin-down
UP-DC-007-MMR-SW-02 | xe-0/0/13 | 10G SFP+ | 10000 | up | Server NIC
UP-DC-007-MMR-SW-02 | xe-0/0/14 | 10G SFP+ | 10000 | up | Server NIC
UP-DC-007-MMR-SW-02 | xe-0/0/15 | 10G SFP+ | 10000 | up | Server NIC
UP-DC-007-MMR-SW-02 | xe-0/0/16 | 10G SFP+ | 10000 | admin-down
UP-DC-007-MMR-SW-02 | xe-0/0/17 | 10G SFP+ | 10000 | admin-down
UP-DC-007-MMR-SW-02 | xe-0/0/18 | 10G SFP+ | 10000 | up | Server NIC
UP-DC-007-MMR-SW-02 | xe-0/0/19 | 10G SFP+ | 10000 | up | Server NIC
UP-DC-007-MMR-SW-02 | xe-0/0/20 | 10G SFP+ | 10000 | up | Server NIC
UP-DC-007-MMR-SW-02 | xe-0/0/21 | 10G SFP+ | 10000 | admin-down
UP-DC-007-MMR-SW-02 | xe-0/0/22 | 10G SFP+ | 10000 | up | Server NIC
UP-DC-007-MMR-SW-02 | xe-0/0/23 | 10G SFP+ | 10000 | admin-down
UP-DC-007-MMR-SW-02 | xe-0/0/24 | 10G SFP+ | 10000 | admin-down
UP-DC-007-MMR-SW-02 | xe-0/0/25 | 10G SFP+ | 10000 | up | Server NIC
UP-DC-007-MMR-SW-02 | xe-0/0/26 | 10G SFP+ | 10000 | up | Server NIC
UP-DC-007-MMR-SW-02 | xe-0/0/27 | 10G SFP+ | 10000 | admin-down
UP-DC-007-MMR-SW-02 | xe-0/0/28 | 10G SFP+ | 10000 | admin-down
UP-DC-007-MMR-SW-02 | xe-0/0/29 | 10G SFP+ | 10000 | up | Server NIC
UP-DC-007-MMR-SW-02 | xe-0/0/30 | 10G SFP+ | 10000 | up | Server NIC
UP-DC-007-MMR-SW-02 | xe-0/0/31 | 10G SFP+ | 10000 | up | Server NIC
UP-DC-007-MMR-SW-02 | xe-0/0/32 | 10G SFP+ | 10000 | admin-down
UP-DC-007-MMR-SW-02 | xe-0/0/33 | 10G SFP+ | 10000 | admin-down
UP-DC-007-MMR-SW-02 | xe-0/0/34 | 10G SFP+ | 10000 | up | Server NIC
UP-DC-007-MMR-SW-02 | xe-0/0/35 | 10G SFP+ | 10000 | up | Server NIC
UP-DC-007-MMR-SW-02 | xe-0/0/36 | 10G SFP+ | 10000 | up | Server NIC
UP-DC-007-MMR-SW-02 | xe-0/0/37 | 10G SFP+ | 10000 | up | Server NIC
UP-DC-007-MMR-SW-02 | xe-0/0/38 | 10G SFP+ | 10000 | up | Server NIC
UP-DC-007-MMR-SW-02 | xe-0/0/39 | 10G SFP+ | 10000 | admin-down
UP-DC-007-MMR-SW-02 | xe-0/0/40 | 10G SFP+ | 10000 | up | Server NIC
UP-DC-007-MMR-SW-02 | xe-0/0/41 | 10G SFP+ | 10000 | admin-down
UP-DC-007-MMR-SW-02 | xe-0/0/42 | 10G SFP+ | 10000 | admin-down
UP-DC-007-MMR-SW-02 | xe-0/0/43 | 10G SFP+ | 10000 | up | Server NIC
UP-DC-007-MMR-SW-02 | xe-0/0/44 | 10G SFP+ | 10000 | up | Server NIC
UP-DC-007-MMR-SW-02 | xe-0/0/45 | 10G SFP+ | 10000 | admin-down
UP-DC-007-MMR-SW-02 | xe-0/0/46 | 10G SFP+ | 10000 | admin-down
UP-DC-007-MMR-SW-02 | xe-0/0/47 | 10G SFP+ | 10000 | up | Server NIC
UP-DC-007-MMR-SW-02 | et-0/1/0 | 100G QSFP28 | 100000 | up | Uplink to UP-DC-007-AGG-R02 | QSFP28-100G-LR4
UP-DC-007-MMR-SW-02 | et-0/1/1 | 100G QSFP28 | 100000 | up | Uplink to UP-DC-007-AGG-R01 | QSFP28-100G-LR4
UP-DC-007-MMR-SW-02 | et-0/1/2 | 100G QSFP28 | 100000 | admin-down
UP-DC-007-MMR-SW-02 | et-0/1/3 | 100G QSFP28 | 100000 | admin-down
UP-DC-007-MMR-SW-03 | Ethernet1 | 10G SFP+ | 10000 | up | Access to UP-DC-007-TOR-002 | SFP-10G-LR
UP-DC-007-MMR-SW-03 | Ethernet2 | 10G SFP+ | 10000 | up | Access to UP-DC-007-TOR-003 | SFP-10G-LR
UP-DC-007-MMR-SW-03 | Ethernet3 | 10G SFP+ | 10000 | admin-down
UP-DC-007-MMR-SW-03 | Ethernet4 | 10G SFP+ | 10000 | admin-down
UP-DC-007-MMR-SW-03 | Ethernet5 | 10G SFP+ | 10000 | admin-down
UP-DC-007-MMR-SW-03 | Ethernet6 | 10G SFP+ | 10000 | up | Server NIC
UP-DC-007-MMR-SW-03 | Ethernet7 | 10G SFP+ | 10000 | admin-down
UP-DC-007-MMR-SW-03 | Ethernet8 | 10G SFP+ | 10000 | admin-down
UP-DC-007-MMR-SW-03 | Ethernet9 | 10G SFP+ | 10000 | up | Server NIC
UP-DC-007-MMR-SW-03 | Ethernet10 | 10G SFP+ | 10000 | admin-down
UP-DC-007-MMR-SW-03 | Ethernet11 | 10G SFP+ | 10000 | up | Server NIC
UP-DC-007-MMR-SW-03 | Ethernet12 | 10G SFP+ | 10000 | admin-down
UP-DC-007-MMR-SW-03 | Ethernet13 | 10G SFP+ | 10000 | admin-down
UP-DC-007-MMR-SW-03 | Ethernet14 | 10G SFP+ | 10000 | up | Server NIC
UP-DC-007-MMR-SW-03 | Ethernet15 | 10G SFP+ | 10000 | up | Server NIC
UP-DC-007-MMR-SW-03 | Ethernet16 | 10G SFP+ | 10000 | up | Server NIC
UP-DC-007-MMR-SW-03 | Ethernet17 | 10G SFP+ | 10000 | admin-down
UP-DC-007-MMR-SW-03 | Ethernet18 | 10G SFP+ | 10000 | up | Server NIC
UP-DC-007-MMR-SW-03 | Ethernet19 | 10G SFP+ | 10000 | up | Server NIC
UP-DC-007-MMR-SW-03 | Ethernet20 | 10G SFP+ | 10000 | up | Server NIC
UP-DC-007-MMR-SW-03 | Ethernet21 | 10G SFP+ | 10000 | admin-down
UP-DC-007-MMR-SW-03 | Ethernet22 | 10G SFP+ | 10000 | up | Server NIC
UP-DC-007-MMR-SW-03 | Ethernet23 | 10G SFP+ | 10000 | up | Server NIC
UP-DC-007-MMR-SW-03 | Ethernet24 | 10G SFP+ | 10000 | up | Server NIC
UP-DC-007-MMR-SW-03 | Ethernet25 | 10G SFP+ | 10000 | up | Server NIC
UP-DC-007-MMR-SW-03 | Ethernet26 | 10G SFP+ | 10000 | admin-down
UP-DC-007-MMR-SW-03 | Ethernet27 | 10G SFP+ | 10000 | up | Server NIC
UP-DC-007-MMR-SW-03 | Ethernet28 | 10G SFP+ | 10000 | up | Server NIC
UP-DC-007-MMR-SW-03 | Ethernet29 | 10G SFP+ | 10000 | admin-down
UP-DC-007-MMR-SW-03 | Ethernet30 | 10G SFP+ | 10000 | up | Server NIC
UP-DC-007-MMR-SW-03 | Ethernet31 | 10G SFP+ | 10000 | admin-down
UP-DC-007-MMR-SW-03 | Ethernet32 | 10G SFP+ | 10000 | up | Server NIC
UP-DC-007-MMR-SW-03 | Ethernet33 | 10G SFP+ | 10000 | admin-down
UP-DC-007-MMR-SW-03 | Ethernet34 | 10G SFP+ | 10000 | up | Server NIC
UP-DC-007-MMR-SW-03 | Ethernet35 | 10G SFP+ | 10000 | up | Server NIC
UP-DC-007-MMR-SW-03 | Ethernet36 | 10G SFP+ | 10000 | up | Server NIC
UP-DC-007-MMR-SW-03 | Ethernet37 | 10G SFP+ | 10000 | up | Server NIC
UP-DC-007-MMR-SW-03 | Ethernet38 | 10G SFP+ | 10000 | up | Server NIC
UP-DC-007-MMR-SW-03 | Ethernet39 | 10G SFP+ | 10000 | up | Server NIC
UP-DC-007-MMR-SW-03 | Ethernet40 | 10G SFP+ | 10000 | up | Server NIC
UP-DC-007-MMR-SW-03 | Ethernet41 | 10G SFP+ | 10000 | up | Server NIC
UP-DC-007-MMR-SW-03 | Ethernet42 | 10G SFP+ | 10000 | up | Server NIC
UP-DC-007-MMR-SW-03 | Ethernet43 | 10G SFP+ | 10000 | up | Server NIC
UP-DC-007-MMR-SW-03 | Ethernet44 | 10G SFP+ | 10000 | up | Server NIC
UP-DC-007-MMR-SW-03 | Ethernet45 | 10G SFP+ | 10000 | up | Server NIC
UP-DC-007-MMR-SW-03 | Ethernet46 | 10G SFP+ | 10000 | up | Server NIC
UP-DC-007-MMR-SW-03 | Ethernet47 | 10G SFP+ | 10000 | up | Server NIC
UP-DC-007-MMR-SW-03 | Ethernet48 | 10G SFP+ | 10000 | admin-down
UP-DC-007-MMR-SW-03 | Ethernet49/1 | 100G QSFP28 | 100000 | up | Uplink to UP-DC-007-AGG-R01 | QSFP28-100G-LR4
UP-DC-007-MMR-SW-03 | Ethernet49/2 | 100G QSFP28 | 100000 | up | Uplink to UP-DC-007-AGG-R02 | QSFP28-100G-LR4
UP-DC-007-MMR-SW-03 | Ethernet49/3 | 100G QSFP28 | 100000 | admin-down
UP-DC-007-MMR-SW-03 | Ethernet49/4 | 100G QSFP28 | 100000 | admin-down
UP-DC-007-MMR-SW-04 | Ethernet1 | 10G SFP+ | 10000 | up | Access to UP-DC-007-TOR-003 | SFP-10G-LR
UP-DC-007-MMR-SW-04 | Ethernet2 | 10G SFP+ | 10000 | admin-down
UP-DC-007-MMR-SW-04 | Ethernet3 | 10G SFP+ | 10000 | admin-down
UP-DC-007-MMR-SW-04 | Ethernet4 | 10G SFP+ | 10000 | admin-down
UP-DC-007-MMR-SW-04 | Ethernet5 | 10G SFP+ | 10000 | up | Server NIC
UP-DC-007-MMR-SW-04 | Ethernet6 | 10G SFP+ | 10000 | up | Server NIC
UP-DC-007-MMR-SW-04 | Ethernet7 | 10G SFP+ | 10000 | admin-down
UP-DC-007-MMR-SW-04 | Ethernet8 | 10G SFP+ | 10000 | admin-down
UP-DC-007-MMR-SW-04 | Ethernet9 | 10G SFP+ | 10000 | up | Server NIC
UP-DC-007-MMR-SW-04 | Ethernet10 | 10G SFP+ | 10000 | up | Server NIC
UP-DC-007-MMR-SW-04 | Ethernet11 | 10G SFP+ | 10000 | admin-down
UP-DC-007-MMR-SW-04 | Ethernet12 | 10G SFP+ | 10000 | up | Server NIC
UP-DC-007-MMR-SW-04 | Ethernet13 | 10G SFP+ | 10000 | admin-down
UP-DC-007-MMR-SW-04 | Ethernet14 | 10G SFP+ | 10000 | up | Server NIC
UP-DC-007-MMR-SW-04 | Ethernet15 | 10G SFP+ | 10000 | admin-down
UP-DC-007-MMR-SW-04 | Ethernet16 | 10G SFP+ | 10000 | up | Server NIC
UP-DC-007-MMR-SW-04 | Ethernet17 | 10G SFP+ | 10000 | up | Server NIC
UP-DC-007-MMR-SW-04 | Ethernet18 | 10G SFP+ | 10000 | up | Server NIC
UP-DC-007-MMR-SW-04 | Ethernet19 | 10G SFP+ | 10000 | up | Server NIC
UP-DC-007-MMR-SW-04 | Ethernet20 | 10G SFP+ | 10000 | up | Server NIC
UP-DC-007-MMR-SW-04 | Ethernet21 | 10G SFP+ | 10000 | up | Server NIC
UP-DC-007-MMR-SW-04 | Ethernet22 | 10G SFP+ | 10000 | up | Server NIC
UP-DC-007-MMR-SW-04 | Ethernet23 | 10G SFP+ | 10000 | up | Server NIC
UP-DC-007-MMR-SW-04 | Ethernet24 | 10G SFP+ | 10000 | up | Server NIC
UP-DC-007-MMR-SW-04 | Ethernet25 | 10G SFP+ | 10000 | up | Server NIC
UP-DC-007-MMR-SW-04 | Ethernet26 | 10G SFP+ | 10000 | up | Server NIC
UP-DC-007-MMR-SW-04 | Ethernet27 | 10G SFP+ | 10000 | up | Server NIC
UP-DC-007-MMR-SW-04 | Ethernet28 | 10G SFP+ | 10000 | up | Server NIC
UP-DC-007-MMR-SW-04 | Ethernet29 | 10G SFP+ | 10000 | admin-down
UP-DC-007-MMR-SW-04 | Ethernet30 | 10G SFP+ | 10000 | up | Server NIC
UP-DC-007-MMR-SW-04 | Ethernet31 | 10G SFP+ | 10000 | up | Server NIC
UP-DC-007-MMR-SW-04 | Ethernet32 | 10G SFP+ | 10000 | up | Server NIC
UP-DC-007-MMR-SW-04 | Ethernet33 | 10G SFP+ | 10000 | up | Server NIC
UP-DC-007-MMR-SW-04 | Ethernet34 | 10G SFP+ | 10000 | up | Server NIC
UP-DC-007-MMR-SW-04 | Ethernet35 | 10G SFP+ | 10000 | up | Server NIC
UP-DC-007-MMR-SW-04 | Ethernet36 | 10G SFP+ | 10000 | up | Server NIC
UP-DC-007-MMR-SW-04 | Ethernet37 | 10G SFP+ | 10000 | up | Server NIC
UP-DC-007-MMR-SW-04 | Ethernet38 | 10G SFP+ | 10000 | up | Server NIC
UP-DC-007-MMR-SW-04 | Ethernet39 | 10G SFP+ | 10000 | up | Server NIC
UP-DC-007-MMR-SW-04 | Ethernet40 | 10G SFP+ | 10000 | admin-down
UP-DC-007-MMR-SW-04 | Ethernet41 | 10G SFP+ | 10000 | admin-down
UP-DC-007-MMR-SW-04 | Ethernet42 | 10G SFP+ | 10000 | up | Server NIC
UP-DC-007-MMR-SW-04 | Ethernet43 | 10G SFP+ | 10000 | up | Server NIC
UP-DC-007-MMR-SW-04 | Ethernet44 | 10G SFP+ | 10000 | admin-down
UP-DC-007-MMR-SW-04 | Ethernet45 | 10G SFP+ | 10000 | up | Server NIC
UP-DC-007-MMR-SW-04 | Ethernet46 | 10G SFP+ | 10000 | admin-down
UP-DC-007-MMR-SW-04 | Ethernet47 | 10G SFP+ | 10000 | up | Server NIC
UP-DC-007-MMR-SW-04 | Ethernet48 | 10G SFP+ | 10000 | up | Server NIC
UP-DC-007-MMR-SW-04 | Ethernet49/1 | 100G QSFP28 | 100000 | up | Uplink to UP-DC-007-AGG-R02 | QSFP28-100G-LR4
UP-DC-007-MMR-SW-04 | Ethernet49/2 | 100G QSFP28 | 100000 | up | Uplink to UP-DC-007-AGG-R01 | QSFP28-100G-LR4
UP-DC-007-MMR-SW-04 | Ethernet49/3 | 100G QSFP28 | 100000 | admin-down
UP-DC-007-MMR-SW-04 | Ethernet49/4 | 100G QSFP28 | 100000 | admin-down
UP-DC-007-TOR-001 | xe-0/0/0 | 10G SFP+ | 10000 | up | Access to UP-DC-007-MMR-SW-01 | SFP-10G-LR
UP-DC-007-TOR-001 | xe-0/0/1 | 10G SFP+ | 10000 | up | Access to UP-DC-007-MMR-SW-02 | SFP-10G-LR
UP-DC-007-TOR-001 | xe-0/0/2 | 10G SFP+ | 10000 | admin-down
UP-DC-007-TOR-001 | xe-0/0/3 | 10G SFP+ | 10000 | up | Server NIC
UP-DC-007-TOR-001 | xe-0/0/4 | 10G SFP+ | 10000 | up | Server NIC
UP-DC-007-TOR-001 | xe-0/0/5 | 10G SFP+ | 10000 | admin-down
UP-DC-007-TOR-001 | xe-0/0/6 | 10G SFP+ | 10000 | up | Server NIC
UP-DC-007-TOR-001 | xe-0/0/7 | 10G SFP+ | 10000 | up | Server NIC
UP-DC-007-TOR-001 | xe-0/0/8 | 10G SFP+ | 10000 | up | Server NIC
UP-DC-007-TOR-001 | xe-0/0/9 | 10G SFP+ | 10000 | up | Server NIC
UP-DC-007-TOR-001 | xe-0/0/10 | 10G SFP+ | 10000 | up | Server NIC
UP-DC-007-TOR-001 | xe-0/0/11 | 10G SFP+ | 10000 | up | Server NIC
UP-DC-007-TOR-001 | xe-0/0/12 | 10G SFP+ | 10000 | admin-down
UP-DC-007-TOR-001 | xe-0/0/13 | 10G SFP+ | 10000 | up | Server NIC
UP-DC-007-TOR-001 | xe-0/0/14 | 10G SFP+ | 10000 | admin-down
UP-DC-007-TOR-001 | xe-0/0/15 | 10G SFP+ | 10000 | admin-down
UP-DC-007-TOR-001 | xe-0/0/16 | 10G SFP+ | 10000 | admin-down
UP-DC-007-TOR-001 | xe-0/0/17 | 10G SFP+ | 10000 | admin-down
UP-DC-007-TOR-001 | xe-0/0/18 | 10G SFP+ | 10000 | up | Server NIC
UP-DC-007-TOR-001 | xe-0/0/19 | 10G SFP+ | 10000 | up | Server NIC
UP-DC-007-TOR-001 | xe-0/0/20 | 10G SFP+ | 10000 | up | Server NIC
UP-DC-007-TOR-001 | xe-0/0/21 | 10G SFP+ | 10000 | up | Server NIC
UP-DC-007-TOR-001 | xe-0/0/22 | 10G SFP+ | 10000 | admin-down
UP-DC-007-TOR-001 | xe-0/0/23 | 10G SFP+ | 10000 | up | Server NIC
UP-DC-007-TOR-001 | et-0/1/0 | 100G QSFP28 | 100000 | admin-down
UP-DC-007-TOR-001 | et-0/1/1 | 100G QSFP28 | 100000 | admin-down
UP-DC-007-TOR-002 | Te0/0/0/0 | 10G SFP+ | 10000 | up | Access to UP-DC-007-MMR-SW-02 | SFP-10G-LR
UP-DC-007-TOR-002 | Te0/0/0/1 | 10G SFP+ | 10000 | up | Access to UP-DC-007-MMR-SW-03 | SFP-10G-LR
UP-DC-007-TOR-002 | Te0/0/0/2 | 10G SFP+ | 10000 | up | Server NIC
UP-DC-007-TOR-002 | Te0/0/0/3 | 10G SFP+ | 10000 | up | Server NIC
UP-DC-007-TOR-002 | Te0/0/0/4 | 10G SFP+ | 10000 | up | Server NIC
UP-DC-007-TOR-002 | Te0/0/0/5 | 10G SFP+ | 10000 | up | Server NIC
UP-DC-007-TOR-002 | Te0/0/0/6 | 10G SFP+ | 10000 | admin-down
UP-DC-007-TOR-002 | Te0/0/0/7 | 10G SFP+ | 10000 | up | Server NIC
UP-DC-007-TOR-002 | Te0/0/0/8 | 10G SFP+ | 10000 | up | Server NIC
UP-DC-007-TOR-002 | Te0/0/0/9 | 10G SFP+ | 10000 | admin-down
UP-DC-007-TOR-002 | Te0/0/0/10 | 10G SFP+ | 10000 | up | Server NIC
UP-DC-007-TOR-002 | Te0/0/0/11 | 10G SFP+ | 10000 | admin-down
UP-DC-007-TOR-002 | Te0/0/0/12 | 10G SFP+ | 10000 | admin-down
UP-DC-007-TOR-002 | Te0/0/0/13 | 10G SFP+ | 10000 | up | Server NIC
UP-DC-007-TOR-002 | Te0/0/0/14 | 10G SFP+ | 10000 | up | Server NIC
UP-DC-007-TOR-002 | Te0/0/0/15 | 10G SFP+ | 10000 | admin-down
UP-DC-007-TOR-002 | Te0/0/0/16 | 10G SFP+ | 10000 | up | Server NIC
UP-DC-007-TOR-002 | Te0/0/0/17 | 10G SFP+ | 10000 | admin-down
UP-DC-007-TOR-002 | Te0/0/0/18 | 10G SFP+ | 10000 | up | Server NIC
UP-DC-007-TOR-002 | Te0/0/0/19 | 10G SFP+ | 10000 | up | Server NIC
UP-DC-007-TOR-002 | Te0/0/0/20 | 10G SFP+ | 10000 | admin-down
UP-DC-007-TOR-002 | Te0/0/0/21 | 10G SFP+ | 10000 | up | Server NIC
UP-DC-007-TOR-002 | Te0/0/0/22 | 10G SFP+ | 10000 | up | Server NIC
UP-DC-007-TOR-002 | Te0/0/0/23 | 10G SFP+ | 10000 | up | Server NIC
UP-DC-007-TOR-002 | Hu0/0/1/0 | 100G QSFP28 | 100000 | admin-down
UP-DC-007-TOR-002 | Hu0/0/1/1 | 100G QSFP28 | 100000 | admin-down
UP-DC-007-TOR-003 | xe-0/0/0 | 10G SFP+ | 10000 | up | Access to UP-DC-007-MMR-SW-03 | SFP-10G-LR
UP-DC-007-TOR-003 | xe-0/0/1 | 10G SFP+ | 10000 | up | Access to UP-DC-007-MMR-SW-04 | SFP-10G-LR
UP-DC-007-TOR-003 | xe-0/0/2 | 10G SFP+ | 10000 | up | Server NIC
UP-DC-007-TOR-003 | xe-0/0/3 | 10G SFP+ | 10000 | up | Server NIC
UP-DC-007-TOR-003 | xe-0/0/4 | 10G SFP+ | 10000 | up | Server NIC
UP-DC-007-TOR-003 | xe-0/0/5 | 10G SFP+ | 10000 | up | Server NIC
UP-DC-007-TOR-003 | xe-0/0/6 | 10G SFP+ | 10000 | admin-down
UP-DC-007-TOR-003 | xe-0/0/7 | 10G SFP+ | 10000 | up | Server NIC
UP-DC-007-TOR-003 | xe-0/0/8 | 10G SFP+ | 10000 | up | Server NIC
UP-DC-007-TOR-003 | xe-0/0/9 | 10G SFP+ | 10000 | up | Server NIC
UP-DC-007-TOR-003 | xe-0/0/10 | 10G SFP+ | 10000 | up | Server NIC
UP-DC-007-TOR-003 | xe-0/0/11 | 10G SFP+ | 10000 | up | Server NIC
UP-DC-007-TOR-003 | xe-0/0/12 | 10G SFP+ | 10000 | admin-down
UP-DC-007-TOR-003 | xe-0/0/13 | 10G SFP+ | 10000 | admin-down
UP-DC-007-TOR-003 | xe-0/0/14 | 10G SFP+ | 10000 | up | Server NIC
UP-DC-007-TOR-003 | xe-0/0/15 | 10G SFP+ | 10000 | admin-down
UP-DC-007-TOR-003 | xe-0/0/16 | 10G SFP+ | 10000 | admin-down
UP-DC-007-TOR-003 | xe-0/0/17 | 10G SFP+ | 10000 | up | Server NIC
UP-DC-007-TOR-003 | xe-0/0/18 | 10G SFP+ | 10000 | admin-down
UP-DC-007-TOR-003 | xe-0/0/19 | 10G SFP+ | 10000 | admin-down
UP-DC-007-TOR-003 | xe-0/0/20 | 10G SFP+ | 10000 | up | Server NIC
UP-DC-007-TOR-003 | xe-0/0/21 | 10G SFP+ | 10000 | up | Server NIC
UP-DC-007-TOR-003 | xe-0/0/22 | 10G SFP+ | 10000 | up | Server NIC
UP-DC-007-TOR-003 | xe-0/0/23 | 10G SFP+ | 10000 | up | Server NIC
UP-DC-007-TOR-003 | et-0/1/0 | 100G QSFP28 | 100000 | admin-down
UP-DC-007-TOR-003 | et-0/1/1 | 100G QSFP28 | 100000 | admin-down
KA-DC-008-PE-T4-01 | xe-0/0/0 | 10G SFP+ | 10000 | admin-down
KA-DC-008-PE-T4-01 | xe-0/0/1 | 10G SFP+ | 10000 | up | Backhaul to OD-DC-018 | SFP-10G-LR
KA-DC-008-PE-T4-01 | xe-0/0/2 | 10G SFP+ | 10000 | up | Backhaul to MH-DC-004 | SFP-10G-LR
KA-DC-008-PE-T4-01 | xe-0/0/3 | 10G SFP+ | 10000 | up | Backhaul to PB-DC-012 | SFP-10G-LR
KA-DC-008-PE-T4-01 | xe-0/0/4 | 10G SFP+ | 10000 | up | Backhaul to TN-DC-022 | SFP-10G-LR
KA-DC-008-PE-T4-01 | xe-0/0/5 | 10G SFP+ | 10000 | up | Backhaul to MH-DC-002 | SFP-10G-LR
KA-DC-008-PE-T4-01 | xe-0/0/6 | 10G SFP+ | 10000 | up | Uplink to KA-DC-008-AGG-R01 | SFP-10G-LR
KA-DC-008-PE-T4-01 | xe-0/0/7 | 10G SFP+ | 10000 | admin-down
KA-DC-008-PE-T4-01 | xe-0/0/8 | 10G SFP+ | 10000 | reserved
KA-DC-008-PE-T4-01 | xe-0/0/9 | 10G SFP+ | 10000 | admin-down
KA-DC-008-PE-T4-01 | xe-0/0/10 | 10G SFP+ | 10000 | admin-down
KA-DC-008-PE-T4-01 | xe-0/0/11 | 10G SFP+ | 10000 | admin-down
KA-DC-008-PE-T4-01 | et-0/1/0 | 100G QSFP28 | 100000 | up | Fabric to KA-DC-008-PE-T4-02 | QSFP28-100G-LR4
KA-DC-008-PE-T4-01 | et-0/1/1 | 100G QSFP28 | 100000 | up | Fabric to KA-DC-008-PE-T4-03 | QSFP28-100G-LR4
KA-DC-008-PE-T4-01 | et-0/1/2 | 100G QSFP28 | 100000 | up | Fabric to KA-DC-008-PE-T4-04 | QSFP28-100G-LR4
KA-DC-008-PE-T4-01 | et-0/1/3 | 100G QSFP28 | 100000 | admin-down
KA-DC-008-PE-T4-01 | ge-0/2/0 | 1G copper | 1000 | admin-down
KA-DC-008-PE-T4-01 | ge-0/2/1 | 1G copper | 1000 | admin-down
KA-DC-008-PE-T4-01 | ge-0/2/2 | 1G copper | 1000 | admin-down
KA-DC-008-PE-T4-01 | ge-0/2/3 | 1G copper | 1000 | reserved
KA-DC-008-PE-T4-01 | ge-0/2/4 | 1G copper | 1000 | admin-down
KA-DC-008-PE-T4-01 | ge-0/2/5 | 1G copper | 1000 | admin-down
KA-DC-008-PE-T4-01 | ge-0/2/6 | 1G copper | 1000 | admin-down
KA-DC-008-PE-T4-01 | ge-0/2/7 | 1G copper | 1000 | admin-down
KA-DC-008-PE-T4-01 | ge-0/2/8 | 1G copper | 1000 | admin-down
KA-DC-008-PE-T4-01 | ge-0/2/9 | 1G copper | 1000 | admin-down
KA-DC-008-PE-T4-01 | ge-0/2/10 | 1G copper | 1000 | admin-down
KA-DC-008-PE-T4-01 | ge-0/2/11 | 1G copper | 1000 | admin-down
KA-DC-008-PE-T4-01 | ge-0/2/12 | 1G copper | 1000 | admin-down
KA-DC-008-PE-T4-01 | ge-0/2/13 | 1G copper | 1000 | admin-down
KA-DC-008-PE-T4-01 | ge-0/2/14 | 1G copper | 1000 | admin-down
KA-DC-008-PE-T4-01 | ge-0/2/15 | 1G copper | 1000 | admin-down
KA-DC-008-PE-T4-02 | xe-0/0/0 | 10G SFP+ | 10000 | admin-down
KA-DC-008-PE-T4-02 | xe-0/0/1 | 10G SFP+ | 10000 | up | Backhaul to WB-DC-016 | SFP-10G-LR
KA-DC-008-PE-T4-02 | xe-0/0/2 | 10G SFP+ | 10000 | up | Backhaul to AP-DC-010 | SFP-10G-LR
KA-DC-008-PE-T4-02 | xe-0/0/3 | 10G SFP+ | 10000 | up | Backhaul to MP-DC-014 | SFP-10G-LR
KA-DC-008-PE-T4-02 | xe-0/0/4 | 10G SFP+ | 10000 | up | Backhaul to AP-DC-010 | SFP-10G-LR
KA-DC-008-PE-T4-02 | xe-0/0/5 | 10G SFP+ | 10000 | up | Backhaul to MH-DC-002 | SFP-10G-LR
KA-DC-008-PE-T4-02 | xe-0/0/6 | 10G SFP+ | 10000 | up | Uplink to KA-DC-008-AGG-R01 | SFP-10G-LR
KA-DC-008-PE-T4-02 | xe-0/0/7 | 10G SFP+ | 10000 | up | Uplink to KA-DC-008-AGG-R02 | SFP-10G-LR
KA-DC-008-PE-T4-02 | xe-0/0/8 | 10G SFP+ | 10000 | admin-down
KA-DC-008-PE-T4-02 | xe-0/0/9 | 10G SFP+ | 10000 | admin-down
KA-DC-008-PE-T4-02 | xe-0/0/10 | 10G SFP+ | 10000 | reserved
KA-DC-008-PE-T4-02 | xe-0/0/11 | 10G SFP+ | 10000 | admin-down
KA-DC-008-PE-T4-02 | et-0/1/0 | 100G QSFP28 | 100000 | up | Fabric to KA-DC-008-PE-T4-01 | QSFP28-100G-LR4
KA-DC-008-PE-T4-02 | et-0/1/1 | 100G QSFP28 | 100000 | up | Fabric to KA-DC-008-PE-T4-03 | QSFP28-100G-LR4
KA-DC-008-PE-T4-02 | et-0/1/2 | 100G QSFP28 | 100000 | up | Fabric to KA-DC-008-PE-T4-04 | QSFP28-100G-LR4
KA-DC-008-PE-T4-02 | et-0/1/3 | 100G QSFP28 | 100000 | admin-down
KA-DC-008-PE-T4-02 | ge-0/2/0 | 1G copper | 1000 | admin-down
KA-DC-008-PE-T4-02 | ge-0/2/1 | 1G copper | 1000 | admin-down
KA-DC-008-PE-T4-02 | ge-0/2/2 | 1G copper | 1000 | admin-down
KA-DC-008-PE-T4-02 | ge-0/2/3 | 1G copper | 1000 | admin-down
KA-DC-008-PE-T4-02 | ge-0/2/4 | 1G copper | 1000 | admin-down
KA-DC-008-PE-T4-02 | ge-0/2/5 | 1G copper | 1000 | admin-down
KA-DC-008-PE-T4-02 | ge-0/2/6 | 1G copper | 1000 | reserved
KA-DC-008-PE-T4-02 | ge-0/2/7 | 1G copper | 1000 | admin-down
KA-DC-008-PE-T4-02 | ge-0/2/8 | 1G copper | 1000 | admin-down
KA-DC-008-PE-T4-02 | ge-0/2/9 | 1G copper | 1000 | admin-down
KA-DC-008-PE-T4-02 | ge-0/2/10 | 1G copper | 1000 | admin-down
KA-DC-008-PE-T4-02 | ge-0/2/11 | 1G copper | 1000 | admin-down
KA-DC-008-PE-T4-02 | ge-0/2/12 | 1G copper | 1000 | admin-down
KA-DC-008-PE-T4-02 | ge-0/2/13 | 1G copper | 1000 | admin-down
KA-DC-008-PE-T4-02 | ge-0/2/14 | 1G copper | 1000 | admin-down
KA-DC-008-PE-T4-02 | ge-0/2/15 | 1G copper | 1000 | admin-down
KA-DC-008-PE-T4-03 | xe-0/0/0 | 10G SFP+ | 10000 | admin-down
KA-DC-008-PE-T4-03 | xe-0/0/1 | 10G SFP+ | 10000 | up | Backhaul to UP-DC-005 | SFP-10G-LR
KA-DC-008-PE-T4-03 | xe-0/0/2 | 10G SFP+ | 10000 | up | Backhaul to KA-DC-021 | SFP-10G-LR
KA-DC-008-PE-T4-03 | xe-0/0/3 | 10G SFP+ | 10000 | up | Backhaul to PB-DC-012 | SFP-10G-LR
KA-DC-008-PE-T4-03 | xe-0/0/4 | 10G SFP+ | 10000 | up | Backhaul to UP-DC-006 | SFP-10G-LR
KA-DC-008-PE-T4-03 | xe-0/0/5 | 10G SFP+ | 10000 | up | Backhaul to OD-DC-018 | SFP-10G-LR
KA-DC-008-PE-T4-03 | xe-0/0/6 | 10G SFP+ | 10000 | up | Uplink to KA-DC-008-AGG-R02 | SFP-10G-LR
KA-DC-008-PE-T4-03 | xe-0/0/7 | 10G SFP+ | 10000 | up | Uplink to KA-DC-008-AGG-R03 | SFP-10G-LR
KA-DC-008-PE-T4-03 | xe-0/0/8 | 10G SFP+ | 10000 | admin-down
KA-DC-008-PE-T4-03 | xe-0/0/9 | 10G SFP+ | 10000 | admin-down
KA-DC-008-PE-T4-03 | xe-0/0/10 | 10G SFP+ | 10000 | admin-down
KA-DC-008-PE-T4-03 | xe-0/0/11 | 10G SFP+ | 10000 | admin-down
KA-DC-008-PE-T4-03 | et-0/1/0 | 100G QSFP28 | 100000 | up | Fabric to KA-DC-008-PE-T4-01 | QSFP28-100G-LR4
KA-DC-008-PE-T4-03 | et-0/1/1 | 100G QSFP28 | 100000 | up | Fabric to KA-DC-008-PE-T4-02 | QSFP28-100G-LR4
KA-DC-008-PE-T4-03 | et-0/1/2 | 100G QSFP28 | 100000 | up | Fabric to KA-DC-008-PE-T4-04 | QSFP28-100G-LR4
KA-DC-008-PE-T4-03 | et-0/1/3 | 100G QSFP28 | 100000 | admin-down
KA-DC-008-PE-T4-03 | ge-0/2/0 | 1G copper | 1000 | admin-down
KA-DC-008-PE-T4-03 | ge-0/2/1 | 1G copper | 1000 | reserved
KA-DC-008-PE-T4-03 | ge-0/2/2 | 1G copper | 1000 | admin-down
KA-DC-008-PE-T4-03 | ge-0/2/3 | 1G copper | 1000 | admin-down
KA-DC-008-PE-T4-03 | ge-0/2/4 | 1G copper | 1000 | admin-down
KA-DC-008-PE-T4-03 | ge-0/2/5 | 1G copper | 1000 | admin-down
KA-DC-008-PE-T4-03 | ge-0/2/6 | 1G copper | 1000 | admin-down
KA-DC-008-PE-T4-03 | ge-0/2/7 | 1G copper | 1000 | reserved
KA-DC-008-PE-T4-03 | ge-0/2/8 | 1G copper | 1000 | admin-down
KA-DC-008-PE-T4-03 | ge-0/2/9 | 1G copper | 1000 | admin-down
KA-DC-008-PE-T4-03 | ge-0/2/10 | 1G copper | 1000 | admin-down
KA-DC-008-PE-T4-03 | ge-0/2/11 | 1G copper | 1000 | admin-down
KA-DC-008-PE-T4-03 | ge-0/2/12 | 1G copper | 1000 | admin-down
KA-DC-008-PE-T4-03 | ge-0/2/13 | 1G copper | 1000 | admin-down
KA-DC-008-PE-T4-03 | ge-0/2/14 | 1G copper | 1000 | admin-down
KA-DC-008-PE-T4-03 | ge-0/2/15 | 1G copper | 1000 | admin-down
KA-DC-008-PE-T4-04 | xe-0/0/0 | 10G SFP+ | 10000 | admin-down
KA-DC-008-PE-T4-04 | xe-0/0/1 | 10G SFP+ | 10000 | up | Backhaul to UP-DC-007 | SFP-10G-LR
KA-DC-008-PE-T4-04 | xe-0/0/2 | 10G SFP+ | 10000 | up | Backhaul to HR-DC-011 | SFP-10G-LR
KA-DC-008-PE-T4-04 | xe-0/0/3 | 10G SFP+ | 10000 | up | Backhaul to AP-DC-010 | SFP-10G-LR
KA-DC-008-PE-T4-04 | xe-0/0/4 | 10G SFP+ | 10000 | up | Backhaul to WB-DC-017 | SFP-10G-LR
KA-DC-008-PE-T4-04 | xe-0/0/5 | 10G SFP+ | 10000 | up | Backhaul to KL-DC-024 | SFP-10G-LR
KA-DC-008-PE-T4-04 | xe-0/0/6 | 10G SFP+ | 10000 | up | Uplink to KA-DC-008-AGG-R03 | SFP-10G-LR
KA-DC-008-PE-T4-04 | xe-0/0/7 | 10G SFP+ | 10000 | admin-down
KA-DC-008-PE-T4-04 | xe-0/0/8 | 10G SFP+ | 10000 | admin-down
KA-DC-008-PE-T4-04 | xe-0/0/9 | 10G SFP+ | 10000 | admin-down
KA-DC-008-PE-T4-04 | xe-0/0/10 | 10G SFP+ | 10000 | admin-down
KA-DC-008-PE-T4-04 | xe-0/0/11 | 10G SFP+ | 10000 | admin-down
KA-DC-008-PE-T4-04 | et-0/1/0 | 100G QSFP28 | 100000 | up | Fabric to KA-DC-008-PE-T4-01 | QSFP28-100G-LR4
KA-DC-008-PE-T4-04 | et-0/1/1 | 100G QSFP28 | 100000 | up | Fabric to KA-DC-008-PE-T4-02 | QSFP28-100G-LR4
KA-DC-008-PE-T4-04 | et-0/1/2 | 100G QSFP28 | 100000 | up | Fabric to KA-DC-008-PE-T4-03 | QSFP28-100G-LR4
KA-DC-008-PE-T4-04 | et-0/1/3 | 100G QSFP28 | 100000 | admin-down
KA-DC-008-PE-T4-04 | ge-0/2/0 | 1G copper | 1000 | admin-down
KA-DC-008-PE-T4-04 | ge-0/2/1 | 1G copper | 1000 | admin-down
KA-DC-008-PE-T4-04 | ge-0/2/2 | 1G copper | 1000 | admin-down
KA-DC-008-PE-T4-04 | ge-0/2/3 | 1G copper | 1000 | admin-down
KA-DC-008-PE-T4-04 | ge-0/2/4 | 1G copper | 1000 | admin-down
KA-DC-008-PE-T4-04 | ge-0/2/5 | 1G copper | 1000 | reserved
KA-DC-008-PE-T4-04 | ge-0/2/6 | 1G copper | 1000 | admin-down
KA-DC-008-PE-T4-04 | ge-0/2/7 | 1G copper | 1000 | admin-down
KA-DC-008-PE-T4-04 | ge-0/2/8 | 1G copper | 1000 | admin-down
KA-DC-008-PE-T4-04 | ge-0/2/9 | 1G copper | 1000 | admin-down
KA-DC-008-PE-T4-04 | ge-0/2/10 | 1G copper | 1000 | admin-down
KA-DC-008-PE-T4-04 | ge-0/2/11 | 1G copper | 1000 | admin-down
KA-DC-008-PE-T4-04 | ge-0/2/12 | 1G copper | 1000 | admin-down
KA-DC-008-PE-T4-04 | ge-0/2/13 | 1G copper | 1000 | admin-down
KA-DC-008-PE-T4-04 | ge-0/2/14 | 1G copper | 1000 | reserved
KA-DC-008-PE-T4-04 | ge-0/2/15 | 1G copper | 1000 | admin-down
KA-DC-008-FW-01 | port1 | 10G SFP+ | 10000 | up | Uplink to KA-DC-008-AGG-R01 | SFP-10G-LR
KA-DC-008-FW-01 | port2 | 10G SFP+ | 10000 | up | Uplink to KA-DC-008-AGG-R02 | SFP-10G-LR
KA-DC-008-FW-01 | port3 | 10G SFP+ | 10000 | admin-down
KA-DC-008-FW-01 | port4 | 10G SFP+ | 10000 | admin-down
KA-DC-008-FW-01 | port5 | 10G SFP+ | 10000 | admin-down
KA-DC-008-FW-01 | port6 | 10G SFP+ | 10000 | admin-down
KA-DC-008-FW-01 | port7 | 10G SFP+ | 10000 | admin-down
KA-DC-008-FW-01 | port8 | 10G SFP+ | 10000 | admin-down
KA-DC-008-OLA-01 | 1/2/c1 | 100G QSFP28 | 100000 | up | Uplink to KA-DC-008-AGG-R01 | QSFP28-100G-LR4
KA-DC-008-OLA-01 | 1/2/c2 | 100G QSFP28 | 100000 | admin-down
KA-DC-008-OLA-01 | 1/2/c3 | 100G QSFP28 | 100000 | admin-down
KA-DC-008-OLA-01 | 1/2/c4 | 100G QSFP28 | 100000 | admin-down
KA-DC-008-OLA-01 | 1/2/c5 | 100G QSFP28 | 100000 | admin-down
KA-DC-008-OLA-01 | 1/2/c6 | 100G QSFP28 | 100000 | admin-down
KA-DC-008-OLA-01 | 1/2/c7 | 100G QSFP28 | 100000 | reserved
KA-DC-008-OLA-01 | 1/2/c8 | 100G QSFP28 | 100000 | admin-down
KA-DC-008-OLA-02 | 1-A-1 | 100G QSFP28 | 100000 | up | Uplink to KA-DC-008-AGG-R02 | QSFP28-100G-LR4
KA-DC-008-OLA-02 | 1-A-2 | 100G QSFP28 | 100000 | admin-down
KA-DC-008-OLA-02 | 1-A-3 | 100G QSFP28 | 100000 | admin-down
KA-DC-008-OLA-02 | 1-A-4 | 100G QSFP28 | 100000 | admin-down
KA-DC-008-OLA-02 | 1-A-5 | 100G QSFP28 | 100000 | admin-down
KA-DC-008-OLA-02 | 1-A-6 | 100G QSFP28 | 100000 | reserved
KA-DC-008-OLA-02 | 1-A-7 | 100G QSFP28 | 100000 | admin-down
KA-DC-008-OLA-02 | 1-A-8 | 100G QSFP28 | 100000 | admin-down
KA-DC-008-AGG-R01 | xe-0/0/0 | 10G SFP+ | 10000 | up | Uplink to KA-DC-008-FW-01 | SFP-10G-LR
KA-DC-008-AGG-R01 | xe-0/0/1 | 10G SFP+ | 10000 | up | Uplink to KA-DC-008-MMR-SW-01 | SFP-10G-LR
KA-DC-008-AGG-R01 | xe-0/0/2 | 10G SFP+ | 10000 | up | Uplink to KA-DC-008-MMR-SW-01 | SFP-10G-LR
KA-DC-008-AGG-R01 | xe-0/0/3 | 10G SFP+ | 10000 | up | Uplink to KA-DC-008-MMR-SW-04 | SFP-10G-LR
KA-DC-008-AGG-R01 | xe-0/0/4 | 10G SFP+ | 10000 | up | Uplink to KA-DC-008-MMR-SW-04 | SFP-10G-LR
KA-DC-008-AGG-R01 | xe-0/0/5 | 10G SFP+ | 10000 | up | Uplink to KA-DC-008-MMR-SW-07 | SFP-10G-LR
KA-DC-008-AGG-R01 | xe-0/0/6 | 10G SFP+ | 10000 | up | Uplink to KA-DC-008-MMR-SW-07 | SFP-10G-LR
KA-DC-008-AGG-R01 | xe-0/0/7 | 10G SFP+ | 10000 | admin-down
KA-DC-008-AGG-R01 | xe-0/0/8 | 10G SFP+ | 10000 | admin-down
KA-DC-008-AGG-R01 | xe-0/0/9 | 10G SFP+ | 10000 | admin-down
KA-DC-008-AGG-R01 | xe-0/0/10 | 10G SFP+ | 10000 | admin-down
KA-DC-008-AGG-R01 | xe-0/0/11 | 10G SFP+ | 10000 | admin-down
KA-DC-008-AGG-R01 | xe-0/0/12 | 10G SFP+ | 10000 | admin-down
KA-DC-008-AGG-R01 | xe-0/0/13 | 10G SFP+ | 10000 | admin-down
KA-DC-008-AGG-R01 | xe-0/0/14 | 10G SFP+ | 10000 | admin-down
KA-DC-008-AGG-R01 | xe-0/0/15 | 10G SFP+ | 10000 | admin-down
KA-DC-008-AGG-R01 | et-0/1/0 | 100G QSFP28 | 100000 | up | Uplink to KA-DC-008-PE-T4-01 | QSFP28-100G-LR4
KA-DC-008-AGG-R01 | et-0/1/1 | 100G QSFP28 | 100000 | up | Uplink to KA-DC-008-PE-T4-02 | QSFP28-100G-LR4
KA-DC-008-AGG-R01 | et-0/1/2 | 100G QSFP28 | 100000 | up | Uplink to KA-DC-008-OLA-01 | QSFP28-100G-LR4
KA-DC-008-AGG-R01 | et-0/1/3 | 100G QSFP28 | 100000 | admin-down
KA-DC-008-AGG-R01 | et-0/1/4 | 100G QSFP28 | 100000 | admin-down
KA-DC-008-AGG-R01 | et-0/1/5 | 100G QSFP28 | 100000 | admin-down
KA-DC-008-AGG-R01 | et-0/1/6 | 100G QSFP28 | 100000 | admin-down
KA-DC-008-AGG-R01 | et-0/1/7 | 100G QSFP28 | 100000 | admin-down
KA-DC-008-AGG-R02 | xe-0/0/0 | 10G SFP+ | 10000 | up | Uplink to KA-DC-008-FW-01 | SFP-10G-LR
KA-DC-008-AGG-R02 | xe-0/0/1 | 10G SFP+ | 10000 | up | Uplink to KA-DC-008-MMR-SW-02 | SFP-10G-LR
KA-DC-008-AGG-R02 | xe-0/0/2 | 10G SFP+ | 10000 | up | Uplink to KA-DC-008-MMR-SW-02 | SFP-10G-LR
KA-DC-008-AGG-R02 | xe-0/0/3 | 10G SFP+ | 10000 | up | Uplink to KA-DC-008-MMR-SW-05 | SFP-10G-LR
KA-DC-008-AGG-R02 | xe-0/0/4 | 10G SFP+ | 10000 | up | Uplink to KA-DC-008-MMR-SW-05 | SFP-10G-LR
KA-DC-008-AGG-R02 | xe-0/0/5 | 10G SFP+ | 10000 | admin-down
KA-DC-008-AGG-R02 | xe-0/0/6 | 10G SFP+ | 10000 | admin-down
KA-DC-008-AGG-R02 | xe-0/0/7 | 10G SFP+ | 10000 | admin-down
KA-DC-008-AGG-R02 | xe-0/0/8 | 10G SFP+ | 10000 | admin-down
KA-DC-008-AGG-R02 | xe-0/0/9 | 10G SFP+ | 10000 | admin-down
KA-DC-008-AGG-R02 | xe-0/0/10 | 10G SFP+ | 10000 | admin-down
KA-DC-008-AGG-R02 | xe-0/0/11 | 10G SFP+ | 10000 | admin-down
KA-DC-008-AGG-R02 | xe-0/0/12 | 10G SFP+ | 10000 | admin-down
KA-DC-008-AGG-R02 | xe-0/0/13 | 10G SFP+ | 10000 | admin-down
KA-DC-008-AGG-R02 | xe-0/0/14 | 10G SFP+ | 10000 | admin-down
KA-DC-008-AGG-R02 | xe-0/0/15 | 10G SFP+ | 10000 | admin-down
KA-DC-008-AGG-R02 | et-0/1/0 | 100G QSFP28 | 100000 | up | Uplink to KA-DC-008-PE-T4-02 | QSFP28-100G-LR4
KA-DC-008-AGG-R02 | et-0/1/1 | 100G QSFP28 | 100000 | up | Uplink to KA-DC-008-PE-T4-03 | QSFP28-100G-LR4
KA-DC-008-AGG-R02 | et-0/1/2 | 100G QSFP28 | 100000 | up | Uplink to KA-DC-008-OLA-02 | QSFP28-100G-LR4
KA-DC-008-AGG-R02 | et-0/1/3 | 100G QSFP28 | 100000 | admin-down
KA-DC-008-AGG-R02 | et-0/1/4 | 100G QSFP28 | 100000 | admin-down
KA-DC-008-AGG-R02 | et-0/1/5 | 100G QSFP28 | 100000 | admin-down
KA-DC-008-AGG-R02 | et-0/1/6 | 100G QSFP28 | 100000 | admin-down
KA-DC-008-AGG-R02 | et-0/1/7 | 100G QSFP28 | 100000 | admin-down
KA-DC-008-AGG-R03 | xe-0/0/0 | 10G SFP+ | 10000 | up | Uplink to KA-DC-008-MMR-SW-03 | SFP-10G-LR
KA-DC-008-AGG-R03 | xe-0/0/1 | 10G SFP+ | 10000 | up | Uplink to KA-DC-008-MMR-SW-03 | SFP-10G-LR
KA-DC-008-AGG-R03 | xe-0/0/2 | 10G SFP+ | 10000 | up | Uplink to KA-DC-008-MMR-SW-06 | SFP-10G-LR
KA-DC-008-AGG-R03 | xe-0/0/3 | 10G SFP+ | 10000 | up | Uplink to KA-DC-008-MMR-SW-06 | SFP-10G-LR
KA-DC-008-AGG-R03 | xe-0/0/4 | 10G SFP+ | 10000 | admin-down
KA-DC-008-AGG-R03 | xe-0/0/5 | 10G SFP+ | 10000 | admin-down
KA-DC-008-AGG-R03 | xe-0/0/6 | 10G SFP+ | 10000 | admin-down
KA-DC-008-AGG-R03 | xe-0/0/7 | 10G SFP+ | 10000 | admin-down
KA-DC-008-AGG-R03 | xe-0/0/8 | 10G SFP+ | 10000 | admin-down
KA-DC-008-AGG-R03 | xe-0/0/9 | 10G SFP+ | 10000 | admin-down
KA-DC-008-AGG-R03 | xe-0/0/10 | 10G SFP+ | 10000 | admin-down
KA-DC-008-AGG-R03 | xe-0/0/11 | 10G SFP+ | 10000 | admin-down
KA-DC-008-AGG-R03 | xe-0/0/12 | 10G SFP+ | 10000 | admin-down
KA-DC-008-AGG-R03 | xe-0/0/13 | 10G SFP+ | 10000 | reserved
KA-DC-008-AGG-R03 | xe-0/0/14 | 10G SFP+ | 10000 | reserved
KA-DC-008-AGG-R03 | xe-0/0/15 | 10G SFP+ | 10000 | admin-down
KA-DC-008-AGG-R03 | et-0/1/0 | 100G QSFP28 | 100000 | up | Uplink to KA-DC-008-PE-T4-03 | QSFP28-100G-LR4
KA-DC-008-AGG-R03 | et-0/1/1 | 100G QSFP28 | 100000 | up | Uplink to KA-DC-008-PE-T4-04 | QSFP28-100G-LR4
KA-DC-008-AGG-R03 | et-0/1/2 | 100G QSFP28 | 100000 | admin-down
KA-DC-008-AGG-R03 | et-0/1/3 | 100G QSFP28 | 100000 | admin-down
KA-DC-008-AGG-R03 | et-0/1/4 | 100G QSFP28 | 100000 | admin-down
KA-DC-008-AGG-R03 | et-0/1/5 | 100G QSFP28 | 100000 | admin-down
KA-DC-008-AGG-R03 | et-0/1/6 | 100G QSFP28 | 100000 | admin-down
KA-DC-008-AGG-R03 | et-0/1/7 | 100G QSFP28 | 100000 | admin-down
KA-DC-008-MMR-SW-01 | Te0/0/0/0 | 10G SFP+ | 10000 | up | Access to KA-DC-008-TOR-001 | SFP-10G-LR
KA-DC-008-MMR-SW-01 | Te0/0/0/1 | 10G SFP+ | 10000 | up | Server NIC
KA-DC-008-MMR-SW-01 | Te0/0/0/2 | 10G SFP+ | 10000 | up | Server NIC
KA-DC-008-MMR-SW-01 | Te0/0/0/3 | 10G SFP+ | 10000 | up | Server NIC
KA-DC-008-MMR-SW-01 | Te0/0/0/4 | 10G SFP+ | 10000 | up | Server NIC
KA-DC-008-MMR-SW-01 | Te0/0/0/5 | 10G SFP+ | 10000 | up | Server NIC
KA-DC-008-MMR-SW-01 | Te0/0/0/6 | 10G SFP+ | 10000 | admin-down
KA-DC-008-MMR-SW-01 | Te0/0/0/7 | 10G SFP+ | 10000 | admin-down
KA-DC-008-MMR-SW-01 | Te0/0/0/8 | 10G SFP+ | 10000 | admin-down
KA-DC-008-MMR-SW-01 | Te0/0/0/9 | 10G SFP+ | 10000 | up | Server NIC
KA-DC-008-MMR-SW-01 | Te0/0/0/10 | 10G SFP+ | 10000 | up | Server NIC
KA-DC-008-MMR-SW-01 | Te0/0/0/11 | 10G SFP+ | 10000 | up | Server NIC
KA-DC-008-MMR-SW-01 | Te0/0/0/12 | 10G SFP+ | 10000 | up | Server NIC
KA-DC-008-MMR-SW-01 | Te0/0/0/13 | 10G SFP+ | 10000 | up | Server NIC
KA-DC-008-MMR-SW-01 | Te0/0/0/14 | 10G SFP+ | 10000 | up | Server NIC
KA-DC-008-MMR-SW-01 | Te0/0/0/15 | 10G SFP+ | 10000 | up | Server NIC
KA-DC-008-MMR-SW-01 | Te0/0/0/16 | 10G SFP+ | 10000 | admin-down
KA-DC-008-MMR-SW-01 | Te0/0/0/17 | 10G SFP+ | 10000 | admin-down
KA-DC-008-MMR-SW-01 | Te0/0/0/18 | 10G SFP+ | 10000 | admin-down
KA-DC-008-MMR-SW-01 | Te0/0/0/19 | 10G SFP+ | 10000 | up | Server NIC
KA-DC-008-MMR-SW-01 | Te0/0/0/20 | 10G SFP+ | 10000 | up | Server NIC
KA-DC-008-MMR-SW-01 | Te0/0/0/21 | 10G SFP+ | 10000 | admin-down
KA-DC-008-MMR-SW-01 | Te0/0/0/22 | 10G SFP+ | 10000 | up | Server NIC
KA-DC-008-MMR-SW-01 | Te0/0/0/23 | 10G SFP+ | 10000 | up | Server NIC
KA-DC-008-MMR-SW-01 | Te0/0/0/24 | 10G SFP+ | 10000 | admin-down
KA-DC-008-MMR-SW-01 | Te0/0/0/25 | 10G SFP+ | 10000 | up | Server NIC
KA-DC-008-MMR-SW-01 | Te0/0/0/26 | 10G SFP+ | 10000 | up | Server NIC
KA-DC-008-MMR-SW-01 | Te0/0/0/27 | 10G SFP+ | 10000 | up | Server NIC
KA-DC-008-MMR-SW-01 | Te0/0/0/28 | 10G SFP+ | 10000 | up | Server NIC
KA-DC-008-MMR-SW-01 | Te0/0/0/29 | 10G SFP+ | 10000 | admin-down
KA-DC-008-MMR-SW-01 | Te0/0/0/30 | 10G SFP+ | 10000 | up | Server NIC
KA-DC-008-MMR-SW-01 | Te0/0/0/31 | 10G SFP+ | 10000 | up | Server NIC
KA-DC-008-MMR-SW-01 | Te0/0/0/32 | 10G SFP+ | 10000 | up | Server NIC
KA-DC-008-MMR-SW-01 | Te0/0/0/33 | 10G SFP+ | 10000 | up | Server NIC
KA-DC-008-MMR-SW-01 | Te0/0/0/34 | 10G SFP+ | 10000 | up | Server NIC
KA-DC-008-MMR-SW-01 | Te0/0/0/35 | 10G SFP+ | 10000 | admin-down
KA-DC-008-MMR-SW-01 | Te0/0/0/36 | 10G SFP+ | 10000 | up | Server NIC
KA-DC-008-MMR-SW-01 | Te0/0/0/37 | 10G SFP+ | 10000 | admin-down
KA-DC-008-MMR-SW-01 | Te0/0/0/38 | 10G SFP+ | 10000 | up | Server NIC
KA-DC-008-MMR-SW-01 | Te0/0/0/39 | 10G SFP+ | 10000 | admin-down
KA-DC-008-MMR-SW-01 | Te0/0/0/40 | 10G SFP+ | 10000 | up | Server NIC
KA-DC-008-MMR-SW-01 | Te0/0/0/41 | 10G SFP+ | 10000 | up | Server NIC
KA-DC-008-MMR-SW-01 | Te0/0/0/42 | 10G SFP+ | 10000 | up | Server NIC
KA-DC-008-MMR-SW-01 | Te0/0/0/43 | 10G SFP+ | 10000 | up | Server NIC
KA-DC-008-MMR-SW-01 | Te0/0/0/44 | 10G SFP+ | 10000 | up | Server NIC
KA-DC-008-MMR-SW-01 | Te0/0/0/45 | 10G SFP+ | 10000 | up | Server NIC
KA-DC-008-MMR-SW-01 | Te0/0/0/46 | 10G SFP+ | 10000 | up | Server NIC
KA-DC-008-MMR-SW-01 | Te0/0/0/47 | 10G SFP+ | 10000 | up | Server NIC
KA-DC-008-MMR-SW-01 | Hu0/0/1/0 | 100G QSFP28 | 100000 | up | Uplink to KA-DC-008-AGG-R01 | QSFP28-100G-LR4
KA-DC-008-MMR-SW-01 | Hu0/0/1/1 | 100G QSFP28 | 100000 | up | Uplink to KA-DC-008-AGG-R01 | QSFP28-100G-LR4
KA-DC-008-MMR-SW-01 | Hu0/0/1/2 | 100G QSFP28 | 100000 | admin-down
KA-DC-008-MMR-SW-01 | Hu0/0/1/3 | 100G QSFP28 | 100000 | admin-down
KA-DC-008-MMR-SW-02 | Ethernet1 | 10G SFP+ | 10000 | up | Access to KA-DC-008-TOR-001 | SFP-10G-LR
KA-DC-008-MMR-SW-02 | Ethernet2 | 10G SFP+ | 10000 | up | Access to KA-DC-008-TOR-002 | SFP-10G-LR
KA-DC-008-MMR-SW-02 | Ethernet3 | 10G SFP+ | 10000 | up | Server NIC
KA-DC-008-MMR-SW-02 | Ethernet4 | 10G SFP+ | 10000 | admin-down
KA-DC-008-MMR-SW-02 | Ethernet5 | 10G SFP+ | 10000 | admin-down
KA-DC-008-MMR-SW-02 | Ethernet6 | 10G SFP+ | 10000 | admin-down
KA-DC-008-MMR-SW-02 | Ethernet7 | 10G SFP+ | 10000 | up | Server NIC
KA-DC-008-MMR-SW-02 | Ethernet8 | 10G SFP+ | 10000 | up | Server NIC
KA-DC-008-MMR-SW-02 | Ethernet9 | 10G SFP+ | 10000 | up | Server NIC
KA-DC-008-MMR-SW-02 | Ethernet10 | 10G SFP+ | 10000 | up | Server NIC
KA-DC-008-MMR-SW-02 | Ethernet11 | 10G SFP+ | 10000 | admin-down
KA-DC-008-MMR-SW-02 | Ethernet12 | 10G SFP+ | 10000 | up | Server NIC
KA-DC-008-MMR-SW-02 | Ethernet13 | 10G SFP+ | 10000 | up | Server NIC
KA-DC-008-MMR-SW-02 | Ethernet14 | 10G SFP+ | 10000 | up | Server NIC
KA-DC-008-MMR-SW-02 | Ethernet15 | 10G SFP+ | 10000 | admin-down
KA-DC-008-MMR-SW-02 | Ethernet16 | 10G SFP+ | 10000 | admin-down
KA-DC-008-MMR-SW-02 | Ethernet17 | 10G SFP+ | 10000 | up | Server NIC
KA-DC-008-MMR-SW-02 | Ethernet18 | 10G SFP+ | 10000 | admin-down
KA-DC-008-MMR-SW-02 | Ethernet19 | 10G SFP+ | 10000 | up | Server NIC
KA-DC-008-MMR-SW-02 | Ethernet20 | 10G SFP+ | 10000 | up | Server NIC
KA-DC-008-MMR-SW-02 | Ethernet21 | 10G SFP+ | 10000 | admin-down
KA-DC-008-MMR-SW-02 | Ethernet22 | 10G SFP+ | 10000 | up | Server NIC
KA-DC-008-MMR-SW-02 | Ethernet23 | 10G SFP+ | 10000 | up | Server NIC
KA-DC-008-MMR-SW-02 | Ethernet24 | 10G SFP+ | 10000 | admin-down
KA-DC-008-MMR-SW-02 | Ethernet25 | 10G SFP+ | 10000 | admin-down
KA-DC-008-MMR-SW-02 | Ethernet26 | 10G SFP+ | 10000 | up | Server NIC
KA-DC-008-MMR-SW-02 | Ethernet27 | 10G SFP+ | 10000 | up | Server NIC
KA-DC-008-MMR-SW-02 | Ethernet28 | 10G SFP+ | 10000 | up | Server NIC
KA-DC-008-MMR-SW-02 | Ethernet29 | 10G SFP+ | 10000 | up | Server NIC
KA-DC-008-MMR-SW-02 | Ethernet30 | 10G SFP+ | 10000 | up | Server NIC
KA-DC-008-MMR-SW-02 | Ethernet31 | 10G SFP+ | 10000 | up | Server NIC
KA-DC-008-MMR-SW-02 | Ethernet32 | 10G SFP+ | 10000 | admin-down
KA-DC-008-MMR-SW-02 | Ethernet33 | 10G SFP+ | 10000 | up | Server NIC
KA-DC-008-MMR-SW-02 | Ethernet34 | 10G SFP+ | 10000 | up | Server NIC
KA-DC-008-MMR-SW-02 | Ethernet35 | 10G SFP+ | 10000 | up | Server NIC
KA-DC-008-MMR-SW-02 | Ethernet36 | 10G SFP+ | 10000 | up | Server NIC
KA-DC-008-MMR-SW-02 | Ethernet37 | 10G SFP+ | 10000 | up | Server NIC
KA-DC-008-MMR-SW-02 | Ethernet38 | 10G SFP+ | 10000 | admin-down
KA-DC-008-MMR-SW-02 | Ethernet39 | 10G SFP+ | 10000 | up | Server NIC
KA-DC-008-MMR-SW-02 | Ethernet40 | 10G SFP+ | 10000 | up | Server NIC
KA-DC-008-MMR-SW-02 | Ethernet41 | 10G SFP+ | 10000 | admin-down
KA-DC-008-MMR-SW-02 | Ethernet42 | 10G SFP+ | 10000 | admin-down
KA-DC-008-MMR-SW-02 | Ethernet43 | 10G SFP+ | 10000 | up | Server NIC
KA-DC-008-MMR-SW-02 | Ethernet44 | 10G SFP+ | 10000 | admin-down
KA-DC-008-MMR-SW-02 | Ethernet45 | 10G SFP+ | 10000 | up | Server NIC
KA-DC-008-MMR-SW-02 | Ethernet46 | 10G SFP+ | 10000 | up | Server NIC
KA-DC-008-MMR-SW-02 | Ethernet47 | 10G SFP+ | 10000 | up | Server NIC
KA-DC-008-MMR-SW-02 | Ethernet48 | 10G SFP+ | 10000 | up | Server NIC
KA-DC-008-MMR-SW-02 | Ethernet49/1 | 100G QSFP28 | 100000 | up | Uplink to KA-DC-008-AGG-R02 | QSFP28-100G-LR4
KA-DC-008-MMR-SW-02 | Ethernet49/2 | 100G QSFP28 | 100000 | up | Uplink to KA-DC-008-AGG-R02 | QSFP28-100G-LR4
KA-DC-008-MMR-SW-02 | Ethernet49/3 | 100G QSFP28 | 100000 | reserved
KA-DC-008-MMR-SW-02 | Ethernet49/4 | 100G QSFP28 | 100000 | admin-down
KA-DC-008-MMR-SW-03 | Te0/0/0/0 | 10G SFP+ | 10000 | up | Access to KA-DC-008-TOR-002 | SFP-10G-LR
KA-DC-008-MMR-SW-03 | Te0/0/0/1 | 10G SFP+ | 10000 | up | Access to KA-DC-008-TOR-003 | SFP-10G-LR
KA-DC-008-MMR-SW-03 | Te0/0/0/2 | 10G SFP+ | 10000 | up | Server NIC
KA-DC-008-MMR-SW-03 | Te0/0/0/3 | 10G SFP+ | 10000 | admin-down
KA-DC-008-MMR-SW-03 | Te0/0/0/4 | 10G SFP+ | 10000 | up | Server NIC
KA-DC-008-MMR-SW-03 | Te0/0/0/5 | 10G SFP+ | 10000 | admin-down
KA-DC-008-MMR-SW-03 | Te0/0/0/6 | 10G SFP+ | 10000 | up | Server NIC
KA-DC-008-MMR-SW-03 | Te0/0/0/7 | 10G SFP+ | 10000 | admin-down
KA-DC-008-MMR-SW-03 | Te0/0/0/8 | 10G SFP+ | 10000 | up | Server NIC
KA-DC-008-MMR-SW-03 | Te0/0/0/9 | 10G SFP+ | 10000 | up | Server NIC
KA-DC-008-MMR-SW-03 | Te0/0/0/10 | 10G SFP+ | 10000 | up | Server NIC
KA-DC-008-MMR-SW-03 | Te0/0/0/11 | 10G SFP+ | 10000 | admin-down
KA-DC-008-MMR-SW-03 | Te0/0/0/12 | 10G SFP+ | 10000 | admin-down
KA-DC-008-MMR-SW-03 | Te0/0/0/13 | 10G SFP+ | 10000 | up | Server NIC
KA-DC-008-MMR-SW-03 | Te0/0/0/14 | 10G SFP+ | 10000 | admin-down
KA-DC-008-MMR-SW-03 | Te0/0/0/15 | 10G SFP+ | 10000 | admin-down
KA-DC-008-MMR-SW-03 | Te0/0/0/16 | 10G SFP+ | 10000 | up | Server NIC
KA-DC-008-MMR-SW-03 | Te0/0/0/17 | 10G SFP+ | 10000 | up | Server NIC
KA-DC-008-MMR-SW-03 | Te0/0/0/18 | 10G SFP+ | 10000 | up | Server NIC
KA-DC-008-MMR-SW-03 | Te0/0/0/19 | 10G SFP+ | 10000 | admin-down
KA-DC-008-MMR-SW-03 | Te0/0/0/20 | 10G SFP+ | 10000 | up | Server NIC
KA-DC-008-MMR-SW-03 | Te0/0/0/21 | 10G SFP+ | 10000 | up | Server NIC
KA-DC-008-MMR-SW-03 | Te0/0/0/22 | 10G SFP+ | 10000 | admin-down
KA-DC-008-MMR-SW-03 | Te0/0/0/23 | 10G SFP+ | 10000 | up | Server NIC
KA-DC-008-MMR-SW-03 | Te0/0/0/24 | 10G SFP+ | 10000 | up | Server NIC
KA-DC-008-MMR-SW-03 | Te0/0/0/25 | 10G SFP+ | 10000 | up | Server NIC
KA-DC-008-MMR-SW-03 | Te0/0/0/26 | 10G SFP+ | 10000 | up | Server NIC
KA-DC-008-MMR-SW-03 | Te0/0/0/27 | 10G SFP+ | 10000 | admin-down
KA-DC-008-MMR-SW-03 | Te0/0/0/28 | 10G SFP+ | 10000 | up | Server NIC
KA-DC-008-MMR-SW-03 | Te0/0/0/29 | 10G SFP+ | 10000 | admin-down
KA-DC-008-MMR-SW-03 | Te0/0/0/30 | 10G SFP+ | 10000 | admin-down
KA-DC-008-MMR-SW-03 | Te0/0/0/31 | 10G SFP+ | 10000 | up | Server NIC
KA-DC-008-MMR-SW-03 | Te0/0/0/32 | 10G SFP+ | 10000 | up | Server NIC
KA-DC-008-MMR-SW-03 | Te0/0/0/33 | 10G SFP+ | 10000 | admin-down
KA-DC-008-MMR-SW-03 | Te0/0/0/34 | 10G SFP+ | 10000 | admin-down
KA-DC-008-MMR-SW-03 | Te0/0/0/35 | 10G SFP+ | 10000 | admin-down
KA-DC-008-MMR-SW-03 | Te0/0/0/36 | 10G SFP+ | 10000 | admin-down
KA-DC-008-MMR-SW-03 | Te0/0/0/37 | 10G SFP+ | 10000 | admin-down
KA-DC-008-MMR-SW-03 | Te0/0/0/38 | 10G SFP+ | 10000 | admin-down
KA-DC-008-MMR-SW-03 | Te0/0/0/39 | 10G SFP+ | 10000 | admin-down
KA-DC-008-MMR-SW-03 | Te0/0/0/40 | 10G SFP+ | 10000 | admin-down
KA-DC-008-MMR-SW-03 | Te0/0/0/41 | 10G SFP+ | 10000 | up | Server NIC
KA-DC-008-MMR-SW-03 | Te0/0/0/42 | 10G SFP+ | 10000 | admin-down
KA-DC-008-MMR-SW-03 | Te0/0/0/43 | 10G SFP+ | 10000 | up | Server NIC
KA-DC-008-MMR-SW-03 | Te0/0/0/44 | 10G SFP+ | 10000 | admin-down
KA-DC-008-MMR-SW-03 | Te0/0/0/45 | 10G SFP+ | 10000 | up | Server NIC
KA-DC-008-MMR-SW-03 | Te0/0/0/46 | 10G SFP+ | 10000 | up | Server NIC
KA-DC-008-MMR-SW-03 | Te0/0/0/47 | 10G SFP+ | 10000 | admin-down
KA-DC-008-MMR-SW-03 | Hu0/0/1/0 | 100G QSFP28 | 100000 | up | Uplink to KA-DC-008-AGG-R03 | QSFP28-100G-LR4
KA-DC-008-MMR-SW-03 | Hu0/0/1/1 | 100G QSFP28 | 100000 | up | Uplink to KA-DC-008-AGG-R03 | QSFP28-100G-LR4
KA-DC-008-MMR-SW-03 | Hu0/0/1/2 | 100G QSFP28 | 100000 | admin-down
KA-DC-008-MMR-SW-03 | Hu0/0/1/3 | 100G QSFP28 | 100000 | admin-down
KA-DC-008-MMR-SW-04 | xe-0/0/0 | 10G SFP+ | 10000 | up | Access to KA-DC-008-TOR-003 | SFP-10G-LR
KA-DC-008-MMR-SW-04 | xe-0/0/1 | 10G SFP+ | 10000 | up | Access to KA-DC-008-TOR-004 | SFP-10G-LR
KA-DC-008-MMR-SW-04 | xe-0/0/2 | 10G SFP+ | 10000 | up | Server NIC
KA-DC-008-MMR-SW-04 | xe-0/0/3 | 10G SFP+ | 10000 | up | Server NIC
KA-DC-008-MMR-SW-04 | xe-0/0/4 | 10G SFP+ | 10000 | up | Server NIC
KA-DC-008-MMR-SW-04 | xe-0/0/5 | 10G SFP+ | 10000 | up | Server NIC
KA-DC-008-MMR-SW-04 | xe-0/0/6 | 10G SFP+ | 10000 | up | Server NIC
KA-DC-008-MMR-SW-04 | xe-0/0/7 | 10G SFP+ | 10000 | admin-down
KA-DC-008-MMR-SW-04 | xe-0/0/8 | 10G SFP+ | 10000 | up | Server NIC
KA-DC-008-MMR-SW-04 | xe-0/0/9 | 10G SFP+ | 10000 | up | Server NIC
KA-DC-008-MMR-SW-04 | xe-0/0/10 | 10G SFP+ | 10000 | up | Server NIC
KA-DC-008-MMR-SW-04 | xe-0/0/11 | 10G SFP+ | 10000 | up | Server NIC
KA-DC-008-MMR-SW-04 | xe-0/0/12 | 10G SFP+ | 10000 | up | Server NIC
KA-DC-008-MMR-SW-04 | xe-0/0/13 | 10G SFP+ | 10000 | reserved
KA-DC-008-MMR-SW-04 | xe-0/0/14 | 10G SFP+ | 10000 | up | Server NIC
KA-DC-008-MMR-SW-04 | xe-0/0/15 | 10G SFP+ | 10000 | up | Server NIC
KA-DC-008-MMR-SW-04 | xe-0/0/16 | 10G SFP+ | 10000 | up | Server NIC
KA-DC-008-MMR-SW-04 | xe-0/0/17 | 10G SFP+ | 10000 | admin-down
KA-DC-008-MMR-SW-04 | xe-0/0/18 | 10G SFP+ | 10000 | up | Server NIC
KA-DC-008-MMR-SW-04 | xe-0/0/19 | 10G SFP+ | 10000 | admin-down
KA-DC-008-MMR-SW-04 | xe-0/0/20 | 10G SFP+ | 10000 | up | Server NIC
KA-DC-008-MMR-SW-04 | xe-0/0/21 | 10G SFP+ | 10000 | admin-down
KA-DC-008-MMR-SW-04 | xe-0/0/22 | 10G SFP+ | 10000 | admin-down
KA-DC-008-MMR-SW-04 | xe-0/0/23 | 10G SFP+ | 10000 | admin-down
KA-DC-008-MMR-SW-04 | xe-0/0/24 | 10G SFP+ | 10000 | up | Server NIC
KA-DC-008-MMR-SW-04 | xe-0/0/25 | 10G SFP+ | 10000 | up | Server NIC
KA-DC-008-MMR-SW-04 | xe-0/0/26 | 10G SFP+ | 10000 | reserved
KA-DC-008-MMR-SW-04 | xe-0/0/27 | 10G SFP+ | 10000 | up | Server NIC
KA-DC-008-MMR-SW-04 | xe-0/0/28 | 10G SFP+ | 10000 | up | Server NIC
KA-DC-008-MMR-SW-04 | xe-0/0/29 | 10G SFP+ | 10000 | admin-down
KA-DC-008-MMR-SW-04 | xe-0/0/30 | 10G SFP+ | 10000 | up | Server NIC
KA-DC-008-MMR-SW-04 | xe-0/0/31 | 10G SFP+ | 10000 | up | Server NIC
KA-DC-008-MMR-SW-04 | xe-0/0/32 | 10G SFP+ | 10000 | admin-down
KA-DC-008-MMR-SW-04 | xe-0/0/33 | 10G SFP+ | 10000 | up | Server NIC
KA-DC-008-MMR-SW-04 | xe-0/0/34 | 10G SFP+ | 10000 | up | Server NIC
KA-DC-008-MMR-SW-04 | xe-0/0/35 | 10G SFP+ | 10000 | admin-down
KA-DC-008-MMR-SW-04 | xe-0/0/36 | 10G SFP+ | 10000 | up | Server NIC
KA-DC-008-MMR-SW-04 | xe-0/0/37 | 10G SFP+ | 10000 | up | Server NIC
KA-DC-008-MMR-SW-04 | xe-0/0/38 | 10G SFP+ | 10000 | up | Server NIC
KA-DC-008-MMR-SW-04 | xe-0/0/39 | 10G SFP+ | 10000 | up | Server NIC
KA-DC-008-MMR-SW-04 | xe-0/0/40 | 10G SFP+ | 10000 | up | Server NIC
KA-DC-008-MMR-SW-04 | xe-0/0/41 | 10G SFP+ | 10000 | up | Server NIC
KA-DC-008-MMR-SW-04 | xe-0/0/42 | 10G SFP+ | 10000 | admin-down
KA-DC-008-MMR-SW-04 | xe-0/0/43 | 10G SFP+ | 10000 | admin-down
KA-DC-008-MMR-SW-04 | xe-0/0/44 | 10G SFP+ | 10000 | admin-down
KA-DC-008-MMR-SW-04 | xe-0/0/45 | 10G SFP+ | 10000 | up | Server NIC
KA-DC-008-MMR-SW-04 | xe-0/0/46 | 10G SFP+ | 10000 | admin-down
KA-DC-008-MMR-SW-04 | xe-0/0/47 | 10G SFP+ | 10000 | up | Server NIC
KA-DC-008-MMR-SW-04 | et-0/1/0 | 100G QSFP28 | 100000 | up | Uplink to KA-DC-008-AGG-R01 | QSFP28-100G-LR4
KA-DC-008-MMR-SW-04 | et-0/1/1 | 100G QSFP28 | 100000 | up | Uplink to KA-DC-008-AGG-R01 | QSFP28-100G-LR4
KA-DC-008-MMR-SW-04 | et-0/1/2 | 100G QSFP28 | 100000 | admin-down
KA-DC-008-MMR-SW-04 | et-0/1/3 | 100G QSFP28 | 100000 | admin-down
KA-DC-008-MMR-SW-05 | Te0/0/0/0 | 10G SFP+ | 10000 | up | Access to KA-DC-008-TOR-004 | SFP-10G-LR
KA-DC-008-MMR-SW-05 | Te0/0/0/1 | 10G SFP+ | 10000 | up | Access to KA-DC-008-TOR-005 | SFP-10G-LR
KA-DC-008-MMR-SW-05 | Te0/0/0/2 | 10G SFP+ | 10000 | up | Server NIC
KA-DC-008-MMR-SW-05 | Te0/0/0/3 | 10G SFP+ | 10000 | up | Server NIC
KA-DC-008-MMR-SW-05 | Te0/0/0/4 | 10G SFP+ | 10000 | admin-down
KA-DC-008-MMR-SW-05 | Te0/0/0/5 | 10G SFP+ | 10000 | admin-down
KA-DC-008-MMR-SW-05 | Te0/0/0/6 | 10G SFP+ | 10000 | admin-down
KA-DC-008-MMR-SW-05 | Te0/0/0/7 | 10G SFP+ | 10000 | admin-down
KA-DC-008-MMR-SW-05 | Te0/0/0/8 | 10G SFP+ | 10000 | up | Server NIC
KA-DC-008-MMR-SW-05 | Te0/0/0/9 | 10G SFP+ | 10000 | admin-down
KA-DC-008-MMR-SW-05 | Te0/0/0/10 | 10G SFP+ | 10000 | up | Server NIC
KA-DC-008-MMR-SW-05 | Te0/0/0/11 | 10G SFP+ | 10000 | admin-down
KA-DC-008-MMR-SW-05 | Te0/0/0/12 | 10G SFP+ | 10000 | up | Server NIC
KA-DC-008-MMR-SW-05 | Te0/0/0/13 | 10G SFP+ | 10000 | admin-down
KA-DC-008-MMR-SW-05 | Te0/0/0/14 | 10G SFP+ | 10000 | up | Server NIC
KA-DC-008-MMR-SW-05 | Te0/0/0/15 | 10G SFP+ | 10000 | admin-down
KA-DC-008-MMR-SW-05 | Te0/0/0/16 | 10G SFP+ | 10000 | admin-down
KA-DC-008-MMR-SW-05 | Te0/0/0/17 | 10G SFP+ | 10000 | up | Server NIC
KA-DC-008-MMR-SW-05 | Te0/0/0/18 | 10G SFP+ | 10000 | up | Server NIC
KA-DC-008-MMR-SW-05 | Te0/0/0/19 | 10G SFP+ | 10000 | admin-down
KA-DC-008-MMR-SW-05 | Te0/0/0/20 | 10G SFP+ | 10000 | admin-down
KA-DC-008-MMR-SW-05 | Te0/0/0/21 | 10G SFP+ | 10000 | admin-down
KA-DC-008-MMR-SW-05 | Te0/0/0/22 | 10G SFP+ | 10000 | up | Server NIC
KA-DC-008-MMR-SW-05 | Te0/0/0/23 | 10G SFP+ | 10000 | admin-down
KA-DC-008-MMR-SW-05 | Te0/0/0/24 | 10G SFP+ | 10000 | up | Server NIC
KA-DC-008-MMR-SW-05 | Te0/0/0/25 | 10G SFP+ | 10000 | admin-down
KA-DC-008-MMR-SW-05 | Te0/0/0/26 | 10G SFP+ | 10000 | up | Server NIC
KA-DC-008-MMR-SW-05 | Te0/0/0/27 | 10G SFP+ | 10000 | up | Server NIC
KA-DC-008-MMR-SW-05 | Te0/0/0/28 | 10G SFP+ | 10000 | reserved
KA-DC-008-MMR-SW-05 | Te0/0/0/29 | 10G SFP+ | 10000 | up | Server NIC
KA-DC-008-MMR-SW-05 | Te0/0/0/30 | 10G SFP+ | 10000 | up | Server NIC
KA-DC-008-MMR-SW-05 | Te0/0/0/31 | 10G SFP+ | 10000 | admin-down
KA-DC-008-MMR-SW-05 | Te0/0/0/32 | 10G SFP+ | 10000 | up | Server NIC
KA-DC-008-MMR-SW-05 | Te0/0/0/33 | 10G SFP+ | 10000 | admin-down
KA-DC-008-MMR-SW-05 | Te0/0/0/34 | 10G SFP+ | 10000 | up | Server NIC
KA-DC-008-MMR-SW-05 | Te0/0/0/35 | 10G SFP+ | 10000 | up | Server NIC
KA-DC-008-MMR-SW-05 | Te0/0/0/36 | 10G SFP+ | 10000 | admin-down
KA-DC-008-MMR-SW-05 | Te0/0/0/37 | 10G SFP+ | 10000 | admin-down
KA-DC-008-MMR-SW-05 | Te0/0/0/38 | 10G SFP+ | 10000 | admin-down
KA-DC-008-MMR-SW-05 | Te0/0/0/39 | 10G SFP+ | 10000 | admin-down
KA-DC-008-MMR-SW-05 | Te0/0/0/40 | 10G SFP+ | 10000 | up | Server NIC
KA-DC-008-MMR-SW-05 | Te0/0/0/41 | 10G SFP+ | 10000 | admin-down
KA-DC-008-MMR-SW-05 | Te0/0/0/42 | 10G SFP+ | 10000 | up | Server NIC
KA-DC-008-MMR-SW-05 | Te0/0/0/43 | 10G SFP+ | 10000 | up | Server NIC
KA-DC-008-MMR-SW-05 | Te0/0/0/44 | 10G SFP+ | 10000 | up | Server NIC
KA-DC-008-MMR-SW-05 | Te0/0/0/45 | 10G SFP+ | 10000 | up | Server NIC
KA-DC-008-MMR-SW-05 | Te0/0/0/46 | 10G SFP+ | 10000 | up | Server NIC
KA-DC-008-MMR-SW-05 | Te0/0/0/47 | 10G SFP+ | 10000 | up | Server NIC
KA-DC-008-MMR-SW-05 | Hu0/0/1/0 | 100G QSFP28 | 100000 | up | Uplink to KA-DC-008-AGG-R02 | QSFP28-100G-LR4
KA-DC-008-MMR-SW-05 | Hu0/0/1/1 | 100G QSFP28 | 100000 | up | Uplink to KA-DC-008-AGG-R02 | QSFP28-100G-LR4
KA-DC-008-MMR-SW-05 | Hu0/0/1/2 | 100G QSFP28 | 100000 | admin-down
KA-DC-008-MMR-SW-05 | Hu0/0/1/3 | 100G QSFP28 | 100000 | admin-down
KA-DC-008-MMR-SW-06 | xe-0/0/0 | 10G SFP+ | 10000 | up | Access to KA-DC-008-TOR-005 | SFP-10G-LR
KA-DC-008-MMR-SW-06 | xe-0/0/1 | 10G SFP+ | 10000 | up | Server NIC
KA-DC-008-MMR-SW-06 | xe-0/0/2 | 10G SFP+ | 10000 | up | Server NIC
KA-DC-008-MMR-SW-06 | xe-0/0/3 | 10G SFP+ | 10000 | admin-down
KA-DC-008-MMR-SW-06 | xe-0/0/4 | 10G SFP+ | 10000 | up | Server NIC
KA-DC-008-MMR-SW-06 | xe-0/0/5 | 10G SFP+ | 10000 | up | Server NIC
KA-DC-008-MMR-SW-06 | xe-0/0/6 | 10G SFP+ | 10000 | up | Server NIC
KA-DC-008-MMR-SW-06 | xe-0/0/7 | 10G SFP+ | 10000 | up | Server NIC
KA-DC-008-MMR-SW-06 | xe-0/0/8 | 10G SFP+ | 10000 | reserved
KA-DC-008-MMR-SW-06 | xe-0/0/9 | 10G SFP+ | 10000 | up | Server NIC
KA-DC-008-MMR-SW-06 | xe-0/0/10 | 10G SFP+ | 10000 | up | Server NIC
KA-DC-008-MMR-SW-06 | xe-0/0/11 | 10G SFP+ | 10000 | up | Server NIC
KA-DC-008-MMR-SW-06 | xe-0/0/12 | 10G SFP+ | 10000 | admin-down
KA-DC-008-MMR-SW-06 | xe-0/0/13 | 10G SFP+ | 10000 | up | Server NIC
KA-DC-008-MMR-SW-06 | xe-0/0/14 | 10G SFP+ | 10000 | admin-down
KA-DC-008-MMR-SW-06 | xe-0/0/15 | 10G SFP+ | 10000 | up | Server NIC
KA-DC-008-MMR-SW-06 | xe-0/0/16 | 10G SFP+ | 10000 | up | Server NIC
KA-DC-008-MMR-SW-06 | xe-0/0/17 | 10G SFP+ | 10000 | up | Server NIC
KA-DC-008-MMR-SW-06 | xe-0/0/18 | 10G SFP+ | 10000 | reserved
KA-DC-008-MMR-SW-06 | xe-0/0/19 | 10G SFP+ | 10000 | up | Server NIC
KA-DC-008-MMR-SW-06 | xe-0/0/20 | 10G SFP+ | 10000 | admin-down
KA-DC-008-MMR-SW-06 | xe-0/0/21 | 10G SFP+ | 10000 | up | Server NIC
KA-DC-008-MMR-SW-06 | xe-0/0/22 | 10G SFP+ | 10000 | up | Server NIC
KA-DC-008-MMR-SW-06 | xe-0/0/23 | 10G SFP+ | 10000 | reserved
KA-DC-008-MMR-SW-06 | xe-0/0/24 | 10G SFP+ | 10000 | up | Server NIC
KA-DC-008-MMR-SW-06 | xe-0/0/25 | 10G SFP+ | 10000 | admin-down
KA-DC-008-MMR-SW-06 | xe-0/0/26 | 10G SFP+ | 10000 | admin-down
KA-DC-008-MMR-SW-06 | xe-0/0/27 | 10G SFP+ | 10000 | up | Server NIC
KA-DC-008-MMR-SW-06 | xe-0/0/28 | 10G SFP+ | 10000 | up | Server NIC
KA-DC-008-MMR-SW-06 | xe-0/0/29 | 10G SFP+ | 10000 | admin-down
KA-DC-008-MMR-SW-06 | xe-0/0/30 | 10G SFP+ | 10000 | up | Server NIC
KA-DC-008-MMR-SW-06 | xe-0/0/31 | 10G SFP+ | 10000 | up | Server NIC
KA-DC-008-MMR-SW-06 | xe-0/0/32 | 10G SFP+ | 10000 | admin-down
KA-DC-008-MMR-SW-06 | xe-0/0/33 | 10G SFP+ | 10000 | admin-down
KA-DC-008-MMR-SW-06 | xe-0/0/34 | 10G SFP+ | 10000 | up | Server NIC
KA-DC-008-MMR-SW-06 | xe-0/0/35 | 10G SFP+ | 10000 | admin-down
KA-DC-008-MMR-SW-06 | xe-0/0/36 | 10G SFP+ | 10000 | up | Server NIC
KA-DC-008-MMR-SW-06 | xe-0/0/37 | 10G SFP+ | 10000 | up | Server NIC
KA-DC-008-MMR-SW-06 | xe-0/0/38 | 10G SFP+ | 10000 | admin-down
KA-DC-008-MMR-SW-06 | xe-0/0/39 | 10G SFP+ | 10000 | admin-down
KA-DC-008-MMR-SW-06 | xe-0/0/40 | 10G SFP+ | 10000 | up | Server NIC
KA-DC-008-MMR-SW-06 | xe-0/0/41 | 10G SFP+ | 10000 | admin-down
KA-DC-008-MMR-SW-06 | xe-0/0/42 | 10G SFP+ | 10000 | up | Server NIC
KA-DC-008-MMR-SW-06 | xe-0/0/43 | 10G SFP+ | 10000 | admin-down
KA-DC-008-MMR-SW-06 | xe-0/0/44 | 10G SFP+ | 10000 | admin-down
KA-DC-008-MMR-SW-06 | xe-0/0/45 | 10G SFP+ | 10000 | up | Server NIC
KA-DC-008-MMR-SW-06 | xe-0/0/46 | 10G SFP+ | 10000 | admin-down
KA-DC-008-MMR-SW-06 | xe-0/0/47 | 10G SFP+ | 10000 | admin-down
KA-DC-008-MMR-SW-06 | et-0/1/0 | 100G QSFP28 | 100000 | up | Uplink to KA-DC-008-AGG-R03 | QSFP28-100G-LR4
KA-DC-008-MMR-SW-06 | et-0/1/1 | 100G QSFP28 | 100000 | up | Uplink to KA-DC-008-AGG-R03 | QSFP28-100G-LR4
KA-DC-008-MMR-SW-06 | et-0/1/2 | 100G QSFP28 | 100000 | admin-down
KA-DC-008-MMR-SW-06 | et-0/1/3 | 100G QSFP28 | 100000 | admin-down
KA-DC-008-MMR-SW-07 | Ethernet1 | 10G SFP+ | 10000 | up | Server NIC
KA-DC-008-MMR-SW-07 | Ethernet2 | 10G SFP+ | 10000 | up | Server NIC
KA-DC-008-MMR-SW-07 | Ethernet3 | 10G SFP+ | 10000 | up | Server NIC
KA-DC-008-MMR-SW-07 | Ethernet4 | 10G SFP+ | 10000 | up | Server NIC
KA-DC-008-MMR-SW-07 | Ethernet5 | 10G SFP+ | 10000 | up | Server NIC
KA-DC-008-MMR-SW-07 | Ethernet6 | 10G SFP+ | 10000 | admin-down
KA-DC-008-MMR-SW-07 | Ethernet7 | 10G SFP+ | 10000 | admin-down
KA-DC-008-MMR-SW-07 | Ethernet8 | 10G SFP+ | 10000 | up | Server NIC
KA-DC-008-MMR-SW-07 | Ethernet9 | 10G SFP+ | 10000 | up | Server NIC
KA-DC-008-MMR-SW-07 | Ethernet10 | 10G SFP+ | 10000 | up | Server NIC
KA-DC-008-MMR-SW-07 | Ethernet11 | 10G SFP+ | 10000 | admin-down
KA-DC-008-MMR-SW-07 | Ethernet12 | 10G SFP+ | 10000 | up | Server NIC
KA-DC-008-MMR-SW-07 | Ethernet13 | 10G SFP+ | 10000 | up | Server NIC
KA-DC-008-MMR-SW-07 | Ethernet14 | 10G SFP+ | 10000 | admin-down
KA-DC-008-MMR-SW-07 | Ethernet15 | 10G SFP+ | 10000 | admin-down
KA-DC-008-MMR-SW-07 | Ethernet16 | 10G SFP+ | 10000 | up | Server NIC
KA-DC-008-MMR-SW-07 | Ethernet17 | 10G SFP+ | 10000 | admin-down
KA-DC-008-MMR-SW-07 | Ethernet18 | 10G SFP+ | 10000 | up | Server NIC
KA-DC-008-MMR-SW-07 | Ethernet19 | 10G SFP+ | 10000 | up | Server NIC
KA-DC-008-MMR-SW-07 | Ethernet20 | 10G SFP+ | 10000 | up | Server NIC
KA-DC-008-MMR-SW-07 | Ethernet21 | 10G SFP+ | 10000 | up | Server NIC
KA-DC-008-MMR-SW-07 | Ethernet22 | 10G SFP+ | 10000 | admin-down
KA-DC-008-MMR-SW-07 | Ethernet23 | 10G SFP+ | 10000 | admin-down
KA-DC-008-MMR-SW-07 | Ethernet24 | 10G SFP+ | 10000 | admin-down
KA-DC-008-MMR-SW-07 | Ethernet25 | 10G SFP+ | 10000 | admin-down
KA-DC-008-MMR-SW-07 | Ethernet26 | 10G SFP+ | 10000 | admin-down
KA-DC-008-MMR-SW-07 | Ethernet27 | 10G SFP+ | 10000 | admin-down
KA-DC-008-MMR-SW-07 | Ethernet28 | 10G SFP+ | 10000 | up | Server NIC
KA-DC-008-MMR-SW-07 | Ethernet29 | 10G SFP+ | 10000 | admin-down
KA-DC-008-MMR-SW-07 | Ethernet30 | 10G SFP+ | 10000 | up | Server NIC
KA-DC-008-MMR-SW-07 | Ethernet31 | 10G SFP+ | 10000 | up | Server NIC
KA-DC-008-MMR-SW-07 | Ethernet32 | 10G SFP+ | 10000 | admin-down
KA-DC-008-MMR-SW-07 | Ethernet33 | 10G SFP+ | 10000 | up | Server NIC
KA-DC-008-MMR-SW-07 | Ethernet34 | 10G SFP+ | 10000 | admin-down
KA-DC-008-MMR-SW-07 | Ethernet35 | 10G SFP+ | 10000 | admin-down
KA-DC-008-MMR-SW-07 | Ethernet36 | 10G SFP+ | 10000 | up | Server NIC
KA-DC-008-MMR-SW-07 | Ethernet37 | 10G SFP+ | 10000 | admin-down
KA-DC-008-MMR-SW-07 | Ethernet38 | 10G SFP+ | 10000 | up | Server NIC
KA-DC-008-MMR-SW-07 | Ethernet39 | 10G SFP+ | 10000 | admin-down
KA-DC-008-MMR-SW-07 | Ethernet40 | 10G SFP+ | 10000 | up | Server NIC
KA-DC-008-MMR-SW-07 | Ethernet41 | 10G SFP+ | 10000 | up | Server NIC
KA-DC-008-MMR-SW-07 | Ethernet42 | 10G SFP+ | 10000 | admin-down
KA-DC-008-MMR-SW-07 | Ethernet43 | 10G SFP+ | 10000 | up | Server NIC
KA-DC-008-MMR-SW-07 | Ethernet44 | 10G SFP+ | 10000 | up | Server NIC
KA-DC-008-MMR-SW-07 | Ethernet45 | 10G SFP+ | 10000 | admin-down
KA-DC-008-MMR-SW-07 | Ethernet46 | 10G SFP+ | 10000 | admin-down
KA-DC-008-MMR-SW-07 | Ethernet47 | 10G SFP+ | 10000 | admin-down
KA-DC-008-MMR-SW-07 | Ethernet48 | 10G SFP+ | 10000 | up | Server NIC
KA-DC-008-MMR-SW-07 | Ethernet49/1 | 100G QSFP28 | 100000 | up | Uplink to KA-DC-008-AGG-R01 | QSFP28-100G-LR4
KA-DC-008-MMR-SW-07 | Ethernet49/2 | 100G QSFP28 | 100000 | up | Uplink to KA-DC-008-AGG-R01 | QSFP28-100G-LR4
KA-DC-008-MMR-SW-07 | Ethernet49/3 | 100G QSFP28 | 100000 | admin-down
KA-DC-008-MMR-SW-07 | Ethernet49/4 | 100G QSFP28 | 100000 | admin-down
KA-DC-008-TOR-001 | Ethernet1 | 10G SFP+ | 10000 | up | Access to KA-DC-008-MMR-SW-01 | SFP-10G-LR
KA-DC-008-TOR-001 | Ethernet2 | 10G SFP+ | 10000 | up | Access to KA-DC-008-MMR-SW-02 | SFP-10G-LR
KA-DC-008-TOR-001 | Ethernet3 | 10G SFP+ | 10000 | up | Server NIC
KA-DC-008-TOR-001 | Ethernet4 | 10G SFP+ | 10000 | up | Server NIC
KA-DC-008-TOR-001 | Ethernet5 | 10G SFP+ | 10000 | up | Server NIC
KA-DC-008-TOR-001 | Ethernet6 | 10G SFP+ | 10000 | up | Server NIC
KA-DC-008-TOR-001 | Ethernet7 | 10G SFP+ | 10000 | up | Server NIC
KA-DC-008-TOR-001 | Ethernet8 | 10G SFP+ | 10000 | admin-down
KA-DC-008-TOR-001 | Ethernet9 | 10G SFP+ | 10000 | admin-down
KA-DC-008-TOR-001 | Ethernet10 | 10G SFP+ | 10000 | up | Server NIC
KA-DC-008-TOR-001 | Ethernet11 | 10G SFP+ | 10000 | up | Server NIC
KA-DC-008-TOR-001 | Ethernet12 | 10G SFP+ | 10000 | up | Server NIC
KA-DC-008-TOR-001 | Ethernet13 | 10G SFP+ | 10000 | up | Server NIC
KA-DC-008-TOR-001 | Ethernet14 | 10G SFP+ | 10000 | admin-down
KA-DC-008-TOR-001 | Ethernet15 | 10G SFP+ | 10000 | admin-down
KA-DC-008-TOR-001 | Ethernet16 | 10G SFP+ | 10000 | admin-down
KA-DC-008-TOR-001 | Ethernet17 | 10G SFP+ | 10000 | up | Server NIC
KA-DC-008-TOR-001 | Ethernet18 | 10G SFP+ | 10000 | admin-down
KA-DC-008-TOR-001 | Ethernet19 | 10G SFP+ | 10000 | reserved
KA-DC-008-TOR-001 | Ethernet20 | 10G SFP+ | 10000 | up | Server NIC
KA-DC-008-TOR-001 | Ethernet21 | 10G SFP+ | 10000 | up | Server NIC
KA-DC-008-TOR-001 | Ethernet22 | 10G SFP+ | 10000 | admin-down
KA-DC-008-TOR-001 | Ethernet23 | 10G SFP+ | 10000 | admin-down
KA-DC-008-TOR-001 | Ethernet24 | 10G SFP+ | 10000 | up | Server NIC
KA-DC-008-TOR-001 | Ethernet49/1 | 100G QSFP28 | 100000 | admin-down
KA-DC-008-TOR-001 | Ethernet49/2 | 100G QSFP28 | 100000 | reserved
KA-DC-008-TOR-002 | Te0/0/0/0 | 10G SFP+ | 10000 | up | Access to KA-DC-008-MMR-SW-02 | SFP-10G-LR
KA-DC-008-TOR-002 | Te0/0/0/1 | 10G SFP+ | 10000 | up | Access to KA-DC-008-MMR-SW-03 | SFP-10G-LR
KA-DC-008-TOR-002 | Te0/0/0/2 | 10G SFP+ | 10000 | up | Server NIC
KA-DC-008-TOR-002 | Te0/0/0/3 | 10G SFP+ | 10000 | up | Server NIC
KA-DC-008-TOR-002 | Te0/0/0/4 | 10G SFP+ | 10000 | admin-down
KA-DC-008-TOR-002 | Te0/0/0/5 | 10G SFP+ | 10000 | up | Server NIC
KA-DC-008-TOR-002 | Te0/0/0/6 | 10G SFP+ | 10000 | admin-down
KA-DC-008-TOR-002 | Te0/0/0/7 | 10G SFP+ | 10000 | up | Server NIC
KA-DC-008-TOR-002 | Te0/0/0/8 | 10G SFP+ | 10000 | up | Server NIC
KA-DC-008-TOR-002 | Te0/0/0/9 | 10G SFP+ | 10000 | up | Server NIC
KA-DC-008-TOR-002 | Te0/0/0/10 | 10G SFP+ | 10000 | admin-down
KA-DC-008-TOR-002 | Te0/0/0/11 | 10G SFP+ | 10000 | up | Server NIC
KA-DC-008-TOR-002 | Te0/0/0/12 | 10G SFP+ | 10000 | up | Server NIC
KA-DC-008-TOR-002 | Te0/0/0/13 | 10G SFP+ | 10000 | up | Server NIC
KA-DC-008-TOR-002 | Te0/0/0/14 | 10G SFP+ | 10000 | admin-down
KA-DC-008-TOR-002 | Te0/0/0/15 | 10G SFP+ | 10000 | up | Server NIC
KA-DC-008-TOR-002 | Te0/0/0/16 | 10G SFP+ | 10000 | up | Server NIC
KA-DC-008-TOR-002 | Te0/0/0/17 | 10G SFP+ | 10000 | up | Server NIC
KA-DC-008-TOR-002 | Te0/0/0/18 | 10G SFP+ | 10000 | up | Server NIC
KA-DC-008-TOR-002 | Te0/0/0/19 | 10G SFP+ | 10000 | up | Server NIC
KA-DC-008-TOR-002 | Te0/0/0/20 | 10G SFP+ | 10000 | up | Server NIC
KA-DC-008-TOR-002 | Te0/0/0/21 | 10G SFP+ | 10000 | up | Server NIC
KA-DC-008-TOR-002 | Te0/0/0/22 | 10G SFP+ | 10000 | admin-down
KA-DC-008-TOR-002 | Te0/0/0/23 | 10G SFP+ | 10000 | up | Server NIC
KA-DC-008-TOR-002 | Hu0/0/1/0 | 100G QSFP28 | 100000 | admin-down
KA-DC-008-TOR-002 | Hu0/0/1/1 | 100G QSFP28 | 100000 | admin-down
KA-DC-008-TOR-003 | Ethernet1 | 10G SFP+ | 10000 | up | Access to KA-DC-008-MMR-SW-03 | SFP-10G-LR
KA-DC-008-TOR-003 | Ethernet2 | 10G SFP+ | 10000 | up | Access to KA-DC-008-MMR-SW-04 | SFP-10G-LR
KA-DC-008-TOR-003 | Ethernet3 | 10G SFP+ | 10000 | up | Server NIC
KA-DC-008-TOR-003 | Ethernet4 | 10G SFP+ | 10000 | up | Server NIC
KA-DC-008-TOR-003 | Ethernet5 | 10G SFP+ | 10000 | admin-down
KA-DC-008-TOR-003 | Ethernet6 | 10G SFP+ | 10000 | up | Server NIC
KA-DC-008-TOR-003 | Ethernet7 | 10G SFP+ | 10000 | admin-down
KA-DC-008-TOR-003 | Ethernet8 | 10G SFP+ | 10000 | admin-down
KA-DC-008-TOR-003 | Ethernet9 | 10G SFP+ | 10000 | up | Server NIC
KA-DC-008-TOR-003 | Ethernet10 | 10G SFP+ | 10000 | up | Server NIC
KA-DC-008-TOR-003 | Ethernet11 | 10G SFP+ | 10000 | up | Server NIC
KA-DC-008-TOR-003 | Ethernet12 | 10G SFP+ | 10000 | admin-down
KA-DC-008-TOR-003 | Ethernet13 | 10G SFP+ | 10000 | up | Server NIC
KA-DC-008-TOR-003 | Ethernet14 | 10G SFP+ | 10000 | admin-down
KA-DC-008-TOR-003 | Ethernet15 | 10G SFP+ | 10000 | admin-down
KA-DC-008-TOR-003 | Ethernet16 | 10G SFP+ | 10000 | up | Server NIC
KA-DC-008-TOR-003 | Ethernet17 | 10G SFP+ | 10000 | admin-down
KA-DC-008-TOR-003 | Ethernet18 | 10G SFP+ | 10000 | up | Server NIC
KA-DC-008-TOR-003 | Ethernet19 | 10G SFP+ | 10000 | up | Server NIC
KA-DC-008-TOR-003 | Ethernet20 | 10G SFP+ | 10000 | up | Server NIC
KA-DC-008-TOR-003 | Ethernet21 | 10G SFP+ | 10000 | up | Server NIC
KA-DC-008-TOR-003 | Ethernet22 | 10G SFP+ | 10000 | up | Server NIC
KA-DC-008-TOR-003 | Ethernet23 | 10G SFP+ | 10000 | up | Server NIC
KA-DC-008-TOR-003 | Ethernet24 | 10G SFP+ | 10000 | up | Server NIC
KA-DC-008-TOR-003 | Ethernet49/1 | 100G QSFP28 | 100000 | admin-down
KA-DC-008-TOR-003 | Ethernet49/2 | 100G QSFP28 | 100000 | admin-down
KA-DC-008-TOR-004 | Ethernet1 | 10G SFP+ | 10000 | up | Access to KA-DC-008-MMR-SW-04 | SFP-10G-LR
KA-DC-008-TOR-004 | Ethernet2 | 10G SFP+ | 10000 | up | Access to KA-DC-008-MMR-SW-05 | SFP-10G-LR
KA-DC-008-TOR-004 | Ethernet3 | 10G SFP+ | 10000 | up | Server NIC
KA-DC-008-TOR-004 | Ethernet4 | 10G SFP+ | 10000 | admin-down
KA-DC-008-TOR-004 | Ethernet5 | 10G SFP+ | 10000 | up | Server NIC
KA-DC-008-TOR-004 | Ethernet6 | 10G SFP+ | 10000 | up | Server NIC
KA-DC-008-TOR-004 | Ethernet7 | 10G SFP+ | 10000 | admin-down
KA-DC-008-TOR-004 | Ethernet8 | 10G SFP+ | 10000 | admin-down
KA-DC-008-TOR-004 | Ethernet9 | 10G SFP+ | 10000 | up | Server NIC
KA-DC-008-TOR-004 | Ethernet10 | 10G SFP+ | 10000 | admin-down
KA-DC-008-TOR-004 | Ethernet11 | 10G SFP+ | 10000 | up | Server NIC
KA-DC-008-TOR-004 | Ethernet12 | 10G SFP+ | 10000 | admin-down
KA-DC-008-TOR-004 | Ethernet13 | 10G SFP+ | 10000 | admin-down
KA-DC-008-TOR-004 | Ethernet14 | 10G SFP+ | 10000 | up | Server NIC
KA-DC-008-TOR-004 | Ethernet15 | 10G SFP+ | 10000 | up | Server NIC
KA-DC-008-TOR-004 | Ethernet16 | 10G SFP+ | 10000 | up | Server NIC
KA-DC-008-TOR-004 | Ethernet17 | 10G SFP+ | 10000 | admin-down
KA-DC-008-TOR-004 | Ethernet18 | 10G SFP+ | 10000 | up | Server NIC
KA-DC-008-TOR-004 | Ethernet19 | 10G SFP+ | 10000 | admin-down
KA-DC-008-TOR-004 | Ethernet20 | 10G SFP+ | 10000 | up | Server NIC
KA-DC-008-TOR-004 | Ethernet21 | 10G SFP+ | 10000 | admin-down
KA-DC-008-TOR-004 | Ethernet22 | 10G SFP+ | 10000 | admin-down
KA-DC-008-TOR-004 | Ethernet23 | 10G SFP+ | 10000 | admin-down
KA-DC-008-TOR-004 | Ethernet24 | 10G SFP+ | 10000 | up | Server NIC
KA-DC-008-TOR-004 | Ethernet49/1 | 100G QSFP28 | 100000 | admin-down
KA-DC-008-TOR-004 | Ethernet49/2 | 100G QSFP28 | 100000 | admin-down
KA-DC-008-TOR-005 | Ethernet1 | 10G SFP+ | 10000 | up | Access to KA-DC-008-MMR-SW-05 | SFP-10G-LR
KA-DC-008-TOR-005 | Ethernet2 | 10G SFP+ | 10000 | up | Access to KA-DC-008-MMR-SW-06 | SFP-10G-LR
KA-DC-008-TOR-005 | Ethernet3 | 10G SFP+ | 10000 | up | Server NIC
KA-DC-008-TOR-005 | Ethernet4 | 10G SFP+ | 10000 | admin-down
KA-DC-008-TOR-005 | Ethernet5 | 10G SFP+ | 10000 | up | Server NIC
KA-DC-008-TOR-005 | Ethernet6 | 10G SFP+ | 10000 | admin-down
KA-DC-008-TOR-005 | Ethernet7 | 10G SFP+ | 10000 | up | Server NIC
KA-DC-008-TOR-005 | Ethernet8 | 10G SFP+ | 10000 | up | Server NIC
KA-DC-008-TOR-005 | Ethernet9 | 10G SFP+ | 10000 | up | Server NIC
KA-DC-008-TOR-005 | Ethernet10 | 10G SFP+ | 10000 | up | Server NIC
KA-DC-008-TOR-005 | Ethernet11 | 10G SFP+ | 10000 | reserved
KA-DC-008-TOR-005 | Ethernet12 | 10G SFP+ | 10000 | up | Server NIC
KA-DC-008-TOR-005 | Ethernet13 | 10G SFP+ | 10000 | admin-down
KA-DC-008-TOR-005 | Ethernet14 | 10G SFP+ | 10000 | up | Server NIC
KA-DC-008-TOR-005 | Ethernet15 | 10G SFP+ | 10000 | up | Server NIC
KA-DC-008-TOR-005 | Ethernet16 | 10G SFP+ | 10000 | up | Server NIC
KA-DC-008-TOR-005 | Ethernet17 | 10G SFP+ | 10000 | up | Server NIC
KA-DC-008-TOR-005 | Ethernet18 | 10G SFP+ | 10000 | admin-down
KA-DC-008-TOR-005 | Ethernet19 | 10G SFP+ | 10000 | admin-down
KA-DC-008-TOR-005 | Ethernet20 | 10G SFP+ | 10000 | up | Server NIC
KA-DC-008-TOR-005 | Ethernet21 | 10G SFP+ | 10000 | up | Server NIC
KA-DC-008-TOR-005 | Ethernet22 | 10G SFP+ | 10000 | up | Server NIC
KA-DC-008-TOR-005 | Ethernet23 | 10G SFP+ | 10000 | up | Server NIC
KA-DC-008-TOR-005 | Ethernet24 | 10G SFP+ | 10000 | up | Server NIC
KA-DC-008-TOR-005 | Ethernet49/1 | 100G QSFP28 | 100000 | admin-down
KA-DC-008-TOR-005 | Ethernet49/2 | 100G QSFP28 | 100000 | admin-down
DL-DC-009-PE-T4-01 | xe-0/0/0 | 10G SFP+ | 10000 | admin-down
DL-DC-009-PE-T4-01 | xe-0/0/1 | 10G SFP+ | 10000 | up | Backhaul to KL-DC-024 | SFP-10G-LR
DL-DC-009-PE-T4-01 | xe-0/0/2 | 10G SFP+ | 10000 | up | Backhaul to KA-DC-020 | SFP-10G-LR
DL-DC-009-PE-T4-01 | xe-0/0/3 | 10G SFP+ | 10000 | up | Backhaul to UP-DC-005 | SFP-10G-LR
DL-DC-009-PE-T4-01 | xe-0/0/4 | 10G SFP+ | 10000 | up | Backhaul to OD-DC-018 | SFP-10G-LR
DL-DC-009-PE-T4-01 | xe-0/0/5 | 10G SFP+ | 10000 | up | Backhaul to HR-DC-011 | SFP-10G-LR
DL-DC-009-PE-T4-01 | xe-0/0/6 | 10G SFP+ | 10000 | up | Uplink to DL-DC-009-AGG-R01 | SFP-10G-LR
DL-DC-009-PE-T4-01 | xe-0/0/7 | 10G SFP+ | 10000 | admin-down
DL-DC-009-PE-T4-01 | xe-0/0/8 | 10G SFP+ | 10000 | admin-down
DL-DC-009-PE-T4-01 | xe-0/0/9 | 10G SFP+ | 10000 | admin-down
DL-DC-009-PE-T4-01 | xe-0/0/10 | 10G SFP+ | 10000 | admin-down
DL-DC-009-PE-T4-01 | xe-0/0/11 | 10G SFP+ | 10000 | reserved
DL-DC-009-PE-T4-01 | et-0/1/0 | 100G QSFP28 | 100000 | up | Fabric to DL-DC-009-PE-T4-02 | QSFP28-100G-LR4
DL-DC-009-PE-T4-01 | et-0/1/1 | 100G QSFP28 | 100000 | up | Fabric to DL-DC-009-PE-T4-03 | QSFP28-100G-LR4
DL-DC-009-PE-T4-01 | et-0/1/2 | 100G QSFP28 | 100000 | up | Fabric to DL-DC-009-PE-T4-04 | QSFP28-100G-LR4
DL-DC-009-PE-T4-01 | et-0/1/3 | 100G QSFP28 | 100000 | admin-down
DL-DC-009-PE-T4-01 | ge-0/2/0 | 1G copper | 1000 | admin-down
DL-DC-009-PE-T4-01 | ge-0/2/1 | 1G copper | 1000 | admin-down
DL-DC-009-PE-T4-01 | ge-0/2/2 | 1G copper | 1000 | admin-down
DL-DC-009-PE-T4-01 | ge-0/2/3 | 1G copper | 1000 | admin-down
DL-DC-009-PE-T4-01 | ge-0/2/4 | 1G copper | 1000 | admin-down
DL-DC-009-PE-T4-01 | ge-0/2/5 | 1G copper | 1000 | admin-down
DL-DC-009-PE-T4-01 | ge-0/2/6 | 1G copper | 1000 | admin-down
DL-DC-009-PE-T4-01 | ge-0/2/7 | 1G copper | 1000 | admin-down
DL-DC-009-PE-T4-01 | ge-0/2/8 | 1G copper | 1000 | admin-down
DL-DC-009-PE-T4-01 | ge-0/2/9 | 1G copper | 1000 | admin-down
DL-DC-009-PE-T4-01 | ge-0/2/10 | 1G copper | 1000 | admin-down
DL-DC-009-PE-T4-01 | ge-0/2/11 | 1G copper | 1000 | admin-down
DL-DC-009-PE-T4-01 | ge-0/2/12 | 1G copper | 1000 | admin-down
DL-DC-009-PE-T4-01 | ge-0/2/13 | 1G copper | 1000 | admin-down
DL-DC-009-PE-T4-01 | ge-0/2/14 | 1G copper | 1000 | admin-down
DL-DC-009-PE-T4-01 | ge-0/2/15 | 1G copper | 1000 | admin-down
DL-DC-009-PE-T4-02 | xe-0/0/0 | 10G SFP+ | 10000 | admin-down
DL-DC-009-PE-T4-02 | xe-0/0/1 | 10G SFP+ | 10000 | up | Backhaul to UP-DC-005 | SFP-10G-LR
DL-DC-009-PE-T4-02 | xe-0/0/2 | 10G SFP+ | 10000 | up | Backhaul to MH-DC-002 | SFP-10G-LR
DL-DC-009-PE-T4-02 | xe-0/0/3 | 10G SFP+ | 10000 | up | Backhaul to TN-DC-022 | SFP-10G-LR
DL-DC-009-PE-T4-02 | xe-0/0/4 | 10G SFP+ | 10000 | up | Backhaul to KA-DC-020 | SFP-10G-LR
DL-DC-009-PE-T4-02 | xe-0/0/5 | 10G SFP+ | 10000 | up | Backhaul to MH-DC-001 | SFP-10G-LR
DL-DC-009-PE-T4-02 | xe-0/0/6 | 10G SFP+ | 10000 | up | Uplink to DL-DC-009-AGG-R01 | SFP-10G-LR
DL-DC-009-PE-T4-02 | xe-0/0/7 | 10G SFP+ | 10000 | up | Uplink to DL-DC-009-AGG-R02 | SFP-10G-LR
DL-DC-009-PE-T4-02 | xe-0/0/8 | 10G SFP+ | 10000 | admin-down
DL-DC-009-PE-T4-02 | xe-0/0/9 | 10G SFP+ | 10000 | admin-down
DL-DC-009-PE-T4-02 | xe-0/0/10 | 10G SFP+ | 10000 | admin-down
DL-DC-009-PE-T4-02 | xe-0/0/11 | 10G SFP+ | 10000 | admin-down
DL-DC-009-PE-T4-02 | et-0/1/0 | 100G QSFP28 | 100000 | up | Fabric to DL-DC-009-PE-T4-01 | QSFP28-100G-LR4
DL-DC-009-PE-T4-02 | et-0/1/1 | 100G QSFP28 | 100000 | up | Fabric to DL-DC-009-PE-T4-03 | QSFP28-100G-LR4
DL-DC-009-PE-T4-02 | et-0/1/2 | 100G QSFP28 | 100000 | up | Fabric to DL-DC-009-PE-T4-04 | QSFP28-100G-LR4
DL-DC-009-PE-T4-02 | et-0/1/3 | 100G QSFP28 | 100000 | admin-down
DL-DC-009-PE-T4-02 | ge-0/2/0 | 1G copper | 1000 | admin-down
DL-DC-009-PE-T4-02 | ge-0/2/1 | 1G copper | 1000 | admin-down
DL-DC-009-PE-T4-02 | ge-0/2/2 | 1G copper | 1000 | admin-down
DL-DC-009-PE-T4-02 | ge-0/2/3 | 1G copper | 1000 | admin-down
DL-DC-009-PE-T4-02 | ge-0/2/4 | 1G copper | 1000 | admin-down
DL-DC-009-PE-T4-02 | ge-0/2/5 | 1G copper | 1000 | admin-down
DL-DC-009-PE-T4-02 | ge-0/2/6 | 1G copper | 1000 | admin-down
DL-DC-009-PE-T4-02 | ge-0/2/7 | 1G copper | 1000 | admin-down
DL-DC-009-PE-T4-02 | ge-0/2/8 | 1G copper | 1000 | admin-down
DL-DC-009-PE-T4-02 | ge-0/2/9 | 1G copper | 1000 | admin-down
DL-DC-009-PE-T4-02 | ge-0/2/10 | 1G copper | 1000 | admin-down
DL-DC-009-PE-T4-02 | ge-0/2/11 | 1G copper | 1000 | admin-down
DL-DC-009-PE-T4-02 | ge-0/2/12 | 1G copper | 1000 | admin-down
DL-DC-009-PE-T4-02 | ge-0/2/13 | 1G copper | 1000 | admin-down
DL-DC-009-PE-T4-02 | ge-0/2/14 | 1G copper | 1000 | admin-down
DL-DC-009-PE-T4-02 | ge-0/2/15 | 1G copper | 1000 | admin-down
DL-DC-009-PE-T4-03 | Te0/0/0/0 | 10G SFP+ | 10000 | admin-down
DL-DC-009-PE-T4-03 | Te0/0/0/1 | 10G SFP+ | 10000 | up | Backhaul to KA-DC-020 | SFP-10G-LR
DL-DC-009-PE-T4-03 | Te0/0/0/2 | 10G SFP+ | 10000 | up | Backhaul to OD-DC-018 | SFP-10G-LR
DL-DC-009-PE-T4-03 | Te0/0/0/3 | 10G SFP+ | 10000 | up | Backhaul to TN-DC-022 | SFP-10G-LR
DL-DC-009-PE-T4-03 | Te0/0/0/4 | 10G SFP+ | 10000 | up | Backhaul to WB-DC-016 | SFP-10G-LR
DL-DC-009-PE-T4-03 | Te0/0/0/5 | 10G SFP+ | 10000 | up | Backhaul to WB-DC-017 | SFP-10G-LR
DL-DC-009-PE-T4-03 | Te0/0/0/6 | 10G SFP+ | 10000 | up | Uplink to DL-DC-009-AGG-R02 | SFP-10G-LR
DL-DC-009-PE-T4-03 | Te0/0/0/7 | 10G SFP+ | 10000 | up | Uplink to DL-DC-009-AGG-R03 | SFP-10G-LR
DL-DC-009-PE-T4-03 | Te0/0/0/8 | 10G SFP+ | 10000 | admin-down
DL-DC-009-PE-T4-03 | Te0/0/0/9 | 10G SFP+ | 10000 | admin-down
DL-DC-009-PE-T4-03 | Te0/0/0/10 | 10G SFP+ | 10000 | admin-down
DL-DC-009-PE-T4-03 | Te0/0/0/11 | 10G SFP+ | 10000 | admin-down
DL-DC-009-PE-T4-03 | Hu0/0/1/0 | 100G QSFP28 | 100000 | up | Fabric to DL-DC-009-PE-T4-01 | QSFP28-100G-LR4
DL-DC-009-PE-T4-03 | Hu0/0/1/1 | 100G QSFP28 | 100000 | up | Fabric to DL-DC-009-PE-T4-02 | QSFP28-100G-LR4
DL-DC-009-PE-T4-03 | Hu0/0/1/2 | 100G QSFP28 | 100000 | up | Fabric to DL-DC-009-PE-T4-04 | QSFP28-100G-LR4
DL-DC-009-PE-T4-03 | Hu0/0/1/3 | 100G QSFP28 | 100000 | admin-down
DL-DC-009-PE-T4-03 | Gi0/0/2/0 | 1G copper | 1000 | admin-down
DL-DC-009-PE-T4-03 | Gi0/0/2/1 | 1G copper | 1000 | admin-down
DL-DC-009-PE-T4-03 | Gi0/0/2/2 | 1G copper | 1000 | reserved
DL-DC-009-PE-T4-03 | Gi0/0/2/3 | 1G copper | 1000 | admin-down
DL-DC-009-PE-T4-03 | Gi0/0/2/4 | 1G copper | 1000 | admin-down
DL-DC-009-PE-T4-03 | Gi0/0/2/5 | 1G copper | 1000 | admin-down
DL-DC-009-PE-T4-03 | Gi0/0/2/6 | 1G copper | 1000 | admin-down
DL-DC-009-PE-T4-03 | Gi0/0/2/7 | 1G copper | 1000 | admin-down
DL-DC-009-PE-T4-03 | Gi0/0/2/8 | 1G copper | 1000 | admin-down
DL-DC-009-PE-T4-03 | Gi0/0/2/9 | 1G copper | 1000 | admin-down
DL-DC-009-PE-T4-03 | Gi0/0/2/10 | 1G copper | 1000 | admin-down
DL-DC-009-PE-T4-03 | Gi0/0/2/11 | 1G copper | 1000 | admin-down
DL-DC-009-PE-T4-03 | Gi0/0/2/12 | 1G copper | 1000 | admin-down
DL-DC-009-PE-T4-03 | Gi0/0/2/13 | 1G copper | 1000 | admin-down
DL-DC-009-PE-T4-03 | Gi0/0/2/14 | 1G copper | 1000 | admin-down
DL-DC-009-PE-T4-03 | Gi0/0/2/15 | 1G copper | 1000 | admin-down
DL-DC-009-PE-T4-04 | Te0/0/0/0 | 10G SFP+ | 10000 | admin-down
DL-DC-009-PE-T4-04 | Te0/0/0/1 | 10G SFP+ | 10000 | up | Backhaul to TS-DC-023 | SFP-10G-LR
DL-DC-009-PE-T4-04 | Te0/0/0/2 | 10G SFP+ | 10000 | up | Backhaul to KL-DC-024 | SFP-10G-LR
DL-DC-009-PE-T4-04 | Te0/0/0/3 | 10G SFP+ | 10000 | up | Backhaul to MH-DC-002 | SFP-10G-LR
DL-DC-009-PE-T4-04 | Te0/0/0/4 | 10G SFP+ | 10000 | up | Backhaul to UP-DC-005 | SFP-10G-LR
DL-DC-009-PE-T4-04 | Te0/0/0/5 | 10G SFP+ | 10000 | up | Backhaul to MH-DC-004 | SFP-10G-LR
DL-DC-009-PE-T4-04 | Te0/0/0/6 | 10G SFP+ | 10000 | up | Uplink to DL-DC-009-AGG-R03 | SFP-10G-LR
DL-DC-009-PE-T4-04 | Te0/0/0/7 | 10G SFP+ | 10000 | admin-down
DL-DC-009-PE-T4-04 | Te0/0/0/8 | 10G SFP+ | 10000 | admin-down
DL-DC-009-PE-T4-04 | Te0/0/0/9 | 10G SFP+ | 10000 | admin-down
DL-DC-009-PE-T4-04 | Te0/0/0/10 | 10G SFP+ | 10000 | admin-down
DL-DC-009-PE-T4-04 | Te0/0/0/11 | 10G SFP+ | 10000 | admin-down
DL-DC-009-PE-T4-04 | Hu0/0/1/0 | 100G QSFP28 | 100000 | up | Fabric to DL-DC-009-PE-T4-01 | QSFP28-100G-LR4
DL-DC-009-PE-T4-04 | Hu0/0/1/1 | 100G QSFP28 | 100000 | up | Fabric to DL-DC-009-PE-T4-02 | QSFP28-100G-LR4
DL-DC-009-PE-T4-04 | Hu0/0/1/2 | 100G QSFP28 | 100000 | up | Fabric to DL-DC-009-PE-T4-03 | QSFP28-100G-LR4
DL-DC-009-PE-T4-04 | Hu0/0/1/3 | 100G QSFP28 | 100000 | admin-down
DL-DC-009-PE-T4-04 | Gi0/0/2/0 | 1G copper | 1000 | admin-down
DL-DC-009-PE-T4-04 | Gi0/0/2/1 | 1G copper | 1000 | admin-down
DL-DC-009-PE-T4-04 | Gi0/0/2/2 | 1G copper | 1000 | admin-down
DL-DC-009-PE-T4-04 | Gi0/0/2/3 | 1G copper | 1000 | admin-down
DL-DC-009-PE-T4-04 | Gi0/0/2/4 | 1G copper | 1000 | admin-down
DL-DC-009-PE-T4-04 | Gi0/0/2/5 | 1G copper | 1000 | admin-down
DL-DC-009-PE-T4-04 | Gi0/0/2/6 | 1G copper | 1000 | admin-down
DL-DC-009-PE-T4-04 | Gi0/0/2/7 | 1G copper | 1000 | admin-down
DL-DC-009-PE-T4-04 | Gi0/0/2/8 | 1G copper | 1000 | admin-down
DL-DC-009-PE-T4-04 | Gi0/0/2/9 | 1G copper | 1000 | admin-down
DL-DC-009-PE-T4-04 | Gi0/0/2/10 | 1G copper | 1000 | admin-down
DL-DC-009-PE-T4-04 | Gi0/0/2/11 | 1G copper | 1000 | admin-down
DL-DC-009-PE-T4-04 | Gi0/0/2/12 | 1G copper | 1000 | admin-down
DL-DC-009-PE-T4-04 | Gi0/0/2/13 | 1G copper | 1000 | admin-down
DL-DC-009-PE-T4-04 | Gi0/0/2/14 | 1G copper | 1000 | admin-down
DL-DC-009-PE-T4-04 | Gi0/0/2/15 | 1G copper | 1000 | admin-down
DL-DC-009-FW-01 | port1 | 10G SFP+ | 10000 | up | Uplink to DL-DC-009-AGG-R01 | SFP-10G-LR
DL-DC-009-FW-01 | port2 | 10G SFP+ | 10000 | up | Uplink to DL-DC-009-AGG-R02 | SFP-10G-LR
DL-DC-009-FW-01 | port3 | 10G SFP+ | 10000 | admin-down
DL-DC-009-FW-01 | port4 | 10G SFP+ | 10000 | admin-down
DL-DC-009-FW-01 | port5 | 10G SFP+ | 10000 | admin-down
DL-DC-009-FW-01 | port6 | 10G SFP+ | 10000 | admin-down
DL-DC-009-FW-01 | port7 | 10G SFP+ | 10000 | admin-down
DL-DC-009-FW-01 | port8 | 10G SFP+ | 10000 | admin-down
DL-DC-009-FW-02 | port1 | 10G SFP+ | 10000 | up | Uplink to DL-DC-009-AGG-R02 | SFP-10G-LR
DL-DC-009-FW-02 | port2 | 10G SFP+ | 10000 | up | Uplink to DL-DC-009-AGG-R03 | SFP-10G-LR
DL-DC-009-FW-02 | port3 | 10G SFP+ | 10000 | admin-down
DL-DC-009-FW-02 | port4 | 10G SFP+ | 10000 | admin-down
DL-DC-009-FW-02 | port5 | 10G SFP+ | 10000 | admin-down
DL-DC-009-FW-02 | port6 | 10G SFP+ | 10000 | admin-down
DL-DC-009-FW-02 | port7 | 10G SFP+ | 10000 | reserved
DL-DC-009-FW-02 | port8 | 10G SFP+ | 10000 | admin-down
DL-DC-009-OLA-01 | 1-A-1 | 100G QSFP28 | 100000 | up | Uplink to DL-DC-009-AGG-R01 | QSFP28-100G-LR4
DL-DC-009-OLA-01 | 1-A-2 | 100G QSFP28 | 100000 | admin-down
DL-DC-009-OLA-01 | 1-A-3 | 100G QSFP28 | 100000 | admin-down
DL-DC-009-OLA-01 | 1-A-4 | 100G QSFP28 | 100000 | admin-down
DL-DC-009-OLA-01 | 1-A-5 | 100G QSFP28 | 100000 | admin-down
DL-DC-009-OLA-01 | 1-A-6 | 100G QSFP28 | 100000 | admin-down
DL-DC-009-OLA-01 | 1-A-7 | 100G QSFP28 | 100000 | admin-down
DL-DC-009-OLA-01 | 1-A-8 | 100G QSFP28 | 100000 | admin-down
DL-DC-009-OLA-02 | 1-A-1 | 100G QSFP28 | 100000 | up | Uplink to DL-DC-009-AGG-R02 | QSFP28-100G-LR4
DL-DC-009-OLA-02 | 1-A-2 | 100G QSFP28 | 100000 | admin-down
DL-DC-009-OLA-02 | 1-A-3 | 100G QSFP28 | 100000 | admin-down
DL-DC-009-OLA-02 | 1-A-4 | 100G QSFP28 | 100000 | admin-down
DL-DC-009-OLA-02 | 1-A-5 | 100G QSFP28 | 100000 | admin-down
DL-DC-009-OLA-02 | 1-A-6 | 100G QSFP28 | 100000 | admin-down
DL-DC-009-OLA-02 | 1-A-7 | 100G QSFP28 | 100000 | admin-down
DL-DC-009-OLA-02 | 1-A-8 | 100G QSFP28 | 100000 | admin-down
DL-DC-009-AGG-R01 | xe-0/0/0 | 10G SFP+ | 10000 | up | Uplink to DL-DC-009-FW-01 | SFP-10G-LR
DL-DC-009-AGG-R01 | xe-0/0/1 | 10G SFP+ | 10000 | up | Uplink to DL-DC-009-MMR-SW-01 | SFP-10G-LR
DL-DC-009-AGG-R01 | xe-0/0/2 | 10G SFP+ | 10000 | up | Uplink to DL-DC-009-MMR-SW-01 | SFP-10G-LR
DL-DC-009-AGG-R01 | xe-0/0/3 | 10G SFP+ | 10000 | up | Uplink to DL-DC-009-MMR-SW-04 | SFP-10G-LR
DL-DC-009-AGG-R01 | xe-0/0/4 | 10G SFP+ | 10000 | up | Uplink to DL-DC-009-MMR-SW-04 | SFP-10G-LR
DL-DC-009-AGG-R01 | xe-0/0/5 | 10G SFP+ | 10000 | up | Uplink to DL-DC-009-MMR-SW-07 | SFP-10G-LR
DL-DC-009-AGG-R01 | xe-0/0/6 | 10G SFP+ | 10000 | up | Uplink to DL-DC-009-MMR-SW-07 | SFP-10G-LR
DL-DC-009-AGG-R01 | xe-0/0/7 | 10G SFP+ | 10000 | admin-down
DL-DC-009-AGG-R01 | xe-0/0/8 | 10G SFP+ | 10000 | admin-down
DL-DC-009-AGG-R01 | xe-0/0/9 | 10G SFP+ | 10000 | admin-down
DL-DC-009-AGG-R01 | xe-0/0/10 | 10G SFP+ | 10000 | admin-down
DL-DC-009-AGG-R01 | xe-0/0/11 | 10G SFP+ | 10000 | admin-down
DL-DC-009-AGG-R01 | xe-0/0/12 | 10G SFP+ | 10000 | admin-down
DL-DC-009-AGG-R01 | xe-0/0/13 | 10G SFP+ | 10000 | admin-down
DL-DC-009-AGG-R01 | xe-0/0/14 | 10G SFP+ | 10000 | admin-down
DL-DC-009-AGG-R01 | xe-0/0/15 | 10G SFP+ | 10000 | admin-down
DL-DC-009-AGG-R01 | et-0/1/0 | 100G QSFP28 | 100000 | up | Uplink to DL-DC-009-PE-T4-01 | QSFP28-100G-LR4
DL-DC-009-AGG-R01 | et-0/1/1 | 100G QSFP28 | 100000 | up | Uplink to DL-DC-009-PE-T4-02 | QSFP28-100G-LR4
DL-DC-009-AGG-R01 | et-0/1/2 | 100G QSFP28 | 100000 | up | Uplink to DL-DC-009-OLA-01 | QSFP28-100G-LR4
DL-DC-009-AGG-R01 | et-0/1/3 | 100G QSFP28 | 100000 | admin-down
DL-DC-009-AGG-R01 | et-0/1/4 | 100G QSFP28 | 100000 | admin-down
DL-DC-009-AGG-R01 | et-0/1/5 | 100G QSFP28 | 100000 | admin-down
DL-DC-009-AGG-R01 | et-0/1/6 | 100G QSFP28 | 100000 | admin-down
DL-DC-009-AGG-R01 | et-0/1/7 | 100G QSFP28 | 100000 | admin-down
DL-DC-009-AGG-R02 | xe-0/0/0 | 10G SFP+ | 10000 | up | Uplink to DL-DC-009-FW-01 | SFP-10G-LR
DL-DC-009-AGG-R02 | xe-0/0/1 | 10G SFP+ | 10000 | up | Uplink to DL-DC-009-FW-02 | SFP-10G-LR
DL-DC-009-AGG-R02 | xe-0/0/2 | 10G SFP+ | 10000 | up | Uplink to DL-DC-009-MMR-SW-02 | SFP-10G-LR
DL-DC-009-AGG-R02 | xe-0/0/3 | 10G SFP+ | 10000 | up | Uplink to DL-DC-009-MMR-SW-02 | SFP-10G-LR
DL-DC-009-AGG-R02 | xe-0/0/4 | 10G SFP+ | 10000 | up | Uplink to DL-DC-009-MMR-SW-05 | SFP-10G-LR
DL-DC-009-AGG-R02 | xe-0/0/5 | 10G SFP+ | 10000 | up | Uplink to DL-DC-009-MMR-SW-05 | SFP-10G-LR
DL-DC-009-AGG-R02 | xe-0/0/6 | 10G SFP+ | 10000 | up | Uplink to DL-DC-009-MMR-SW-08 | SFP-10G-LR
DL-DC-009-AGG-R02 | xe-0/0/7 | 10G SFP+ | 10000 | up | Uplink to DL-DC-009-MMR-SW-08 | SFP-10G-LR
DL-DC-009-AGG-R02 | xe-0/0/8 | 10G SFP+ | 10000 | admin-down
DL-DC-009-AGG-R02 | xe-0/0/9 | 10G SFP+ | 10000 | admin-down
DL-DC-009-AGG-R02 | xe-0/0/10 | 10G SFP+ | 10000 | admin-down
DL-DC-009-AGG-R02 | xe-0/0/11 | 10G SFP+ | 10000 | admin-down
DL-DC-009-AGG-R02 | xe-0/0/12 | 10G SFP+ | 10000 | admin-down
DL-DC-009-AGG-R02 | xe-0/0/13 | 10G SFP+ | 10000 | admin-down
DL-DC-009-AGG-R02 | xe-0/0/14 | 10G SFP+ | 10000 | admin-down
DL-DC-009-AGG-R02 | xe-0/0/15 | 10G SFP+ | 10000 | admin-down
DL-DC-009-AGG-R02 | et-0/1/0 | 100G QSFP28 | 100000 | up | Uplink to DL-DC-009-PE-T4-02 | QSFP28-100G-LR4
DL-DC-009-AGG-R02 | et-0/1/1 | 100G QSFP28 | 100000 | up | Uplink to DL-DC-009-PE-T4-03 | QSFP28-100G-LR4
DL-DC-009-AGG-R02 | et-0/1/2 | 100G QSFP28 | 100000 | up | Uplink to DL-DC-009-OLA-02 | QSFP28-100G-LR4
DL-DC-009-AGG-R02 | et-0/1/3 | 100G QSFP28 | 100000 | admin-down
DL-DC-009-AGG-R02 | et-0/1/4 | 100G QSFP28 | 100000 | admin-down
DL-DC-009-AGG-R02 | et-0/1/5 | 100G QSFP28 | 100000 | admin-down
DL-DC-009-AGG-R02 | et-0/1/6 | 100G QSFP28 | 100000 | admin-down
DL-DC-009-AGG-R02 | et-0/1/7 | 100G QSFP28 | 100000 | admin-down
DL-DC-009-AGG-R03 | xe-0/0/0 | 10G SFP+ | 10000 | up | Uplink to DL-DC-009-FW-02 | SFP-10G-LR
DL-DC-009-AGG-R03 | xe-0/0/1 | 10G SFP+ | 10000 | up | Uplink to DL-DC-009-MMR-SW-03 | SFP-10G-LR
DL-DC-009-AGG-R03 | xe-0/0/2 | 10G SFP+ | 10000 | up | Uplink to DL-DC-009-MMR-SW-03 | SFP-10G-LR
DL-DC-009-AGG-R03 | xe-0/0/3 | 10G SFP+ | 10000 | up | Uplink to DL-DC-009-MMR-SW-06 | SFP-10G-LR
DL-DC-009-AGG-R03 | xe-0/0/4 | 10G SFP+ | 10000 | up | Uplink to DL-DC-009-MMR-SW-06 | SFP-10G-LR
DL-DC-009-AGG-R03 | xe-0/0/5 | 10G SFP+ | 10000 | admin-down
DL-DC-009-AGG-R03 | xe-0/0/6 | 10G SFP+ | 10000 | reserved
DL-DC-009-AGG-R03 | xe-0/0/7 | 10G SFP+ | 10000 | admin-down
DL-DC-009-AGG-R03 | xe-0/0/8 | 10G SFP+ | 10000 | reserved
DL-DC-009-AGG-R03 | xe-0/0/9 | 10G SFP+ | 10000 | admin-down
DL-DC-009-AGG-R03 | xe-0/0/10 | 10G SFP+ | 10000 | admin-down
DL-DC-009-AGG-R03 | xe-0/0/11 | 10G SFP+ | 10000 | admin-down
DL-DC-009-AGG-R03 | xe-0/0/12 | 10G SFP+ | 10000 | admin-down
DL-DC-009-AGG-R03 | xe-0/0/13 | 10G SFP+ | 10000 | admin-down
DL-DC-009-AGG-R03 | xe-0/0/14 | 10G SFP+ | 10000 | admin-down
DL-DC-009-AGG-R03 | xe-0/0/15 | 10G SFP+ | 10000 | admin-down
DL-DC-009-AGG-R03 | et-0/1/0 | 100G QSFP28 | 100000 | up | Uplink to DL-DC-009-PE-T4-03 | QSFP28-100G-LR4
DL-DC-009-AGG-R03 | et-0/1/1 | 100G QSFP28 | 100000 | up | Uplink to DL-DC-009-PE-T4-04 | QSFP28-100G-LR4
DL-DC-009-AGG-R03 | et-0/1/2 | 100G QSFP28 | 100000 | admin-down
DL-DC-009-AGG-R03 | et-0/1/3 | 100G QSFP28 | 100000 | admin-down
DL-DC-009-AGG-R03 | et-0/1/4 | 100G QSFP28 | 100000 | admin-down
DL-DC-009-AGG-R03 | et-0/1/5 | 100G QSFP28 | 100000 | admin-down
DL-DC-009-AGG-R03 | et-0/1/6 | 100G QSFP28 | 100000 | admin-down
DL-DC-009-AGG-R03 | et-0/1/7 | 100G QSFP28 | 100000 | admin-down
DL-DC-009-MMR-SW-01 | xe-0/0/0 | 10G SFP+ | 10000 | up | Access to DL-DC-009-TOR-001 | SFP-10G-LR
DL-DC-009-MMR-SW-01 | xe-0/0/1 | 10G SFP+ | 10000 | admin-down
DL-DC-009-MMR-SW-01 | xe-0/0/2 | 10G SFP+ | 10000 | admin-down
DL-DC-009-MMR-SW-01 | xe-0/0/3 | 10G SFP+ | 10000 | up | Server NIC
DL-DC-009-MMR-SW-01 | xe-0/0/4 | 10G SFP+ | 10000 | up | Server NIC
DL-DC-009-MMR-SW-01 | xe-0/0/5 | 10G SFP+ | 10000 | up | Server NIC
DL-DC-009-MMR-SW-01 | xe-0/0/6 | 10G SFP+ | 10000 | up | Server NIC
DL-DC-009-MMR-SW-01 | xe-0/0/7 | 10G SFP+ | 10000 | up | Server NIC
DL-DC-009-MMR-SW-01 | xe-0/0/8 | 10G SFP+ | 10000 | up | Server NIC
DL-DC-009-MMR-SW-01 | xe-0/0/9 | 10G SFP+ | 10000 | admin-down
DL-DC-009-MMR-SW-01 | xe-0/0/10 | 10G SFP+ | 10000 | up | Server NIC
DL-DC-009-MMR-SW-01 | xe-0/0/11 | 10G SFP+ | 10000 | admin-down
DL-DC-009-MMR-SW-01 | xe-0/0/12 | 10G SFP+ | 10000 | admin-down
DL-DC-009-MMR-SW-01 | xe-0/0/13 | 10G SFP+ | 10000 | up | Server NIC
DL-DC-009-MMR-SW-01 | xe-0/0/14 | 10G SFP+ | 10000 | up | Server NIC
DL-DC-009-MMR-SW-01 | xe-0/0/15 | 10G SFP+ | 10000 | admin-down
DL-DC-009-MMR-SW-01 | xe-0/0/16 | 10G SFP+ | 10000 | admin-down
DL-DC-009-MMR-SW-01 | xe-0/0/17 | 10G SFP+ | 10000 | up | Server NIC
DL-DC-009-MMR-SW-01 | xe-0/0/18 | 10G SFP+ | 10000 | up | Server NIC
DL-DC-009-MMR-SW-01 | xe-0/0/19 | 10G SFP+ | 10000 | up | Server NIC
DL-DC-009-MMR-SW-01 | xe-0/0/20 | 10G SFP+ | 10000 | up | Server NIC
DL-DC-009-MMR-SW-01 | xe-0/0/21 | 10G SFP+ | 10000 | admin-down
DL-DC-009-MMR-SW-01 | xe-0/0/22 | 10G SFP+ | 10000 | admin-down
DL-DC-009-MMR-SW-01 | xe-0/0/23 | 10G SFP+ | 10000 | admin-down
DL-DC-009-MMR-SW-01 | xe-0/0/24 | 10G SFP+ | 10000 | up | Server NIC
DL-DC-009-MMR-SW-01 | xe-0/0/25 | 10G SFP+ | 10000 | up | Server NIC
DL-DC-009-MMR-SW-01 | xe-0/0/26 | 10G SFP+ | 10000 | admin-down
DL-DC-009-MMR-SW-01 | xe-0/0/27 | 10G SFP+ | 10000 | up | Server NIC
DL-DC-009-MMR-SW-01 | xe-0/0/28 | 10G SFP+ | 10000 | up | Server NIC
DL-DC-009-MMR-SW-01 | xe-0/0/29 | 10G SFP+ | 10000 | up | Server NIC
DL-DC-009-MMR-SW-01 | xe-0/0/30 | 10G SFP+ | 10000 | up | Server NIC
DL-DC-009-MMR-SW-01 | xe-0/0/31 | 10G SFP+ | 10000 | up | Server NIC
DL-DC-009-MMR-SW-01 | xe-0/0/32 | 10G SFP+ | 10000 | admin-down
DL-DC-009-MMR-SW-01 | xe-0/0/33 | 10G SFP+ | 10000 | admin-down
DL-DC-009-MMR-SW-01 | xe-0/0/34 | 10G SFP+ | 10000 | up | Server NIC
DL-DC-009-MMR-SW-01 | xe-0/0/35 | 10G SFP+ | 10000 | admin-down
DL-DC-009-MMR-SW-01 | xe-0/0/36 | 10G SFP+ | 10000 | admin-down
DL-DC-009-MMR-SW-01 | xe-0/0/37 | 10G SFP+ | 10000 | up | Server NIC
DL-DC-009-MMR-SW-01 | xe-0/0/38 | 10G SFP+ | 10000 | up | Server NIC
DL-DC-009-MMR-SW-01 | xe-0/0/39 | 10G SFP+ | 10000 | up | Server NIC
DL-DC-009-MMR-SW-01 | xe-0/0/40 | 10G SFP+ | 10000 | admin-down
DL-DC-009-MMR-SW-01 | xe-0/0/41 | 10G SFP+ | 10000 | up | Server NIC
DL-DC-009-MMR-SW-01 | xe-0/0/42 | 10G SFP+ | 10000 | admin-down
DL-DC-009-MMR-SW-01 | xe-0/0/43 | 10G SFP+ | 10000 | up | Server NIC
DL-DC-009-MMR-SW-01 | xe-0/0/44 | 10G SFP+ | 10000 | up | Server NIC
DL-DC-009-MMR-SW-01 | xe-0/0/45 | 10G SFP+ | 10000 | up | Server NIC
DL-DC-009-MMR-SW-01 | xe-0/0/46 | 10G SFP+ | 10000 | admin-down
DL-DC-009-MMR-SW-01 | xe-0/0/47 | 10G SFP+ | 10000 | up | Server NIC
DL-DC-009-MMR-SW-01 | et-0/1/0 | 100G QSFP28 | 100000 | up | Uplink to DL-DC-009-AGG-R01 | QSFP28-100G-LR4
DL-DC-009-MMR-SW-01 | et-0/1/1 | 100G QSFP28 | 100000 | up | Uplink to DL-DC-009-AGG-R01 | QSFP28-100G-LR4
DL-DC-009-MMR-SW-01 | et-0/1/2 | 100G QSFP28 | 100000 | admin-down
DL-DC-009-MMR-SW-01 | et-0/1/3 | 100G QSFP28 | 100000 | admin-down
DL-DC-009-MMR-SW-02 | Te0/0/0/0 | 10G SFP+ | 10000 | up | Access to DL-DC-009-TOR-001 | SFP-10G-LR
DL-DC-009-MMR-SW-02 | Te0/0/0/1 | 10G SFP+ | 10000 | up | Access to DL-DC-009-TOR-002 | SFP-10G-LR
DL-DC-009-MMR-SW-02 | Te0/0/0/2 | 10G SFP+ | 10000 | reserved
DL-DC-009-MMR-SW-02 | Te0/0/0/3 | 10G SFP+ | 10000 | up | Server NIC
DL-DC-009-MMR-SW-02 | Te0/0/0/4 | 10G SFP+ | 10000 | admin-down
DL-DC-009-MMR-SW-02 | Te0/0/0/5 | 10G SFP+ | 10000 | up | Server NIC
DL-DC-009-MMR-SW-02 | Te0/0/0/6 | 10G SFP+ | 10000 | up | Server NIC
DL-DC-009-MMR-SW-02 | Te0/0/0/7 | 10G SFP+ | 10000 | admin-down
DL-DC-009-MMR-SW-02 | Te0/0/0/8 | 10G SFP+ | 10000 | admin-down
DL-DC-009-MMR-SW-02 | Te0/0/0/9 | 10G SFP+ | 10000 | up | Server NIC
DL-DC-009-MMR-SW-02 | Te0/0/0/10 | 10G SFP+ | 10000 | up | Server NIC
DL-DC-009-MMR-SW-02 | Te0/0/0/11 | 10G SFP+ | 10000 | up | Server NIC
DL-DC-009-MMR-SW-02 | Te0/0/0/12 | 10G SFP+ | 10000 | up | Server NIC
DL-DC-009-MMR-SW-02 | Te0/0/0/13 | 10G SFP+ | 10000 | up | Server NIC
DL-DC-009-MMR-SW-02 | Te0/0/0/14 | 10G SFP+ | 10000 | up | Server NIC
DL-DC-009-MMR-SW-02 | Te0/0/0/15 | 10G SFP+ | 10000 | up | Server NIC
DL-DC-009-MMR-SW-02 | Te0/0/0/16 | 10G SFP+ | 10000 | admin-down
DL-DC-009-MMR-SW-02 | Te0/0/0/17 | 10G SFP+ | 10000 | up | Server NIC
DL-DC-009-MMR-SW-02 | Te0/0/0/18 | 10G SFP+ | 10000 | up | Server NIC
DL-DC-009-MMR-SW-02 | Te0/0/0/19 | 10G SFP+ | 10000 | up | Server NIC
DL-DC-009-MMR-SW-02 | Te0/0/0/20 | 10G SFP+ | 10000 | up | Server NIC
DL-DC-009-MMR-SW-02 | Te0/0/0/21 | 10G SFP+ | 10000 | up | Server NIC
DL-DC-009-MMR-SW-02 | Te0/0/0/22 | 10G SFP+ | 10000 | up | Server NIC
DL-DC-009-MMR-SW-02 | Te0/0/0/23 | 10G SFP+ | 10000 | up | Server NIC
DL-DC-009-MMR-SW-02 | Te0/0/0/24 | 10G SFP+ | 10000 | admin-down
DL-DC-009-MMR-SW-02 | Te0/0/0/25 | 10G SFP+ | 10000 | admin-down
DL-DC-009-MMR-SW-02 | Te0/0/0/26 | 10G SFP+ | 10000 | admin-down
DL-DC-009-MMR-SW-02 | Te0/0/0/27 | 10G SFP+ | 10000 | up | Server NIC
DL-DC-009-MMR-SW-02 | Te0/0/0/28 | 10G SFP+ | 10000 | admin-down
DL-DC-009-MMR-SW-02 | Te0/0/0/29 | 10G SFP+ | 10000 | up | Server NIC
DL-DC-009-MMR-SW-02 | Te0/0/0/30 | 10G SFP+ | 10000 | up | Server NIC
DL-DC-009-MMR-SW-02 | Te0/0/0/31 | 10G SFP+ | 10000 | up | Server NIC
DL-DC-009-MMR-SW-02 | Te0/0/0/32 | 10G SFP+ | 10000 | up | Server NIC
DL-DC-009-MMR-SW-02 | Te0/0/0/33 | 10G SFP+ | 10000 | admin-down
DL-DC-009-MMR-SW-02 | Te0/0/0/34 | 10G SFP+ | 10000 | up | Server NIC
DL-DC-009-MMR-SW-02 | Te0/0/0/35 | 10G SFP+ | 10000 | up | Server NIC
DL-DC-009-MMR-SW-02 | Te0/0/0/36 | 10G SFP+ | 10000 | up | Server NIC
DL-DC-009-MMR-SW-02 | Te0/0/0/37 | 10G SFP+ | 10000 | up | Server NIC
DL-DC-009-MMR-SW-02 | Te0/0/0/38 | 10G SFP+ | 10000 | up | Server NIC
DL-DC-009-MMR-SW-02 | Te0/0/0/39 | 10G SFP+ | 10000 | admin-down
DL-DC-009-MMR-SW-02 | Te0/0/0/40 | 10G SFP+ | 10000 | admin-down
DL-DC-009-MMR-SW-02 | Te0/0/0/41 | 10G SFP+ | 10000 | up | Server NIC
DL-DC-009-MMR-SW-02 | Te0/0/0/42 | 10G SFP+ | 10000 | up | Server NIC
DL-DC-009-MMR-SW-02 | Te0/0/0/43 | 10G SFP+ | 10000 | admin-down
DL-DC-009-MMR-SW-02 | Te0/0/0/44 | 10G SFP+ | 10000 | admin-down
DL-DC-009-MMR-SW-02 | Te0/0/0/45 | 10G SFP+ | 10000 | up | Server NIC
DL-DC-009-MMR-SW-02 | Te0/0/0/46 | 10G SFP+ | 10000 | admin-down
DL-DC-009-MMR-SW-02 | Te0/0/0/47 | 10G SFP+ | 10000 | admin-down
DL-DC-009-MMR-SW-02 | Hu0/0/1/0 | 100G QSFP28 | 100000 | up | Uplink to DL-DC-009-AGG-R02 | QSFP28-100G-LR4
DL-DC-009-MMR-SW-02 | Hu0/0/1/1 | 100G QSFP28 | 100000 | up | Uplink to DL-DC-009-AGG-R02 | QSFP28-100G-LR4
DL-DC-009-MMR-SW-02 | Hu0/0/1/2 | 100G QSFP28 | 100000 | admin-down
DL-DC-009-MMR-SW-02 | Hu0/0/1/3 | 100G QSFP28 | 100000 | admin-down
DL-DC-009-MMR-SW-03 | xe-0/0/0 | 10G SFP+ | 10000 | up | Access to DL-DC-009-TOR-002 | SFP-10G-LR
DL-DC-009-MMR-SW-03 | xe-0/0/1 | 10G SFP+ | 10000 | up | Access to DL-DC-009-TOR-003 | SFP-10G-LR
DL-DC-009-MMR-SW-03 | xe-0/0/2 | 10G SFP+ | 10000 | up | Server NIC
DL-DC-009-MMR-SW-03 | xe-0/0/3 | 10G SFP+ | 10000 | up | Server NIC
DL-DC-009-MMR-SW-03 | xe-0/0/4 | 10G SFP+ | 10000 | up | Server NIC
DL-DC-009-MMR-SW-03 | xe-0/0/5 | 10G SFP+ | 10000 | admin-down
DL-DC-009-MMR-SW-03 | xe-0/0/6 | 10G SFP+ | 10000 | up | Server NIC
DL-DC-009-MMR-SW-03 | xe-0/0/7 | 10G SFP+ | 10000 | up | Server NIC
DL-DC-009-MMR-SW-03 | xe-0/0/8 | 10G SFP+ | 10000 | up | Server NIC
DL-DC-009-MMR-SW-03 | xe-0/0/9 | 10G SFP+ | 10000 | up | Server NIC
DL-DC-009-MMR-SW-03 | xe-0/0/10 | 10G SFP+ | 10000 | up | Server NIC
DL-DC-009-MMR-SW-03 | xe-0/0/11 | 10G SFP+ | 10000 | up | Server NIC
DL-DC-009-MMR-SW-03 | xe-0/0/12 | 10G SFP+ | 10000 | admin-down
DL-DC-009-MMR-SW-03 | xe-0/0/13 | 10G SFP+ | 10000 | up | Server NIC
DL-DC-009-MMR-SW-03 | xe-0/0/14 | 10G SFP+ | 10000 | admin-down
DL-DC-009-MMR-SW-03 | xe-0/0/15 | 10G SFP+ | 10000 | admin-down
DL-DC-009-MMR-SW-03 | xe-0/0/16 | 10G SFP+ | 10000 | up | Server NIC
DL-DC-009-MMR-SW-03 | xe-0/0/17 | 10G SFP+ | 10000 | admin-down
DL-DC-009-MMR-SW-03 | xe-0/0/18 | 10G SFP+ | 10000 | up | Server NIC
DL-DC-009-MMR-SW-03 | xe-0/0/19 | 10G SFP+ | 10000 | admin-down
DL-DC-009-MMR-SW-03 | xe-0/0/20 | 10G SFP+ | 10000 | up | Server NIC
DL-DC-009-MMR-SW-03 | xe-0/0/21 | 10G SFP+ | 10000 | up | Server NIC
DL-DC-009-MMR-SW-03 | xe-0/0/22 | 10G SFP+ | 10000 | admin-down
DL-DC-009-MMR-SW-03 | xe-0/0/23 | 10G SFP+ | 10000 | up | Server NIC
DL-DC-009-MMR-SW-03 | xe-0/0/24 | 10G SFP+ | 10000 | up | Server NIC
DL-DC-009-MMR-SW-03 | xe-0/0/25 | 10G SFP+ | 10000 | up | Server NIC
DL-DC-009-MMR-SW-03 | xe-0/0/26 | 10G SFP+ | 10000 | up | Server NIC
DL-DC-009-MMR-SW-03 | xe-0/0/27 | 10G SFP+ | 10000 | up | Server NIC
DL-DC-009-MMR-SW-03 | xe-0/0/28 | 10G SFP+ | 10000 | up | Server NIC
DL-DC-009-MMR-SW-03 | xe-0/0/29 | 10G SFP+ | 10000 | up | Server NIC
DL-DC-009-MMR-SW-03 | xe-0/0/30 | 10G SFP+ | 10000 | admin-down
DL-DC-009-MMR-SW-03 | xe-0/0/31 | 10G SFP+ | 10000 | admin-down
DL-DC-009-MMR-SW-03 | xe-0/0/32 | 10G SFP+ | 10000 | admin-down
DL-DC-009-MMR-SW-03 | xe-0/0/33 | 10G SFP+ | 10000 | admin-down
DL-DC-009-MMR-SW-03 | xe-0/0/34 | 10G SFP+ | 10000 | up | Server NIC
DL-DC-009-MMR-SW-03 | xe-0/0/35 | 10G SFP+ | 10000 | up | Server NIC
DL-DC-009-MMR-SW-03 | xe-0/0/36 | 10G SFP+ | 10000 | up | Server NIC
DL-DC-009-MMR-SW-03 | xe-0/0/37 | 10G SFP+ | 10000 | up | Server NIC
DL-DC-009-MMR-SW-03 | xe-0/0/38 | 10G SFP+ | 10000 | up | Server NIC
DL-DC-009-MMR-SW-03 | xe-0/0/39 | 10G SFP+ | 10000 | admin-down
DL-DC-009-MMR-SW-03 | xe-0/0/40 | 10G SFP+ | 10000 | up | Server NIC
DL-DC-009-MMR-SW-03 | xe-0/0/41 | 10G SFP+ | 10000 | up | Server NIC
DL-DC-009-MMR-SW-03 | xe-0/0/42 | 10G SFP+ | 10000 | up | Server NIC
DL-DC-009-MMR-SW-03 | xe-0/0/43 | 10G SFP+ | 10000 | up | Server NIC
DL-DC-009-MMR-SW-03 | xe-0/0/44 | 10G SFP+ | 10000 | up | Server NIC
DL-DC-009-MMR-SW-03 | xe-0/0/45 | 10G SFP+ | 10000 | admin-down
DL-DC-009-MMR-SW-03 | xe-0/0/46 | 10G SFP+ | 10000 | up | Server NIC
DL-DC-009-MMR-SW-03 | xe-0/0/47 | 10G SFP+ | 10000 | reserved
DL-DC-009-MMR-SW-03 | et-0/1/0 | 100G QSFP28 | 100000 | up | Uplink to DL-DC-009-AGG-R03 | QSFP28-100G-LR4
DL-DC-009-MMR-SW-03 | et-0/1/1 | 100G QSFP28 | 100000 | up | Uplink to DL-DC-009-AGG-R03 | QSFP28-100G-LR4
DL-DC-009-MMR-SW-03 | et-0/1/2 | 100G QSFP28 | 100000 | admin-down
DL-DC-009-MMR-SW-03 | et-0/1/3 | 100G QSFP28 | 100000 | admin-down
DL-DC-009-MMR-SW-04 | Ethernet1 | 10G SFP+ | 10000 | up | Access to DL-DC-009-TOR-003 | SFP-10G-LR
DL-DC-009-MMR-SW-04 | Ethernet2 | 10G SFP+ | 10000 | up | Access to DL-DC-009-TOR-004 | SFP-10G-LR
DL-DC-009-MMR-SW-04 | Ethernet3 | 10G SFP+ | 10000 | up | Server NIC
DL-DC-009-MMR-SW-04 | Ethernet4 | 10G SFP+ | 10000 | up | Server NIC
DL-DC-009-MMR-SW-04 | Ethernet5 | 10G SFP+ | 10000 | up | Server NIC
DL-DC-009-MMR-SW-04 | Ethernet6 | 10G SFP+ | 10000 | admin-down
DL-DC-009-MMR-SW-04 | Ethernet7 | 10G SFP+ | 10000 | admin-down
DL-DC-009-MMR-SW-04 | Ethernet8 | 10G SFP+ | 10000 | up | Server NIC
DL-DC-009-MMR-SW-04 | Ethernet9 | 10G SFP+ | 10000 | reserved
DL-DC-009-MMR-SW-04 | Ethernet10 | 10G SFP+ | 10000 | up | Server NIC
DL-DC-009-MMR-SW-04 | Ethernet11 | 10G SFP+ | 10000 | admin-down
DL-DC-009-MMR-SW-04 | Ethernet12 | 10G SFP+ | 10000 | up | Server NIC
DL-DC-009-MMR-SW-04 | Ethernet13 | 10G SFP+ | 10000 | up | Server NIC
DL-DC-009-MMR-SW-04 | Ethernet14 | 10G SFP+ | 10000 | up | Server NIC
DL-DC-009-MMR-SW-04 | Ethernet15 | 10G SFP+ | 10000 | admin-down
DL-DC-009-MMR-SW-04 | Ethernet16 | 10G SFP+ | 10000 | up | Server NIC
DL-DC-009-MMR-SW-04 | Ethernet17 | 10G SFP+ | 10000 | up | Server NIC
DL-DC-009-MMR-SW-04 | Ethernet18 | 10G SFP+ | 10000 | up | Server NIC
DL-DC-009-MMR-SW-04 | Ethernet19 | 10G SFP+ | 10000 | admin-down
DL-DC-009-MMR-SW-04 | Ethernet20 | 10G SFP+ | 10000 | up | Server NIC
DL-DC-009-MMR-SW-04 | Ethernet21 | 10G SFP+ | 10000 | admin-down
DL-DC-009-MMR-SW-04 | Ethernet22 | 10G SFP+ | 10000 | up | Server NIC
DL-DC-009-MMR-SW-04 | Ethernet23 | 10G SFP+ | 10000 | up | Server NIC
DL-DC-009-MMR-SW-04 | Ethernet24 | 10G SFP+ | 10000 | up | Server NIC
DL-DC-009-MMR-SW-04 | Ethernet25 | 10G SFP+ | 10000 | up | Server NIC
DL-DC-009-MMR-SW-04 | Ethernet26 | 10G SFP+ | 10000 | admin-down
DL-DC-009-MMR-SW-04 | Ethernet27 | 10G SFP+ | 10000 | admin-down
DL-DC-009-MMR-SW-04 | Ethernet28 | 10G SFP+ | 10000 | up | Server NIC
DL-DC-009-MMR-SW-04 | Ethernet29 | 10G SFP+ | 10000 | up | Server NIC
DL-DC-009-MMR-SW-04 | Ethernet30 | 10G SFP+ | 10000 | admin-down
DL-DC-009-MMR-SW-04 | Ethernet31 | 10G SFP+ | 10000 | up | Server NIC
DL-DC-009-MMR-SW-04 | Ethernet32 | 10G SFP+ | 10000 | up | Server NIC
DL-DC-009-MMR-SW-04 | Ethernet33 | 10G SFP+ | 10000 | up | Server NIC
DL-DC-009-MMR-SW-04 | Ethernet34 | 10G SFP+ | 10000 | up | Server NIC
DL-DC-009-MMR-SW-04 | Ethernet35 | 10G SFP+ | 10000 | admin-down
DL-DC-009-MMR-SW-04 | Ethernet36 | 10G SFP+ | 10000 | up | Server NIC
DL-DC-009-MMR-SW-04 | Ethernet37 | 10G SFP+ | 10000 | up | Server NIC
DL-DC-009-MMR-SW-04 | Ethernet38 | 10G SFP+ | 10000 | up | Server NIC
DL-DC-009-MMR-SW-04 | Ethernet39 | 10G SFP+ | 10000 | up | Server NIC
DL-DC-009-MMR-SW-04 | Ethernet40 | 10G SFP+ | 10000 | up | Server NIC
DL-DC-009-MMR-SW-04 | Ethernet41 | 10G SFP+ | 10000 | admin-down
DL-DC-009-MMR-SW-04 | Ethernet42 | 10G SFP+ | 10000 | admin-down
DL-DC-009-MMR-SW-04 | Ethernet43 | 10G SFP+ | 10000 | admin-down
DL-DC-009-MMR-SW-04 | Ethernet44 | 10G SFP+ | 10000 | admin-down
DL-DC-009-MMR-SW-04 | Ethernet45 | 10G SFP+ | 10000 | reserved
DL-DC-009-MMR-SW-04 | Ethernet46 | 10G SFP+ | 10000 | admin-down
DL-DC-009-MMR-SW-04 | Ethernet47 | 10G SFP+ | 10000 | up | Server NIC
DL-DC-009-MMR-SW-04 | Ethernet48 | 10G SFP+ | 10000 | up | Server NIC
DL-DC-009-MMR-SW-04 | Ethernet49/1 | 100G QSFP28 | 100000 | up | Uplink to DL-DC-009-AGG-R01 | QSFP28-100G-LR4
DL-DC-009-MMR-SW-04 | Ethernet49/2 | 100G QSFP28 | 100000 | up | Uplink to DL-DC-009-AGG-R01 | QSFP28-100G-LR4
DL-DC-009-MMR-SW-04 | Ethernet49/3 | 100G QSFP28 | 100000 | reserved
DL-DC-009-MMR-SW-04 | Ethernet49/4 | 100G QSFP28 | 100000 | admin-down
DL-DC-009-MMR-SW-05 | xe-0/0/0 | 10G SFP+ | 10000 | up | Access to DL-DC-009-TOR-004 | SFP-10G-LR
DL-DC-009-MMR-SW-05 | xe-0/0/1 | 10G SFP+ | 10000 | up | Access to DL-DC-009-TOR-005 | SFP-10G-LR
DL-DC-009-MMR-SW-05 | xe-0/0/2 | 10G SFP+ | 10000 | up | Server NIC
DL-DC-009-MMR-SW-05 | xe-0/0/3 | 10G SFP+ | 10000 | up | Server NIC
DL-DC-009-MMR-SW-05 | xe-0/0/4 | 10G SFP+ | 10000 | up | Server NIC
DL-DC-009-MMR-SW-05 | xe-0/0/5 | 10G SFP+ | 10000 | up | Server NIC
DL-DC-009-MMR-SW-05 | xe-0/0/6 | 10G SFP+ | 10000 | admin-down
DL-DC-009-MMR-SW-05 | xe-0/0/7 | 10G SFP+ | 10000 | up | Server NIC
DL-DC-009-MMR-SW-05 | xe-0/0/8 | 10G SFP+ | 10000 | admin-down
DL-DC-009-MMR-SW-05 | xe-0/0/9 | 10G SFP+ | 10000 | up | Server NIC
DL-DC-009-MMR-SW-05 | xe-0/0/10 | 10G SFP+ | 10000 | admin-down
DL-DC-009-MMR-SW-05 | xe-0/0/11 | 10G SFP+ | 10000 | up | Server NIC
DL-DC-009-MMR-SW-05 | xe-0/0/12 | 10G SFP+ | 10000 | up | Server NIC
DL-DC-009-MMR-SW-05 | xe-0/0/13 | 10G SFP+ | 10000 | up | Server NIC
DL-DC-009-MMR-SW-05 | xe-0/0/14 | 10G SFP+ | 10000 | up | Server NIC
DL-DC-009-MMR-SW-05 | xe-0/0/15 | 10G SFP+ | 10000 | up | Server NIC
DL-DC-009-MMR-SW-05 | xe-0/0/16 | 10G SFP+ | 10000 | reserved
DL-DC-009-MMR-SW-05 | xe-0/0/17 | 10G SFP+ | 10000 | reserved
DL-DC-009-MMR-SW-05 | xe-0/0/18 | 10G SFP+ | 10000 | up | Server NIC
DL-DC-009-MMR-SW-05 | xe-0/0/19 | 10G SFP+ | 10000 | admin-down
DL-DC-009-MMR-SW-05 | xe-0/0/20 | 10G SFP+ | 10000 | up | Server NIC
DL-DC-009-MMR-SW-05 | xe-0/0/21 | 10G SFP+ | 10000 | up | Server NIC
DL-DC-009-MMR-SW-05 | xe-0/0/22 | 10G SFP+ | 10000 | admin-down
DL-DC-009-MMR-SW-05 | xe-0/0/23 | 10G SFP+ | 10000 | up | Server NIC
DL-DC-009-MMR-SW-05 | xe-0/0/24 | 10G SFP+ | 10000 | up | Server NIC
DL-DC-009-MMR-SW-05 | xe-0/0/25 | 10G SFP+ | 10000 | up | Server NIC
DL-DC-009-MMR-SW-05 | xe-0/0/26 | 10G SFP+ | 10000 | up | Server NIC
DL-DC-009-MMR-SW-05 | xe-0/0/27 | 10G SFP+ | 10000 | up | Server NIC
DL-DC-009-MMR-SW-05 | xe-0/0/28 | 10G SFP+ | 10000 | admin-down
DL-DC-009-MMR-SW-05 | xe-0/0/29 | 10G SFP+ | 10000 | up | Server NIC
DL-DC-009-MMR-SW-05 | xe-0/0/30 | 10G SFP+ | 10000 | up | Server NIC
DL-DC-009-MMR-SW-05 | xe-0/0/31 | 10G SFP+ | 10000 | admin-down
DL-DC-009-MMR-SW-05 | xe-0/0/32 | 10G SFP+ | 10000 | admin-down
DL-DC-009-MMR-SW-05 | xe-0/0/33 | 10G SFP+ | 10000 | up | Server NIC
DL-DC-009-MMR-SW-05 | xe-0/0/34 | 10G SFP+ | 10000 | admin-down
DL-DC-009-MMR-SW-05 | xe-0/0/35 | 10G SFP+ | 10000 | reserved
DL-DC-009-MMR-SW-05 | xe-0/0/36 | 10G SFP+ | 10000 | up | Server NIC
DL-DC-009-MMR-SW-05 | xe-0/0/37 | 10G SFP+ | 10000 | up | Server NIC
DL-DC-009-MMR-SW-05 | xe-0/0/38 | 10G SFP+ | 10000 | up | Server NIC
DL-DC-009-MMR-SW-05 | xe-0/0/39 | 10G SFP+ | 10000 | up | Server NIC
DL-DC-009-MMR-SW-05 | xe-0/0/40 | 10G SFP+ | 10000 | admin-down
DL-DC-009-MMR-SW-05 | xe-0/0/41 | 10G SFP+ | 10000 | up | Server NIC
DL-DC-009-MMR-SW-05 | xe-0/0/42 | 10G SFP+ | 10000 | up | Server NIC
DL-DC-009-MMR-SW-05 | xe-0/0/43 | 10G SFP+ | 10000 | admin-down
DL-DC-009-MMR-SW-05 | xe-0/0/44 | 10G SFP+ | 10000 | admin-down
DL-DC-009-MMR-SW-05 | xe-0/0/45 | 10G SFP+ | 10000 | up | Server NIC
DL-DC-009-MMR-SW-05 | xe-0/0/46 | 10G SFP+ | 10000 | up | Server NIC
DL-DC-009-MMR-SW-05 | xe-0/0/47 | 10G SFP+ | 10000 | reserved
DL-DC-009-MMR-SW-05 | et-0/1/0 | 100G QSFP28 | 100000 | up | Uplink to DL-DC-009-AGG-R02 | QSFP28-100G-LR4
DL-DC-009-MMR-SW-05 | et-0/1/1 | 100G QSFP28 | 100000 | up | Uplink to DL-DC-009-AGG-R02 | QSFP28-100G-LR4
DL-DC-009-MMR-SW-05 | et-0/1/2 | 100G QSFP28 | 100000 | admin-down
DL-DC-009-MMR-SW-05 | et-0/1/3 | 100G QSFP28 | 100000 | admin-down
DL-DC-009-MMR-SW-06 | xe-0/0/0 | 10G SFP+ | 10000 | up | Access to DL-DC-009-TOR-005 | SFP-10G-LR
DL-DC-009-MMR-SW-06 | xe-0/0/1 | 10G SFP+ | 10000 | up | Access to DL-DC-009-TOR-006 | SFP-10G-LR
DL-DC-009-MMR-SW-06 | xe-0/0/2 | 10G SFP+ | 10000 | up | Server NIC
DL-DC-009-MMR-SW-06 | xe-0/0/3 | 10G SFP+ | 10000 | admin-down
DL-DC-009-MMR-SW-06 | xe-0/0/4 | 10G SFP+ | 10000 | admin-down
DL-DC-009-MMR-SW-06 | xe-0/0/5 | 10G SFP+ | 10000 | up | Server NIC
DL-DC-009-MMR-SW-06 | xe-0/0/6 | 10G SFP+ | 10000 | up | Server NIC
DL-DC-009-MMR-SW-06 | xe-0/0/7 | 10G SFP+ | 10000 | up | Server NIC
DL-DC-009-MMR-SW-06 | xe-0/0/8 | 10G SFP+ | 10000 | up | Server NIC
DL-DC-009-MMR-SW-06 | xe-0/0/9 | 10G SFP+ | 10000 | up | Server NIC
DL-DC-009-MMR-SW-06 | xe-0/0/10 | 10G SFP+ | 10000 | up | Server NIC
DL-DC-009-MMR-SW-06 | xe-0/0/11 | 10G SFP+ | 10000 | up | Server NIC
DL-DC-009-MMR-SW-06 | xe-0/0/12 | 10G SFP+ | 10000 | up | Server NIC
DL-DC-009-MMR-SW-06 | xe-0/0/13 | 10G SFP+ | 10000 | admin-down
DL-DC-009-MMR-SW-06 | xe-0/0/14 | 10G SFP+ | 10000 | up | Server NIC
DL-DC-009-MMR-SW-06 | xe-0/0/15 | 10G SFP+ | 10000 | up | Server NIC
DL-DC-009-MMR-SW-06 | xe-0/0/16 | 10G SFP+ | 10000 | up | Server NIC
DL-DC-009-MMR-SW-06 | xe-0/0/17 | 10G SFP+ | 10000 | up | Server NIC
DL-DC-009-MMR-SW-06 | xe-0/0/18 | 10G SFP+ | 10000 | up | Server NIC
DL-DC-009-MMR-SW-06 | xe-0/0/19 | 10G SFP+ | 10000 | up | Server NIC
DL-DC-009-MMR-SW-06 | xe-0/0/20 | 10G SFP+ | 10000 | up | Server NIC
DL-DC-009-MMR-SW-06 | xe-0/0/21 | 10G SFP+ | 10000 | admin-down
DL-DC-009-MMR-SW-06 | xe-0/0/22 | 10G SFP+ | 10000 | up | Server NIC
DL-DC-009-MMR-SW-06 | xe-0/0/23 | 10G SFP+ | 10000 | up | Server NIC
DL-DC-009-MMR-SW-06 | xe-0/0/24 | 10G SFP+ | 10000 | up | Server NIC
DL-DC-009-MMR-SW-06 | xe-0/0/25 | 10G SFP+ | 10000 | up | Server NIC
DL-DC-009-MMR-SW-06 | xe-0/0/26 | 10G SFP+ | 10000 | up | Server NIC
DL-DC-009-MMR-SW-06 | xe-0/0/27 | 10G SFP+ | 10000 | admin-down
DL-DC-009-MMR-SW-06 | xe-0/0/28 | 10G SFP+ | 10000 | admin-down
DL-DC-009-MMR-SW-06 | xe-0/0/29 | 10G SFP+ | 10000 | up | Server NIC
DL-DC-009-MMR-SW-06 | xe-0/0/30 | 10G SFP+ | 10000 | admin-down
DL-DC-009-MMR-SW-06 | xe-0/0/31 | 10G SFP+ | 10000 | up | Server NIC
DL-DC-009-MMR-SW-06 | xe-0/0/32 | 10G SFP+ | 10000 | admin-down
DL-DC-009-MMR-SW-06 | xe-0/0/33 | 10G SFP+ | 10000 | admin-down
DL-DC-009-MMR-SW-06 | xe-0/0/34 | 10G SFP+ | 10000 | up | Server NIC
DL-DC-009-MMR-SW-06 | xe-0/0/35 | 10G SFP+ | 10000 | admin-down
DL-DC-009-MMR-SW-06 | xe-0/0/36 | 10G SFP+ | 10000 | up | Server NIC
DL-DC-009-MMR-SW-06 | xe-0/0/37 | 10G SFP+ | 10000 | up | Server NIC
DL-DC-009-MMR-SW-06 | xe-0/0/38 | 10G SFP+ | 10000 | up | Server NIC
DL-DC-009-MMR-SW-06 | xe-0/0/39 | 10G SFP+ | 10000 | up | Server NIC
DL-DC-009-MMR-SW-06 | xe-0/0/40 | 10G SFP+ | 10000 | admin-down
DL-DC-009-MMR-SW-06 | xe-0/0/41 | 10G SFP+ | 10000 | admin-down
DL-DC-009-MMR-SW-06 | xe-0/0/42 | 10G SFP+ | 10000 | admin-down
DL-DC-009-MMR-SW-06 | xe-0/0/43 | 10G SFP+ | 10000 | admin-down
DL-DC-009-MMR-SW-06 | xe-0/0/44 | 10G SFP+ | 10000 | up | Server NIC
DL-DC-009-MMR-SW-06 | xe-0/0/45 | 10G SFP+ | 10000 | up | Server NIC
DL-DC-009-MMR-SW-06 | xe-0/0/46 | 10G SFP+ | 10000 | up | Server NIC
DL-DC-009-MMR-SW-06 | xe-0/0/47 | 10G SFP+ | 10000 | admin-down
DL-DC-009-MMR-SW-06 | et-0/1/0 | 100G QSFP28 | 100000 | up | Uplink to DL-DC-009-AGG-R03 | QSFP28-100G-LR4
DL-DC-009-MMR-SW-06 | et-0/1/1 | 100G QSFP28 | 100000 | up | Uplink to DL-DC-009-AGG-R03 | QSFP28-100G-LR4
DL-DC-009-MMR-SW-06 | et-0/1/2 | 100G QSFP28 | 100000 | admin-down
DL-DC-009-MMR-SW-06 | et-0/1/3 | 100G QSFP28 | 100000 | admin-down
DL-DC-009-MMR-SW-07 | xe-0/0/0 | 10G SFP+ | 10000 | up | Access to DL-DC-009-TOR-006 | SFP-10G-LR
DL-DC-009-MMR-SW-07 | xe-0/0/1 | 10G SFP+ | 10000 | up | Server NIC
DL-DC-009-MMR-SW-07 | xe-0/0/2 | 10G SFP+ | 10000 | up | Server NIC
DL-DC-009-MMR-SW-07 | xe-0/0/3 | 10G SFP+ | 10000 | admin-down
DL-DC-009-MMR-SW-07 | xe-0/0/4 | 10G SFP+ | 10000 | up | Server NIC
DL-DC-009-MMR-SW-07 | xe-0/0/5 | 10G SFP+ | 10000 | up | Server NIC
DL-DC-009-MMR-SW-07 | xe-0/0/6 | 10G SFP+ | 10000 | up | Server NIC
DL-DC-009-MMR-SW-07 | xe-0/0/7 | 10G SFP+ | 10000 | up | Server NIC
DL-DC-009-MMR-SW-07 | xe-0/0/8 | 10G SFP+ | 10000 | up | Server NIC
DL-DC-009-MMR-SW-07 | xe-0/0/9 | 10G SFP+ | 10000 | admin-down
DL-DC-009-MMR-SW-07 | xe-0/0/10 | 10G SFP+ | 10000 | admin-down
DL-DC-009-MMR-SW-07 | xe-0/0/11 | 10G SFP+ | 10000 | admin-down
DL-DC-009-MMR-SW-07 | xe-0/0/12 | 10G SFP+ | 10000 | admin-down
DL-DC-009-MMR-SW-07 | xe-0/0/13 | 10G SFP+ | 10000 | up | Server NIC
DL-DC-009-MMR-SW-07 | xe-0/0/14 | 10G SFP+ | 10000 | up | Server NIC
DL-DC-009-MMR-SW-07 | xe-0/0/15 | 10G SFP+ | 10000 | up | Server NIC
DL-DC-009-MMR-SW-07 | xe-0/0/16 | 10G SFP+ | 10000 | up | Server NIC
DL-DC-009-MMR-SW-07 | xe-0/0/17 | 10G SFP+ | 10000 | admin-down
DL-DC-009-MMR-SW-07 | xe-0/0/18 | 10G SFP+ | 10000 | admin-down
DL-DC-009-MMR-SW-07 | xe-0/0/19 | 10G SFP+ | 10000 | up | Server NIC
DL-DC-009-MMR-SW-07 | xe-0/0/20 | 10G SFP+ | 10000 | admin-down
DL-DC-009-MMR-SW-07 | xe-0/0/21 | 10G SFP+ | 10000 | up | Server NIC
DL-DC-009-MMR-SW-07 | xe-0/0/22 | 10G SFP+ | 10000 | up | Server NIC
DL-DC-009-MMR-SW-07 | xe-0/0/23 | 10G SFP+ | 10000 | admin-down
DL-DC-009-MMR-SW-07 | xe-0/0/24 | 10G SFP+ | 10000 | up | Server NIC
DL-DC-009-MMR-SW-07 | xe-0/0/25 | 10G SFP+ | 10000 | up | Server NIC
DL-DC-009-MMR-SW-07 | xe-0/0/26 | 10G SFP+ | 10000 | up | Server NIC
DL-DC-009-MMR-SW-07 | xe-0/0/27 | 10G SFP+ | 10000 | up | Server NIC
DL-DC-009-MMR-SW-07 | xe-0/0/28 | 10G SFP+ | 10000 | admin-down
DL-DC-009-MMR-SW-07 | xe-0/0/29 | 10G SFP+ | 10000 | admin-down
DL-DC-009-MMR-SW-07 | xe-0/0/30 | 10G SFP+ | 10000 | up | Server NIC
DL-DC-009-MMR-SW-07 | xe-0/0/31 | 10G SFP+ | 10000 | admin-down
DL-DC-009-MMR-SW-07 | xe-0/0/32 | 10G SFP+ | 10000 | admin-down
DL-DC-009-MMR-SW-07 | xe-0/0/33 | 10G SFP+ | 10000 | admin-down
DL-DC-009-MMR-SW-07 | xe-0/0/34 | 10G SFP+ | 10000 | up | Server NIC
DL-DC-009-MMR-SW-07 | xe-0/0/35 | 10G SFP+ | 10000 | up | Server NIC
DL-DC-009-MMR-SW-07 | xe-0/0/36 | 10G SFP+ | 10000 | up | Server NIC
DL-DC-009-MMR-SW-07 | xe-0/0/37 | 10G SFP+ | 10000 | up | Server NIC
DL-DC-009-MMR-SW-07 | xe-0/0/38 | 10G SFP+ | 10000 | admin-down
DL-DC-009-MMR-SW-07 | xe-0/0/39 | 10G SFP+ | 10000 | up | Server NIC
DL-DC-009-MMR-SW-07 | xe-0/0/40 | 10G SFP+ | 10000 | admin-down
DL-DC-009-MMR-SW-07 | xe-0/0/41 | 10G SFP+ | 10000 | up | Server NIC
DL-DC-009-MMR-SW-07 | xe-0/0/42 | 10G SFP+ | 10000 | up | Server NIC
DL-DC-009-MMR-SW-07 | xe-0/0/43 | 10G SFP+ | 10000 | up | Server NIC
DL-DC-009-MMR-SW-07 | xe-0/0/44 | 10G SFP+ | 10000 | up | Server NIC
DL-DC-009-MMR-SW-07 | xe-0/0/45 | 10G SFP+ | 10000 | up | Server NIC
DL-DC-009-MMR-SW-07 | xe-0/0/46 | 10G SFP+ | 10000 | up | Server NIC
DL-DC-009-MMR-SW-07 | xe-0/0/47 | 10G SFP+ | 10000 | up | Server NIC
DL-DC-009-MMR-SW-07 | et-0/1/0 | 100G QSFP28 | 100000 | up | Uplink to DL-DC-009-AGG-R01 | QSFP28-100G-LR4
DL-DC-009-MMR-SW-07 | et-0/1/1 | 100G QSFP28 | 100000 | up | Uplink to DL-DC-009-AGG-R01 | QSFP28-100G-LR4
DL-DC-009-MMR-SW-07 | et-0/1/2 | 100G QSFP28 | 100000 | admin-down
DL-DC-009-MMR-SW-07 | et-0/1/3 | 100G QSFP28 | 100000 | admin-down
DL-DC-009-MMR-SW-08 | Ethernet1 | 10G SFP+ | 10000 | up | Server NIC
DL-DC-009-MMR-SW-08 | Ethernet2 | 10G SFP+ | 10000 | admin-down
DL-DC-009-MMR-SW-08 | Ethernet3 | 10G SFP+ | 10000 | up | Server NIC
DL-DC-009-MMR-SW-08 | Ethernet4 | 10G SFP+ | 10000 | up | Server NIC
DL-DC-009-MMR-SW-08 | Ethernet5 | 10G SFP+ | 10000 | up | Server NIC
DL-DC-009-MMR-SW-08 | Ethernet6 | 10G SFP+ | 10000 | up | Server NIC
DL-DC-009-MMR-SW-08 | Ethernet7 | 10G SFP+ | 10000 | admin-down
DL-DC-009-MMR-SW-08 | Ethernet8 | 10G SFP+ | 10000 | admin-down
DL-DC-009-MMR-SW-08 | Ethernet9 | 10G SFP+ | 10000 | up | Server NIC
DL-DC-009-MMR-SW-08 | Ethernet10 | 10G SFP+ | 10000 | reserved
DL-DC-009-MMR-SW-08 | Ethernet11 | 10G SFP+ | 10000 | up | Server NIC
DL-DC-009-MMR-SW-08 | Ethernet12 | 10G SFP+ | 10000 | admin-down
DL-DC-009-MMR-SW-08 | Ethernet13 | 10G SFP+ | 10000 | reserved
DL-DC-009-MMR-SW-08 | Ethernet14 | 10G SFP+ | 10000 | admin-down
DL-DC-009-MMR-SW-08 | Ethernet15 | 10G SFP+ | 10000 | admin-down
DL-DC-009-MMR-SW-08 | Ethernet16 | 10G SFP+ | 10000 | up | Server NIC
DL-DC-009-MMR-SW-08 | Ethernet17 | 10G SFP+ | 10000 | up | Server NIC
DL-DC-009-MMR-SW-08 | Ethernet18 | 10G SFP+ | 10000 | up | Server NIC
DL-DC-009-MMR-SW-08 | Ethernet19 | 10G SFP+ | 10000 | up | Server NIC
DL-DC-009-MMR-SW-08 | Ethernet20 | 10G SFP+ | 10000 | up | Server NIC
DL-DC-009-MMR-SW-08 | Ethernet21 | 10G SFP+ | 10000 | up | Server NIC
DL-DC-009-MMR-SW-08 | Ethernet22 | 10G SFP+ | 10000 | up | Server NIC
DL-DC-009-MMR-SW-08 | Ethernet23 | 10G SFP+ | 10000 | up | Server NIC
DL-DC-009-MMR-SW-08 | Ethernet24 | 10G SFP+ | 10000 | up | Server NIC
DL-DC-009-MMR-SW-08 | Ethernet25 | 10G SFP+ | 10000 | admin-down
DL-DC-009-MMR-SW-08 | Ethernet26 | 10G SFP+ | 10000 | up | Server NIC
DL-DC-009-MMR-SW-08 | Ethernet27 | 10G SFP+ | 10000 | up | Server NIC
DL-DC-009-MMR-SW-08 | Ethernet28 | 10G SFP+ | 10000 | admin-down
DL-DC-009-MMR-SW-08 | Ethernet29 | 10G SFP+ | 10000 | admin-down
DL-DC-009-MMR-SW-08 | Ethernet30 | 10G SFP+ | 10000 | admin-down
DL-DC-009-MMR-SW-08 | Ethernet31 | 10G SFP+ | 10000 | admin-down
DL-DC-009-MMR-SW-08 | Ethernet32 | 10G SFP+ | 10000 | up | Server NIC
DL-DC-009-MMR-SW-08 | Ethernet33 | 10G SFP+ | 10000 | up | Server NIC
DL-DC-009-MMR-SW-08 | Ethernet34 | 10G SFP+ | 10000 | admin-down
DL-DC-009-MMR-SW-08 | Ethernet35 | 10G SFP+ | 10000 | admin-down
DL-DC-009-MMR-SW-08 | Ethernet36 | 10G SFP+ | 10000 | up | Server NIC
DL-DC-009-MMR-SW-08 | Ethernet37 | 10G SFP+ | 10000 | admin-down
DL-DC-009-MMR-SW-08 | Ethernet38 | 10G SFP+ | 10000 | up | Server NIC
DL-DC-009-MMR-SW-08 | Ethernet39 | 10G SFP+ | 10000 | up | Server NIC
DL-DC-009-MMR-SW-08 | Ethernet40 | 10G SFP+ | 10000 | admin-down
DL-DC-009-MMR-SW-08 | Ethernet41 | 10G SFP+ | 10000 | admin-down
DL-DC-009-MMR-SW-08 | Ethernet42 | 10G SFP+ | 10000 | up | Server NIC
DL-DC-009-MMR-SW-08 | Ethernet43 | 10G SFP+ | 10000 | admin-down
DL-DC-009-MMR-SW-08 | Ethernet44 | 10G SFP+ | 10000 | admin-down
DL-DC-009-MMR-SW-08 | Ethernet45 | 10G SFP+ | 10000 | admin-down
DL-DC-009-MMR-SW-08 | Ethernet46 | 10G SFP+ | 10000 | admin-down
DL-DC-009-MMR-SW-08 | Ethernet47 | 10G SFP+ | 10000 | admin-down
DL-DC-009-MMR-SW-08 | Ethernet48 | 10G SFP+ | 10000 | up | Server NIC
DL-DC-009-MMR-SW-08 | Ethernet49/1 | 100G QSFP28 | 100000 | up | Uplink to DL-DC-009-AGG-R02 | QSFP28-100G-LR4
DL-DC-009-MMR-SW-08 | Ethernet49/2 | 100G QSFP28 | 100000 | up | Uplink to DL-DC-009-AGG-R02 | QSFP28-100G-LR4
DL-DC-009-MMR-SW-08 | Ethernet49/3 | 100G QSFP28 | 100000 | admin-down
DL-DC-009-MMR-SW-08 | Ethernet49/4 | 100G QSFP28 | 100000 | admin-down
DL-DC-009-TOR-001 | xe-0/0/0 | 10G SFP+ | 10000 | up | Access to DL-DC-009-MMR-SW-01 | SFP-10G-LR
DL-DC-009-TOR-001 | xe-0/0/1 | 10G SFP+ | 10000 | up | Access to DL-DC-009-MMR-SW-02 | SFP-10G-LR
DL-DC-009-TOR-001 | xe-0/0/2 | 10G SFP+ | 10000 | up | Server NIC
DL-DC-009-TOR-001 | xe-0/0/3 | 10G SFP+ | 10000 | up | Server NIC
DL-DC-009-TOR-001 | xe-0/0/4 | 10G SFP+ | 10000 | up | Server NIC
DL-DC-009-TOR-001 | xe-0/0/5 | 10G SFP+ | 10000 | up | Server NIC
DL-DC-009-TOR-001 | xe-0/0/6 | 10G SFP+ | 10000 | admin-down
DL-DC-009-TOR-001 | xe-0/0/7 | 10G SFP+ | 10000 | up | Server NIC
DL-DC-009-TOR-001 | xe-0/0/8 | 10G SFP+ | 10000 | admin-down
DL-DC-009-TOR-001 | xe-0/0/9 | 10G SFP+ | 10000 | admin-down
DL-DC-009-TOR-001 | xe-0/0/10 | 10G SFP+ | 10000 | up | Server NIC
DL-DC-009-TOR-001 | xe-0/0/11 | 10G SFP+ | 10000 | up | Server NIC
DL-DC-009-TOR-001 | xe-0/0/12 | 10G SFP+ | 10000 | up | Server NIC
DL-DC-009-TOR-001 | xe-0/0/13 | 10G SFP+ | 10000 | up | Server NIC
DL-DC-009-TOR-001 | xe-0/0/14 | 10G SFP+ | 10000 | up | Server NIC
DL-DC-009-TOR-001 | xe-0/0/15 | 10G SFP+ | 10000 | admin-down
DL-DC-009-TOR-001 | xe-0/0/16 | 10G SFP+ | 10000 | admin-down
DL-DC-009-TOR-001 | xe-0/0/17 | 10G SFP+ | 10000 | up | Server NIC
DL-DC-009-TOR-001 | xe-0/0/18 | 10G SFP+ | 10000 | up | Server NIC
DL-DC-009-TOR-001 | xe-0/0/19 | 10G SFP+ | 10000 | admin-down
DL-DC-009-TOR-001 | xe-0/0/20 | 10G SFP+ | 10000 | admin-down
DL-DC-009-TOR-001 | xe-0/0/21 | 10G SFP+ | 10000 | admin-down
DL-DC-009-TOR-001 | xe-0/0/22 | 10G SFP+ | 10000 | up | Server NIC
DL-DC-009-TOR-001 | xe-0/0/23 | 10G SFP+ | 10000 | up | Server NIC
DL-DC-009-TOR-001 | et-0/1/0 | 100G QSFP28 | 100000 | admin-down
DL-DC-009-TOR-001 | et-0/1/1 | 100G QSFP28 | 100000 | admin-down
DL-DC-009-TOR-002 | Te0/0/0/0 | 10G SFP+ | 10000 | up | Access to DL-DC-009-MMR-SW-02 | SFP-10G-LR
DL-DC-009-TOR-002 | Te0/0/0/1 | 10G SFP+ | 10000 | up | Access to DL-DC-009-MMR-SW-03 | SFP-10G-LR
DL-DC-009-TOR-002 | Te0/0/0/2 | 10G SFP+ | 10000 | admin-down
DL-DC-009-TOR-002 | Te0/0/0/3 | 10G SFP+ | 10000 | up | Server NIC
DL-DC-009-TOR-002 | Te0/0/0/4 | 10G SFP+ | 10000 | up | Server NIC
DL-DC-009-TOR-002 | Te0/0/0/5 | 10G SFP+ | 10000 | admin-down
DL-DC-009-TOR-002 | Te0/0/0/6 | 10G SFP+ | 10000 | up | Server NIC
DL-DC-009-TOR-002 | Te0/0/0/7 | 10G SFP+ | 10000 | admin-down
DL-DC-009-TOR-002 | Te0/0/0/8 | 10G SFP+ | 10000 | admin-down
DL-DC-009-TOR-002 | Te0/0/0/9 | 10G SFP+ | 10000 | up | Server NIC
DL-DC-009-TOR-002 | Te0/0/0/10 | 10G SFP+ | 10000 | up | Server NIC
DL-DC-009-TOR-002 | Te0/0/0/11 | 10G SFP+ | 10000 | admin-down
DL-DC-009-TOR-002 | Te0/0/0/12 | 10G SFP+ | 10000 | admin-down
DL-DC-009-TOR-002 | Te0/0/0/13 | 10G SFP+ | 10000 | admin-down
DL-DC-009-TOR-002 | Te0/0/0/14 | 10G SFP+ | 10000 | up | Server NIC
DL-DC-009-TOR-002 | Te0/0/0/15 | 10G SFP+ | 10000 | up | Server NIC
DL-DC-009-TOR-002 | Te0/0/0/16 | 10G SFP+ | 10000 | admin-down
DL-DC-009-TOR-002 | Te0/0/0/17 | 10G SFP+ | 10000 | up | Server NIC
DL-DC-009-TOR-002 | Te0/0/0/18 | 10G SFP+ | 10000 | up | Server NIC
DL-DC-009-TOR-002 | Te0/0/0/19 | 10G SFP+ | 10000 | up | Server NIC
DL-DC-009-TOR-002 | Te0/0/0/20 | 10G SFP+ | 10000 | up | Server NIC
DL-DC-009-TOR-002 | Te0/0/0/21 | 10G SFP+ | 10000 | admin-down
DL-DC-009-TOR-002 | Te0/0/0/22 | 10G SFP+ | 10000 | up | Server NIC
DL-DC-009-TOR-002 | Te0/0/0/23 | 10G SFP+ | 10000 | admin-down
DL-DC-009-TOR-002 | Hu0/0/1/0 | 100G QSFP28 | 100000 | admin-down
DL-DC-009-TOR-002 | Hu0/0/1/1 | 100G QSFP28 | 100000 | admin-down
DL-DC-009-TOR-003 | Ethernet1 | 10G SFP+ | 10000 | up | Access to DL-DC-009-MMR-SW-03 | SFP-10G-LR
DL-DC-009-TOR-003 | Ethernet2 | 10G SFP+ | 10000 | up | Access to DL-DC-009-MMR-SW-04 | SFP-10G-LR
DL-DC-009-TOR-003 | Ethernet3 | 10G SFP+ | 10000 | admin-down
DL-DC-009-TOR-003 | Ethernet4 | 10G SFP+ | 10000 | reserved
DL-DC-009-TOR-003 | Ethernet5 | 10G SFP+ | 10000 | up | Server NIC
DL-DC-009-TOR-003 | Ethernet6 | 10G SFP+ | 10000 | admin-down
DL-DC-009-TOR-003 | Ethernet7 | 10G SFP+ | 10000 | up | Server NIC
DL-DC-009-TOR-003 | Ethernet8 | 10G SFP+ | 10000 | admin-down
DL-DC-009-TOR-003 | Ethernet9 | 10G SFP+ | 10000 | up | Server NIC
DL-DC-009-TOR-003 | Ethernet10 | 10G SFP+ | 10000 | up | Server NIC
DL-DC-009-TOR-003 | Ethernet11 | 10G SFP+ | 10000 | up | Server NIC
DL-DC-009-TOR-003 | Ethernet12 | 10G SFP+ | 10000 | up | Server NIC
DL-DC-009-TOR-003 | Ethernet13 | 10G SFP+ | 10000 | admin-down
DL-DC-009-TOR-003 | Ethernet14 | 10G SFP+ | 10000 | admin-down
DL-DC-009-TOR-003 | Ethernet15 | 10G SFP+ | 10000 | up | Server NIC
DL-DC-009-TOR-003 | Ethernet16 | 10G SFP+ | 10000 | admin-down
DL-DC-009-TOR-003 | Ethernet17 | 10G SFP+ | 10000 | up | Server NIC
DL-DC-009-TOR-003 | Ethernet18 | 10G SFP+ | 10000 | admin-down
DL-DC-009-TOR-003 | Ethernet19 | 10G SFP+ | 10000 | up | Server NIC
DL-DC-009-TOR-003 | Ethernet20 | 10G SFP+ | 10000 | up | Server NIC
DL-DC-009-TOR-003 | Ethernet21 | 10G SFP+ | 10000 | up | Server NIC
DL-DC-009-TOR-003 | Ethernet22 | 10G SFP+ | 10000 | admin-down
DL-DC-009-TOR-003 | Ethernet23 | 10G SFP+ | 10000 | admin-down
DL-DC-009-TOR-003 | Ethernet24 | 10G SFP+ | 10000 | up | Server NIC
DL-DC-009-TOR-003 | Ethernet49/1 | 100G QSFP28 | 100000 | admin-down
DL-DC-009-TOR-003 | Ethernet49/2 | 100G QSFP28 | 100000 | admin-down
DL-DC-009-TOR-004 | Te0/0/0/0 | 10G SFP+ | 10000 | up | Access to DL-DC-009-MMR-SW-04 | SFP-10G-LR
DL-DC-009-TOR-004 | Te0/0/0/1 | 10G SFP+ | 10000 | up | Access to DL-DC-009-MMR-SW-05 | SFP-10G-LR
DL-DC-009-TOR-004 | Te0/0/0/2 | 10G SFP+ | 10000 | up | Server NIC
DL-DC-009-TOR-004 | Te0/0/0/3 | 10G SFP+ | 10000 | up | Server NIC
DL-DC-009-TOR-004 | Te0/0/0/4 | 10G SFP+ | 10000 | reserved
DL-DC-009-TOR-004 | Te0/0/0/5 | 10G SFP+ | 10000 | admin-down
DL-DC-009-TOR-004 | Te0/0/0/6 | 10G SFP+ | 10000 | admin-down
DL-DC-009-TOR-004 | Te0/0/0/7 | 10G SFP+ | 10000 | up | Server NIC
DL-DC-009-TOR-004 | Te0/0/0/8 | 10G SFP+ | 10000 | up | Server NIC
DL-DC-009-TOR-004 | Te0/0/0/9 | 10G SFP+ | 10000 | admin-down
DL-DC-009-TOR-004 | Te0/0/0/10 | 10G SFP+ | 10000 | up | Server NIC
DL-DC-009-TOR-004 | Te0/0/0/11 | 10G SFP+ | 10000 | admin-down
DL-DC-009-TOR-004 | Te0/0/0/12 | 10G SFP+ | 10000 | up | Server NIC
DL-DC-009-TOR-004 | Te0/0/0/13 | 10G SFP+ | 10000 | up | Server NIC
DL-DC-009-TOR-004 | Te0/0/0/14 | 10G SFP+ | 10000 | admin-down
DL-DC-009-TOR-004 | Te0/0/0/15 | 10G SFP+ | 10000 | up | Server NIC
DL-DC-009-TOR-004 | Te0/0/0/16 | 10G SFP+ | 10000 | up | Server NIC
DL-DC-009-TOR-004 | Te0/0/0/17 | 10G SFP+ | 10000 | admin-down
DL-DC-009-TOR-004 | Te0/0/0/18 | 10G SFP+ | 10000 | up | Server NIC
DL-DC-009-TOR-004 | Te0/0/0/19 | 10G SFP+ | 10000 | admin-down
DL-DC-009-TOR-004 | Te0/0/0/20 | 10G SFP+ | 10000 | reserved
DL-DC-009-TOR-004 | Te0/0/0/21 | 10G SFP+ | 10000 | admin-down
DL-DC-009-TOR-004 | Te0/0/0/22 | 10G SFP+ | 10000 | admin-down
DL-DC-009-TOR-004 | Te0/0/0/23 | 10G SFP+ | 10000 | up | Server NIC
DL-DC-009-TOR-004 | Hu0/0/1/0 | 100G QSFP28 | 100000 | admin-down
DL-DC-009-TOR-004 | Hu0/0/1/1 | 100G QSFP28 | 100000 | admin-down
DL-DC-009-TOR-005 | Te0/0/0/0 | 10G SFP+ | 10000 | up | Access to DL-DC-009-MMR-SW-05 | SFP-10G-LR
DL-DC-009-TOR-005 | Te0/0/0/1 | 10G SFP+ | 10000 | up | Access to DL-DC-009-MMR-SW-06 | SFP-10G-LR
DL-DC-009-TOR-005 | Te0/0/0/2 | 10G SFP+ | 10000 | up | Server NIC
DL-DC-009-TOR-005 | Te0/0/0/3 | 10G SFP+ | 10000 | up | Server NIC
DL-DC-009-TOR-005 | Te0/0/0/4 | 10G SFP+ | 10000 | up | Server NIC
DL-DC-009-TOR-005 | Te0/0/0/5 | 10G SFP+ | 10000 | up | Server NIC
DL-DC-009-TOR-005 | Te0/0/0/6 | 10G SFP+ | 10000 | admin-down
DL-DC-009-TOR-005 | Te0/0/0/7 | 10G SFP+ | 10000 | reserved
DL-DC-009-TOR-005 | Te0/0/0/8 | 10G SFP+ | 10000 | admin-down
DL-DC-009-TOR-005 | Te0/0/0/9 | 10G SFP+ | 10000 | up | Server NIC
DL-DC-009-TOR-005 | Te0/0/0/10 | 10G SFP+ | 10000 | admin-down
DL-DC-009-TOR-005 | Te0/0/0/11 | 10G SFP+ | 10000 | admin-down
DL-DC-009-TOR-005 | Te0/0/0/12 | 10G SFP+ | 10000 | up | Server NIC
DL-DC-009-TOR-005 | Te0/0/0/13 | 10G SFP+ | 10000 | up | Server NIC
DL-DC-009-TOR-005 | Te0/0/0/14 | 10G SFP+ | 10000 | up | Server NIC
DL-DC-009-TOR-005 | Te0/0/0/15 | 10G SFP+ | 10000 | up | Server NIC
DL-DC-009-TOR-005 | Te0/0/0/16 | 10G SFP+ | 10000 | admin-down
DL-DC-009-TOR-005 | Te0/0/0/17 | 10G SFP+ | 10000 | up | Server NIC
DL-DC-009-TOR-005 | Te0/0/0/18 | 10G SFP+ | 10000 | admin-down
DL-DC-009-TOR-005 | Te0/0/0/19 | 10G SFP+ | 10000 | admin-down
DL-DC-009-TOR-005 | Te0/0/0/20 | 10G SFP+ | 10000 | up | Server NIC
DL-DC-009-TOR-005 | Te0/0/0/21 | 10G SFP+ | 10000 | admin-down
DL-DC-009-TOR-005 | Te0/0/0/22 | 10G SFP+ | 10000 | admin-down
DL-DC-009-TOR-005 | Te0/0/0/23 | 10G SFP+ | 10000 | up | Server NIC
DL-DC-009-TOR-005 | Hu0/0/1/0 | 100G QSFP28 | 100000 | admin-down
DL-DC-009-TOR-005 | Hu0/0/1/1 | 100G QSFP28 | 100000 | admin-down
DL-DC-009-TOR-006 | Te0/0/0/0 | 10G SFP+ | 10000 | up | Access to DL-DC-009-MMR-SW-06 | SFP-10G-LR
DL-DC-009-TOR-006 | Te0/0/0/1 | 10G SFP+ | 10000 | up | Access to DL-DC-009-MMR-SW-07 | SFP-10G-LR
DL-DC-009-TOR-006 | Te0/0/0/2 | 10G SFP+ | 10000 | admin-down
DL-DC-009-TOR-006 | Te0/0/0/3 | 10G SFP+ | 10000 | up | Server NIC
DL-DC-009-TOR-006 | Te0/0/0/4 | 10G SFP+ | 10000 | admin-down
DL-DC-009-TOR-006 | Te0/0/0/5 | 10G SFP+ | 10000 | up | Server NIC
DL-DC-009-TOR-006 | Te0/0/0/6 | 10G SFP+ | 10000 | up | Server NIC
DL-DC-009-TOR-006 | Te0/0/0/7 | 10G SFP+ | 10000 | up | Server NIC
DL-DC-009-TOR-006 | Te0/0/0/8 | 10G SFP+ | 10000 | up | Server NIC
DL-DC-009-TOR-006 | Te0/0/0/9 | 10G SFP+ | 10000 | admin-down
DL-DC-009-TOR-006 | Te0/0/0/10 | 10G SFP+ | 10000 | admin-down
DL-DC-009-TOR-006 | Te0/0/0/11 | 10G SFP+ | 10000 | up | Server NIC
DL-DC-009-TOR-006 | Te0/0/0/12 | 10G SFP+ | 10000 | admin-down
DL-DC-009-TOR-006 | Te0/0/0/13 | 10G SFP+ | 10000 | up | Server NIC
DL-DC-009-TOR-006 | Te0/0/0/14 | 10G SFP+ | 10000 | admin-down
DL-DC-009-TOR-006 | Te0/0/0/15 | 10G SFP+ | 10000 | up | Server NIC
DL-DC-009-TOR-006 | Te0/0/0/16 | 10G SFP+ | 10000 | admin-down
DL-DC-009-TOR-006 | Te0/0/0/17 | 10G SFP+ | 10000 | up | Server NIC
DL-DC-009-TOR-006 | Te0/0/0/18 | 10G SFP+ | 10000 | up | Server NIC
DL-DC-009-TOR-006 | Te0/0/0/19 | 10G SFP+ | 10000 | up | Server NIC
DL-DC-009-TOR-006 | Te0/0/0/20 | 10G SFP+ | 10000 | up | Server NIC
DL-DC-009-TOR-006 | Te0/0/0/21 | 10G SFP+ | 10000 | up | Server NIC
DL-DC-009-TOR-006 | Te0/0/0/22 | 10G SFP+ | 10000 | admin-down
DL-DC-009-TOR-006 | Te0/0/0/23 | 10G SFP+ | 10000 | up | Server NIC
DL-DC-009-TOR-006 | Hu0/0/1/0 | 100G QSFP28 | 100000 | admin-down
DL-DC-009-TOR-006 | Hu0/0/1/1 | 100G QSFP28 | 100000 | admin-down
AP-DC-010-PE-T4-01 | xe-0/0/0 | 10G SFP+ | 10000 | admin-down
AP-DC-010-PE-T4-01 | xe-0/0/1 | 10G SFP+ | 10000 | up | Backhaul to KA-DC-008 | SFP-10G-LR
AP-DC-010-PE-T4-01 | xe-0/0/2 | 10G SFP+ | 10000 | up | Backhaul to KL-DC-024 | SFP-10G-LR
AP-DC-010-PE-T4-01 | xe-0/0/3 | 10G SFP+ | 10000 | up | Backhaul to BR-DC-019 | SFP-10G-LR
AP-DC-010-PE-T4-01 | xe-0/0/4 | 10G SFP+ | 10000 | up | Backhaul to KA-DC-021 | SFP-10G-LR
AP-DC-010-PE-T4-01 | xe-0/0/5 | 10G SFP+ | 10000 | up | Backhaul to WB-DC-016 | SFP-10G-LR
AP-DC-010-PE-T4-01 | xe-0/0/6 | 10G SFP+ | 10000 | up | Uplink to AP-DC-010-AGG-R01 | SFP-10G-LR
AP-DC-010-PE-T4-01 | xe-0/0/7 | 10G SFP+ | 10000 | admin-down
AP-DC-010-PE-T4-01 | xe-0/0/8 | 10G SFP+ | 10000 | admin-down
AP-DC-010-PE-T4-01 | xe-0/0/9 | 10G SFP+ | 10000 | admin-down
AP-DC-010-PE-T4-01 | xe-0/0/10 | 10G SFP+ | 10000 | admin-down
AP-DC-010-PE-T4-01 | xe-0/0/11 | 10G SFP+ | 10000 | admin-down
AP-DC-010-PE-T4-01 | et-0/1/0 | 100G QSFP28 | 100000 | up | Fabric to AP-DC-010-PE-T4-02 | QSFP28-100G-LR4
AP-DC-010-PE-T4-01 | et-0/1/1 | 100G QSFP28 | 100000 | up | Fabric to AP-DC-010-PE-T4-03 | QSFP28-100G-LR4
AP-DC-010-PE-T4-01 | et-0/1/2 | 100G QSFP28 | 100000 | up | Fabric to AP-DC-010-PE-T4-04 | QSFP28-100G-LR4
AP-DC-010-PE-T4-01 | et-0/1/3 | 100G QSFP28 | 100000 | admin-down
AP-DC-010-PE-T4-01 | ge-0/2/0 | 1G copper | 1000 | admin-down
AP-DC-010-PE-T4-01 | ge-0/2/1 | 1G copper | 1000 | admin-down
AP-DC-010-PE-T4-01 | ge-0/2/2 | 1G copper | 1000 | admin-down
AP-DC-010-PE-T4-01 | ge-0/2/3 | 1G copper | 1000 | admin-down
AP-DC-010-PE-T4-01 | ge-0/2/4 | 1G copper | 1000 | admin-down
AP-DC-010-PE-T4-01 | ge-0/2/5 | 1G copper | 1000 | admin-down
AP-DC-010-PE-T4-01 | ge-0/2/6 | 1G copper | 1000 | admin-down
AP-DC-010-PE-T4-01 | ge-0/2/7 | 1G copper | 1000 | admin-down
AP-DC-010-PE-T4-01 | ge-0/2/8 | 1G copper | 1000 | admin-down
AP-DC-010-PE-T4-01 | ge-0/2/9 | 1G copper | 1000 | admin-down
AP-DC-010-PE-T4-01 | ge-0/2/10 | 1G copper | 1000 | admin-down
AP-DC-010-PE-T4-01 | ge-0/2/11 | 1G copper | 1000 | admin-down
AP-DC-010-PE-T4-01 | ge-0/2/12 | 1G copper | 1000 | admin-down
AP-DC-010-PE-T4-01 | ge-0/2/13 | 1G copper | 1000 | admin-down
AP-DC-010-PE-T4-01 | ge-0/2/14 | 1G copper | 1000 | admin-down
AP-DC-010-PE-T4-01 | ge-0/2/15 | 1G copper | 1000 | admin-down
AP-DC-010-PE-T4-02 | xe-0/0/0 | 10G SFP+ | 10000 | admin-down
AP-DC-010-PE-T4-02 | xe-0/0/1 | 10G SFP+ | 10000 | up | Backhaul to MH-DC-004 | SFP-10G-LR
AP-DC-010-PE-T4-02 | xe-0/0/2 | 10G SFP+ | 10000 | up | Backhaul to MP-DC-014 | SFP-10G-LR
AP-DC-010-PE-T4-02 | xe-0/0/3 | 10G SFP+ | 10000 | up | Backhaul to MP-DC-014 | SFP-10G-LR
AP-DC-010-PE-T4-02 | xe-0/0/4 | 10G SFP+ | 10000 | up | Backhaul to MH-DC-004 | SFP-10G-LR
AP-DC-010-PE-T4-02 | xe-0/0/5 | 10G SFP+ | 10000 | up | Backhaul to UP-DC-006 | SFP-10G-LR
AP-DC-010-PE-T4-02 | xe-0/0/6 | 10G SFP+ | 10000 | up | Uplink to AP-DC-010-AGG-R01 | SFP-10G-LR
AP-DC-010-PE-T4-02 | xe-0/0/7 | 10G SFP+ | 10000 | up | Uplink to AP-DC-010-AGG-R02 | SFP-10G-LR
AP-DC-010-PE-T4-02 | xe-0/0/8 | 10G SFP+ | 10000 | admin-down
AP-DC-010-PE-T4-02 | xe-0/0/9 | 10G SFP+ | 10000 | reserved
AP-DC-010-PE-T4-02 | xe-0/0/10 | 10G SFP+ | 10000 | admin-down
AP-DC-010-PE-T4-02 | xe-0/0/11 | 10G SFP+ | 10000 | admin-down
AP-DC-010-PE-T4-02 | et-0/1/0 | 100G QSFP28 | 100000 | up | Fabric to AP-DC-010-PE-T4-01 | QSFP28-100G-LR4
AP-DC-010-PE-T4-02 | et-0/1/1 | 100G QSFP28 | 100000 | up | Fabric to AP-DC-010-PE-T4-03 | QSFP28-100G-LR4
AP-DC-010-PE-T4-02 | et-0/1/2 | 100G QSFP28 | 100000 | up | Fabric to AP-DC-010-PE-T4-04 | QSFP28-100G-LR4
AP-DC-010-PE-T4-02 | et-0/1/3 | 100G QSFP28 | 100000 | admin-down
AP-DC-010-PE-T4-02 | ge-0/2/0 | 1G copper | 1000 | admin-down
AP-DC-010-PE-T4-02 | ge-0/2/1 | 1G copper | 1000 | admin-down
AP-DC-010-PE-T4-02 | ge-0/2/2 | 1G copper | 1000 | admin-down
AP-DC-010-PE-T4-02 | ge-0/2/3 | 1G copper | 1000 | admin-down
AP-DC-010-PE-T4-02 | ge-0/2/4 | 1G copper | 1000 | admin-down
AP-DC-010-PE-T4-02 | ge-0/2/5 | 1G copper | 1000 | admin-down
AP-DC-010-PE-T4-02 | ge-0/2/6 | 1G copper | 1000 | admin-down
AP-DC-010-PE-T4-02 | ge-0/2/7 | 1G copper | 1000 | admin-down
AP-DC-010-PE-T4-02 | ge-0/2/8 | 1G copper | 1000 | admin-down
AP-DC-010-PE-T4-02 | ge-0/2/9 | 1G copper | 1000 | admin-down
AP-DC-010-PE-T4-02 | ge-0/2/10 | 1G copper | 1000 | admin-down
AP-DC-010-PE-T4-02 | ge-0/2/11 | 1G copper | 1000 | admin-down
AP-DC-010-PE-T4-02 | ge-0/2/12 | 1G copper | 1000 | admin-down
AP-DC-010-PE-T4-02 | ge-0/2/13 | 1G copper | 1000 | admin-down
AP-DC-010-PE-T4-02 | ge-0/2/14 | 1G copper | 1000 | admin-down
AP-DC-010-PE-T4-02 | ge-0/2/15 | 1G copper | 1000 | admin-down
AP-DC-010-PE-T4-03 | Te0/0/0/0 | 10G SFP+ | 10000 | admin-down
AP-DC-010-PE-T4-03 | Te0/0/0/1 | 10G SFP+ | 10000 | up | Backhaul to KL-DC-024 | SFP-10G-LR
AP-DC-010-PE-T4-03 | Te0/0/0/2 | 10G SFP+ | 10000 | up | Backhaul to KA-DC-008 | SFP-10G-LR
AP-DC-010-PE-T4-03 | Te0/0/0/3 | 10G SFP+ | 10000 | up | Backhaul to OD-DC-018 | SFP-10G-LR
AP-DC-010-PE-T4-03 | Te0/0/0/4 | 10G SFP+ | 10000 | up | Backhaul to TS-DC-023 | SFP-10G-LR
AP-DC-010-PE-T4-03 | Te0/0/0/5 | 10G SFP+ | 10000 | up | Backhaul to UP-DC-006 | SFP-10G-LR
AP-DC-010-PE-T4-03 | Te0/0/0/6 | 10G SFP+ | 10000 | up | Uplink to AP-DC-010-AGG-R02 | SFP-10G-LR
AP-DC-010-PE-T4-03 | Te0/0/0/7 | 10G SFP+ | 10000 | admin-down
AP-DC-010-PE-T4-03 | Te0/0/0/8 | 10G SFP+ | 10000 | admin-down
AP-DC-010-PE-T4-03 | Te0/0/0/9 | 10G SFP+ | 10000 | admin-down
AP-DC-010-PE-T4-03 | Te0/0/0/10 | 10G SFP+ | 10000 | admin-down
AP-DC-010-PE-T4-03 | Te0/0/0/11 | 10G SFP+ | 10000 | admin-down
AP-DC-010-PE-T4-03 | Hu0/0/1/0 | 100G QSFP28 | 100000 | up | Fabric to AP-DC-010-PE-T4-01 | QSFP28-100G-LR4
AP-DC-010-PE-T4-03 | Hu0/0/1/1 | 100G QSFP28 | 100000 | up | Fabric to AP-DC-010-PE-T4-02 | QSFP28-100G-LR4
AP-DC-010-PE-T4-03 | Hu0/0/1/2 | 100G QSFP28 | 100000 | up | Fabric to AP-DC-010-PE-T4-04 | QSFP28-100G-LR4
AP-DC-010-PE-T4-03 | Hu0/0/1/3 | 100G QSFP28 | 100000 | reserved
AP-DC-010-PE-T4-03 | Gi0/0/2/0 | 1G copper | 1000 | admin-down
AP-DC-010-PE-T4-03 | Gi0/0/2/1 | 1G copper | 1000 | admin-down
AP-DC-010-PE-T4-03 | Gi0/0/2/2 | 1G copper | 1000 | admin-down
AP-DC-010-PE-T4-03 | Gi0/0/2/3 | 1G copper | 1000 | admin-down
AP-DC-010-PE-T4-03 | Gi0/0/2/4 | 1G copper | 1000 | admin-down
AP-DC-010-PE-T4-03 | Gi0/0/2/5 | 1G copper | 1000 | admin-down
AP-DC-010-PE-T4-03 | Gi0/0/2/6 | 1G copper | 1000 | admin-down
AP-DC-010-PE-T4-03 | Gi0/0/2/7 | 1G copper | 1000 | admin-down
AP-DC-010-PE-T4-03 | Gi0/0/2/8 | 1G copper | 1000 | admin-down
AP-DC-010-PE-T4-03 | Gi0/0/2/9 | 1G copper | 1000 | admin-down
AP-DC-010-PE-T4-03 | Gi0/0/2/10 | 1G copper | 1000 | admin-down
AP-DC-010-PE-T4-03 | Gi0/0/2/11 | 1G copper | 1000 | admin-down
AP-DC-010-PE-T4-03 | Gi0/0/2/12 | 1G copper | 1000 | admin-down
AP-DC-010-PE-T4-03 | Gi0/0/2/13 | 1G copper | 1000 | admin-down
AP-DC-010-PE-T4-03 | Gi0/0/2/14 | 1G copper | 1000 | admin-down
AP-DC-010-PE-T4-03 | Gi0/0/2/15 | 1G copper | 1000 | admin-down
AP-DC-010-PE-T4-04 | Te0/0/0/0 | 10G SFP+ | 10000 | admin-down
AP-DC-010-PE-T4-04 | Te0/0/0/1 | 10G SFP+ | 10000 | up | Backhaul to UP-DC-006 | SFP-10G-LR
AP-DC-010-PE-T4-04 | Te0/0/0/2 | 10G SFP+ | 10000 | up | Backhaul to KA-DC-020 | SFP-10G-LR
AP-DC-010-PE-T4-04 | Te0/0/0/3 | 10G SFP+ | 10000 | up | Backhaul to MH-DC-003 | SFP-10G-LR
AP-DC-010-PE-T4-04 | Te0/0/0/4 | 10G SFP+ | 10000 | up | Backhaul to KA-DC-008 | SFP-10G-LR
AP-DC-010-PE-T4-04 | Te0/0/0/5 | 10G SFP+ | 10000 | up | Backhaul to KL-DC-024 | SFP-10G-LR
AP-DC-010-PE-T4-04 | Te0/0/0/6 | 10G SFP+ | 10000 | admin-down
AP-DC-010-PE-T4-04 | Te0/0/0/7 | 10G SFP+ | 10000 | admin-down
AP-DC-010-PE-T4-04 | Te0/0/0/8 | 10G SFP+ | 10000 | admin-down
AP-DC-010-PE-T4-04 | Te0/0/0/9 | 10G SFP+ | 10000 | admin-down
AP-DC-010-PE-T4-04 | Te0/0/0/10 | 10G SFP+ | 10000 | admin-down
AP-DC-010-PE-T4-04 | Te0/0/0/11 | 10G SFP+ | 10000 | admin-down
AP-DC-010-PE-T4-04 | Hu0/0/1/0 | 100G QSFP28 | 100000 | up | Fabric to AP-DC-010-PE-T4-01 | QSFP28-100G-LR4
AP-DC-010-PE-T4-04 | Hu0/0/1/1 | 100G QSFP28 | 100000 | up | Fabric to AP-DC-010-PE-T4-02 | QSFP28-100G-LR4
AP-DC-010-PE-T4-04 | Hu0/0/1/2 | 100G QSFP28 | 100000 | up | Fabric to AP-DC-010-PE-T4-03 | QSFP28-100G-LR4
AP-DC-010-PE-T4-04 | Hu0/0/1/3 | 100G QSFP28 | 100000 | admin-down
AP-DC-010-PE-T4-04 | Gi0/0/2/0 | 1G copper | 1000 | admin-down
AP-DC-010-PE-T4-04 | Gi0/0/2/1 | 1G copper | 1000 | admin-down
AP-DC-010-PE-T4-04 | Gi0/0/2/2 | 1G copper | 1000 | admin-down
AP-DC-010-PE-T4-04 | Gi0/0/2/3 | 1G copper | 1000 | reserved
AP-DC-010-PE-T4-04 | Gi0/0/2/4 | 1G copper | 1000 | admin-down
AP-DC-010-PE-T4-04 | Gi0/0/2/5 | 1G copper | 1000 | admin-down
AP-DC-010-PE-T4-04 | Gi0/0/2/6 | 1G copper | 1000 | admin-down
AP-DC-010-PE-T4-04 | Gi0/0/2/7 | 1G copper | 1000 | admin-down
AP-DC-010-PE-T4-04 | Gi0/0/2/8 | 1G copper | 1000 | admin-down
AP-DC-010-PE-T4-04 | Gi0/0/2/9 | 1G copper | 1000 | admin-down
AP-DC-010-PE-T4-04 | Gi0/0/2/10 | 1G copper | 1000 | admin-down
AP-DC-010-PE-T4-04 | Gi0/0/2/11 | 1G copper | 1000 | admin-down
AP-DC-010-PE-T4-04 | Gi0/0/2/12 | 1G copper | 1000 | admin-down
AP-DC-010-PE-T4-04 | Gi0/0/2/13 | 1G copper | 1000 | admin-down
AP-DC-010-PE-T4-04 | Gi0/0/2/14 | 1G copper | 1000 | admin-down
AP-DC-010-PE-T4-04 | Gi0/0/2/15 | 1G copper | 1000 | admin-down
AP-DC-010-FW-01 | port1 | 10G SFP+ | 10000 | up | Uplink to AP-DC-010-AGG-R01 | SFP-10G-LR
AP-DC-010-FW-01 | port2 | 10G SFP+ | 10000 | up | Uplink to AP-DC-010-AGG-R02 | SFP-10G-LR
AP-DC-010-FW-01 | port3 | 10G SFP+ | 10000 | reserved
AP-DC-010-FW-01 | port4 | 10G SFP+ | 10000 | reserved
AP-DC-010-FW-01 | port5 | 10G SFP+ | 10000 | admin-down
AP-DC-010-FW-01 | port6 | 10G SFP+ | 10000 | admin-down
AP-DC-010-FW-01 | port7 | 10G SFP+ | 10000 | admin-down
AP-DC-010-FW-01 | port8 | 10G SFP+ | 10000 | admin-down
AP-DC-010-OLA-01 | 1/2/c1 | 100G QSFP28 | 100000 | up | Uplink to AP-DC-010-AGG-R01 | QSFP28-100G-LR4
AP-DC-010-OLA-01 | 1/2/c2 | 100G QSFP28 | 100000 | admin-down
AP-DC-010-OLA-01 | 1/2/c3 | 100G QSFP28 | 100000 | admin-down
AP-DC-010-OLA-01 | 1/2/c4 | 100G QSFP28 | 100000 | admin-down
AP-DC-010-OLA-01 | 1/2/c5 | 100G QSFP28 | 100000 | admin-down
AP-DC-010-OLA-01 | 1/2/c6 | 100G QSFP28 | 100000 | admin-down
AP-DC-010-OLA-01 | 1/2/c7 | 100G QSFP28 | 100000 | admin-down
AP-DC-010-OLA-01 | 1/2/c8 | 100G QSFP28 | 100000 | admin-down
AP-DC-010-AGG-R01 | xe-0/0/0 | 10G SFP+ | 10000 | up | Uplink to AP-DC-010-FW-01 | SFP-10G-LR
AP-DC-010-AGG-R01 | xe-0/0/1 | 10G SFP+ | 10000 | up | Uplink to AP-DC-010-MMR-SW-01 | SFP-10G-LR
AP-DC-010-AGG-R01 | xe-0/0/2 | 10G SFP+ | 10000 | up | Uplink to AP-DC-010-MMR-SW-02 | SFP-10G-LR
AP-DC-010-AGG-R01 | xe-0/0/3 | 10G SFP+ | 10000 | up | Uplink to AP-DC-010-MMR-SW-03 | SFP-10G-LR
AP-DC-010-AGG-R01 | xe-0/0/4 | 10G SFP+ | 10000 | up | Uplink to AP-DC-010-MMR-SW-04 | SFP-10G-LR
AP-DC-010-AGG-R01 | xe-0/0/5 | 10G SFP+ | 10000 | admin-down
AP-DC-010-AGG-R01 | xe-0/0/6 | 10G SFP+ | 10000 | admin-down
AP-DC-010-AGG-R01 | xe-0/0/7 | 10G SFP+ | 10000 | admin-down
AP-DC-010-AGG-R01 | xe-0/0/8 | 10G SFP+ | 10000 | admin-down
AP-DC-010-AGG-R01 | xe-0/0/9 | 10G SFP+ | 10000 | admin-down
AP-DC-010-AGG-R01 | xe-0/0/10 | 10G SFP+ | 10000 | admin-down
AP-DC-010-AGG-R01 | xe-0/0/11 | 10G SFP+ | 10000 | admin-down
AP-DC-010-AGG-R01 | xe-0/0/12 | 10G SFP+ | 10000 | admin-down
AP-DC-010-AGG-R01 | xe-0/0/13 | 10G SFP+ | 10000 | admin-down
AP-DC-010-AGG-R01 | xe-0/0/14 | 10G SFP+ | 10000 | admin-down
AP-DC-010-AGG-R01 | xe-0/0/15 | 10G SFP+ | 10000 | admin-down
AP-DC-010-AGG-R01 | et-0/1/0 | 100G QSFP28 | 100000 | up | Uplink to AP-DC-010-PE-T4-01 | QSFP28-100G-LR4
AP-DC-010-AGG-R01 | et-0/1/1 | 100G QSFP28 | 100000 | up | Uplink to AP-DC-010-PE-T4-02 | QSFP28-100G-LR4
AP-DC-010-AGG-R01 | et-0/1/2 | 100G QSFP28 | 100000 | up | Uplink to AP-DC-010-OLA-01 | QSFP28-100G-LR4
AP-DC-010-AGG-R01 | et-0/1/3 | 100G QSFP28 | 100000 | admin-down
AP-DC-010-AGG-R01 | et-0/1/4 | 100G QSFP28 | 100000 | admin-down
AP-DC-010-AGG-R01 | et-0/1/5 | 100G QSFP28 | 100000 | reserved
AP-DC-010-AGG-R01 | et-0/1/6 | 100G QSFP28 | 100000 | admin-down
AP-DC-010-AGG-R01 | et-0/1/7 | 100G QSFP28 | 100000 | admin-down
AP-DC-010-AGG-R02 | xe-0/0/0 | 10G SFP+ | 10000 | up | Uplink to AP-DC-010-FW-01 | SFP-10G-LR
AP-DC-010-AGG-R02 | xe-0/0/1 | 10G SFP+ | 10000 | up | Uplink to AP-DC-010-MMR-SW-01 | SFP-10G-LR
AP-DC-010-AGG-R02 | xe-0/0/2 | 10G SFP+ | 10000 | up | Uplink to AP-DC-010-MMR-SW-02 | SFP-10G-LR
AP-DC-010-AGG-R02 | xe-0/0/3 | 10G SFP+ | 10000 | up | Uplink to AP-DC-010-MMR-SW-03 | SFP-10G-LR
AP-DC-010-AGG-R02 | xe-0/0/4 | 10G SFP+ | 10000 | up | Uplink to AP-DC-010-MMR-SW-04 | SFP-10G-LR
AP-DC-010-AGG-R02 | xe-0/0/5 | 10G SFP+ | 10000 | admin-down
AP-DC-010-AGG-R02 | xe-0/0/6 | 10G SFP+ | 10000 | reserved
AP-DC-010-AGG-R02 | xe-0/0/7 | 10G SFP+ | 10000 | admin-down
AP-DC-010-AGG-R02 | xe-0/0/8 | 10G SFP+ | 10000 | admin-down
AP-DC-010-AGG-R02 | xe-0/0/9 | 10G SFP+ | 10000 | admin-down
AP-DC-010-AGG-R02 | xe-0/0/10 | 10G SFP+ | 10000 | reserved
AP-DC-010-AGG-R02 | xe-0/0/11 | 10G SFP+ | 10000 | admin-down
AP-DC-010-AGG-R02 | xe-0/0/12 | 10G SFP+ | 10000 | admin-down
AP-DC-010-AGG-R02 | xe-0/0/13 | 10G SFP+ | 10000 | admin-down
AP-DC-010-AGG-R02 | xe-0/0/14 | 10G SFP+ | 10000 | admin-down
AP-DC-010-AGG-R02 | xe-0/0/15 | 10G SFP+ | 10000 | admin-down
AP-DC-010-AGG-R02 | et-0/1/0 | 100G QSFP28 | 100000 | up | Uplink to AP-DC-010-PE-T4-02 | QSFP28-100G-LR4
AP-DC-010-AGG-R02 | et-0/1/1 | 100G QSFP28 | 100000 | up | Uplink to AP-DC-010-PE-T4-03 | QSFP28-100G-LR4
AP-DC-010-AGG-R02 | et-0/1/2 | 100G QSFP28 | 100000 | admin-down
AP-DC-010-AGG-R02 | et-0/1/3 | 100G QSFP28 | 100000 | admin-down
AP-DC-010-AGG-R02 | et-0/1/4 | 100G QSFP28 | 100000 | admin-down
AP-DC-010-AGG-R02 | et-0/1/5 | 100G QSFP28 | 100000 | admin-down
AP-DC-010-AGG-R02 | et-0/1/6 | 100G QSFP28 | 100000 | admin-down
AP-DC-010-AGG-R02 | et-0/1/7 | 100G QSFP28 | 100000 | admin-down
AP-DC-010-MMR-SW-01 | Ethernet1 | 10G SFP+ | 10000 | up | Access to AP-DC-010-TOR-001 | SFP-10G-LR
AP-DC-010-MMR-SW-01 | Ethernet2 | 10G SFP+ | 10000 | up | Server NIC
AP-DC-010-MMR-SW-01 | Ethernet3 | 10G SFP+ | 10000 | admin-down
AP-DC-010-MMR-SW-01 | Ethernet4 | 10G SFP+ | 10000 | admin-down
AP-DC-010-MMR-SW-01 | Ethernet5 | 10G SFP+ | 10000 | up | Server NIC
AP-DC-010-MMR-SW-01 | Ethernet6 | 10G SFP+ | 10000 | admin-down
AP-DC-010-MMR-SW-01 | Ethernet7 | 10G SFP+ | 10000 | admin-down
AP-DC-010-MMR-SW-01 | Ethernet8 | 10G SFP+ | 10000 | up | Server NIC
AP-DC-010-MMR-SW-01 | Ethernet9 | 10G SFP+ | 10000 | admin-down
AP-DC-010-MMR-SW-01 | Ethernet10 | 10G SFP+ | 10000 | up | Server NIC
AP-DC-010-MMR-SW-01 | Ethernet11 | 10G SFP+ | 10000 | up | Server NIC
AP-DC-010-MMR-SW-01 | Ethernet12 | 10G SFP+ | 10000 | up | Server NIC
AP-DC-010-MMR-SW-01 | Ethernet13 | 10G SFP+ | 10000 | up | Server NIC
AP-DC-010-MMR-SW-01 | Ethernet14 | 10G SFP+ | 10000 | up | Server NIC
AP-DC-010-MMR-SW-01 | Ethernet15 | 10G SFP+ | 10000 | up | Server NIC
AP-DC-010-MMR-SW-01 | Ethernet16 | 10G SFP+ | 10000 | up | Server NIC
AP-DC-010-MMR-SW-01 | Ethernet17 | 10G SFP+ | 10000 | admin-down
AP-DC-010-MMR-SW-01 | Ethernet18 | 10G SFP+ | 10000 | up | Server NIC
AP-DC-010-MMR-SW-01 | Ethernet19 | 10G SFP+ | 10000 | up | Server NIC
AP-DC-010-MMR-SW-01 | Ethernet20 | 10G SFP+ | 10000 | up | Server NIC
AP-DC-010-MMR-SW-01 | Ethernet21 | 10G SFP+ | 10000 | admin-down
AP-DC-010-MMR-SW-01 | Ethernet22 | 10G SFP+ | 10000 | up | Server NIC
AP-DC-010-MMR-SW-01 | Ethernet23 | 10G SFP+ | 10000 | up | Server NIC
AP-DC-010-MMR-SW-01 | Ethernet24 | 10G SFP+ | 10000 | up | Server NIC
AP-DC-010-MMR-SW-01 | Ethernet25 | 10G SFP+ | 10000 | up | Server NIC
AP-DC-010-MMR-SW-01 | Ethernet26 | 10G SFP+ | 10000 | up | Server NIC
AP-DC-010-MMR-SW-01 | Ethernet27 | 10G SFP+ | 10000 | admin-down
AP-DC-010-MMR-SW-01 | Ethernet28 | 10G SFP+ | 10000 | reserved
AP-DC-010-MMR-SW-01 | Ethernet29 | 10G SFP+ | 10000 | up | Server NIC
AP-DC-010-MMR-SW-01 | Ethernet30 | 10G SFP+ | 10000 | admin-down
AP-DC-010-MMR-SW-01 | Ethernet31 | 10G SFP+ | 10000 | up | Server NIC
AP-DC-010-MMR-SW-01 | Ethernet32 | 10G SFP+ | 10000 | up | Server NIC
AP-DC-010-MMR-SW-01 | Ethernet33 | 10G SFP+ | 10000 | admin-down
AP-DC-010-MMR-SW-01 | Ethernet34 | 10G SFP+ | 10000 | admin-down
AP-DC-010-MMR-SW-01 | Ethernet35 | 10G SFP+ | 10000 | admin-down
AP-DC-010-MMR-SW-01 | Ethernet36 | 10G SFP+ | 10000 | admin-down
AP-DC-010-MMR-SW-01 | Ethernet37 | 10G SFP+ | 10000 | up | Server NIC
AP-DC-010-MMR-SW-01 | Ethernet38 | 10G SFP+ | 10000 | admin-down
AP-DC-010-MMR-SW-01 | Ethernet39 | 10G SFP+ | 10000 | up | Server NIC
AP-DC-010-MMR-SW-01 | Ethernet40 | 10G SFP+ | 10000 | up | Server NIC
AP-DC-010-MMR-SW-01 | Ethernet41 | 10G SFP+ | 10000 | up | Server NIC
AP-DC-010-MMR-SW-01 | Ethernet42 | 10G SFP+ | 10000 | up | Server NIC
AP-DC-010-MMR-SW-01 | Ethernet43 | 10G SFP+ | 10000 | up | Server NIC
AP-DC-010-MMR-SW-01 | Ethernet44 | 10G SFP+ | 10000 | admin-down
AP-DC-010-MMR-SW-01 | Ethernet45 | 10G SFP+ | 10000 | admin-down
AP-DC-010-MMR-SW-01 | Ethernet46 | 10G SFP+ | 10000 | admin-down
AP-DC-010-MMR-SW-01 | Ethernet47 | 10G SFP+ | 10000 | up | Server NIC
AP-DC-010-MMR-SW-01 | Ethernet48 | 10G SFP+ | 10000 | up | Server NIC
AP-DC-010-MMR-SW-01 | Ethernet49/1 | 100G QSFP28 | 100000 | up | Uplink to AP-DC-010-AGG-R01 | QSFP28-100G-LR4
AP-DC-010-MMR-SW-01 | Ethernet49/2 | 100G QSFP28 | 100000 | up | Uplink to AP-DC-010-AGG-R02 | QSFP28-100G-LR4
AP-DC-010-MMR-SW-01 | Ethernet49/3 | 100G QSFP28 | 100000 | admin-down
AP-DC-010-MMR-SW-01 | Ethernet49/4 | 100G QSFP28 | 100000 | admin-down
AP-DC-010-MMR-SW-02 | xe-0/0/0 | 10G SFP+ | 10000 | up | Access to AP-DC-010-TOR-001 | SFP-10G-LR
AP-DC-010-MMR-SW-02 | xe-0/0/1 | 10G SFP+ | 10000 | up | Access to AP-DC-010-TOR-002 | SFP-10G-LR
AP-DC-010-MMR-SW-02 | xe-0/0/2 | 10G SFP+ | 10000 | up | Server NIC
AP-DC-010-MMR-SW-02 | xe-0/0/3 | 10G SFP+ | 10000 | admin-down
AP-DC-010-MMR-SW-02 | xe-0/0/4 | 10G SFP+ | 10000 | admin-down
AP-DC-010-MMR-SW-02 | xe-0/0/5 | 10G SFP+ | 10000 | up | Server NIC
AP-DC-010-MMR-SW-02 | xe-0/0/6 | 10G SFP+ | 10000 | up | Server NIC
AP-DC-010-MMR-SW-02 | xe-0/0/7 | 10G SFP+ | 10000 | admin-down
AP-DC-010-MMR-SW-02 | xe-0/0/8 | 10G SFP+ | 10000 | up | Server NIC
AP-DC-010-MMR-SW-02 | xe-0/0/9 | 10G SFP+ | 10000 | admin-down
AP-DC-010-MMR-SW-02 | xe-0/0/10 | 10G SFP+ | 10000 | up | Server NIC
AP-DC-010-MMR-SW-02 | xe-0/0/11 | 10G SFP+ | 10000 | up | Server NIC
AP-DC-010-MMR-SW-02 | xe-0/0/12 | 10G SFP+ | 10000 | up | Server NIC
AP-DC-010-MMR-SW-02 | xe-0/0/13 | 10G SFP+ | 10000 | up | Server NIC
AP-DC-010-MMR-SW-02 | xe-0/0/14 | 10G SFP+ | 10000 | up | Server NIC
AP-DC-010-MMR-SW-02 | xe-0/0/15 | 10G SFP+ | 10000 | up | Server NIC
AP-DC-010-MMR-SW-02 | xe-0/0/16 | 10G SFP+ | 10000 | admin-down
AP-DC-010-MMR-SW-02 | xe-0/0/17 | 10G SFP+ | 10000 | up | Server NIC
AP-DC-010-MMR-SW-02 | xe-0/0/18 | 10G SFP+ | 10000 | up | Server NIC
AP-DC-010-MMR-SW-02 | xe-0/0/19 | 10G SFP+ | 10000 | admin-down
AP-DC-010-MMR-SW-02 | xe-0/0/20 | 10G SFP+ | 10000 | admin-down
AP-DC-010-MMR-SW-02 | xe-0/0/21 | 10G SFP+ | 10000 | admin-down
AP-DC-010-MMR-SW-02 | xe-0/0/22 | 10G SFP+ | 10000 | up | Server NIC
AP-DC-010-MMR-SW-02 | xe-0/0/23 | 10G SFP+ | 10000 | up | Server NIC
AP-DC-010-MMR-SW-02 | xe-0/0/24 | 10G SFP+ | 10000 | up | Server NIC
AP-DC-010-MMR-SW-02 | xe-0/0/25 | 10G SFP+ | 10000 | admin-down
AP-DC-010-MMR-SW-02 | xe-0/0/26 | 10G SFP+ | 10000 | up | Server NIC
AP-DC-010-MMR-SW-02 | xe-0/0/27 | 10G SFP+ | 10000 | up | Server NIC
AP-DC-010-MMR-SW-02 | xe-0/0/28 | 10G SFP+ | 10000 | admin-down
AP-DC-010-MMR-SW-02 | xe-0/0/29 | 10G SFP+ | 10000 | up | Server NIC
AP-DC-010-MMR-SW-02 | xe-0/0/30 | 10G SFP+ | 10000 | up | Server NIC
AP-DC-010-MMR-SW-02 | xe-0/0/31 | 10G SFP+ | 10000 | up | Server NIC
AP-DC-010-MMR-SW-02 | xe-0/0/32 | 10G SFP+ | 10000 | up | Server NIC
AP-DC-010-MMR-SW-02 | xe-0/0/33 | 10G SFP+ | 10000 | up | Server NIC
AP-DC-010-MMR-SW-02 | xe-0/0/34 | 10G SFP+ | 10000 | admin-down
AP-DC-010-MMR-SW-02 | xe-0/0/35 | 10G SFP+ | 10000 | admin-down
AP-DC-010-MMR-SW-02 | xe-0/0/36 | 10G SFP+ | 10000 | up | Server NIC
AP-DC-010-MMR-SW-02 | xe-0/0/37 | 10G SFP+ | 10000 | up | Server NIC
AP-DC-010-MMR-SW-02 | xe-0/0/38 | 10G SFP+ | 10000 | admin-down
AP-DC-010-MMR-SW-02 | xe-0/0/39 | 10G SFP+ | 10000 | up | Server NIC
AP-DC-010-MMR-SW-02 | xe-0/0/40 | 10G SFP+ | 10000 | up | Server NIC
AP-DC-010-MMR-SW-02 | xe-0/0/41 | 10G SFP+ | 10000 | up | Server NIC
AP-DC-010-MMR-SW-02 | xe-0/0/42 | 10G SFP+ | 10000 | admin-down
AP-DC-010-MMR-SW-02 | xe-0/0/43 | 10G SFP+ | 10000 | admin-down
AP-DC-010-MMR-SW-02 | xe-0/0/44 | 10G SFP+ | 10000 | up | Server NIC
AP-DC-010-MMR-SW-02 | xe-0/0/45 | 10G SFP+ | 10000 | up | Server NIC
AP-DC-010-MMR-SW-02 | xe-0/0/46 | 10G SFP+ | 10000 | up | Server NIC
AP-DC-010-MMR-SW-02 | xe-0/0/47 | 10G SFP+ | 10000 | up | Server NIC
AP-DC-010-MMR-SW-02 | et-0/1/0 | 100G QSFP28 | 100000 | up | Uplink to AP-DC-010-AGG-R02 | QSFP28-100G-LR4
AP-DC-010-MMR-SW-02 | et-0/1/1 | 100G QSFP28 | 100000 | up | Uplink to AP-DC-010-AGG-R01 | QSFP28-100G-LR4
AP-DC-010-MMR-SW-02 | et-0/1/2 | 100G QSFP28 | 100000 | admin-down
AP-DC-010-MMR-SW-02 | et-0/1/3 | 100G QSFP28 | 100000 | admin-down
AP-DC-010-MMR-SW-03 | Te0/0/0/0 | 10G SFP+ | 10000 | up | Access to AP-DC-010-TOR-002 | SFP-10G-LR
AP-DC-010-MMR-SW-03 | Te0/0/0/1 | 10G SFP+ | 10000 | up | Access to AP-DC-010-TOR-003 | SFP-10G-LR
AP-DC-010-MMR-SW-03 | Te0/0/0/2 | 10G SFP+ | 10000 | up | Server NIC
AP-DC-010-MMR-SW-03 | Te0/0/0/3 | 10G SFP+ | 10000 | admin-down
AP-DC-010-MMR-SW-03 | Te0/0/0/4 | 10G SFP+ | 10000 | up | Server NIC
AP-DC-010-MMR-SW-03 | Te0/0/0/5 | 10G SFP+ | 10000 | up | Server NIC
AP-DC-010-MMR-SW-03 | Te0/0/0/6 | 10G SFP+ | 10000 | admin-down
AP-DC-010-MMR-SW-03 | Te0/0/0/7 | 10G SFP+ | 10000 | up | Server NIC
AP-DC-010-MMR-SW-03 | Te0/0/0/8 | 10G SFP+ | 10000 | up | Server NIC
AP-DC-010-MMR-SW-03 | Te0/0/0/9 | 10G SFP+ | 10000 | up | Server NIC
AP-DC-010-MMR-SW-03 | Te0/0/0/10 | 10G SFP+ | 10000 | up | Server NIC
AP-DC-010-MMR-SW-03 | Te0/0/0/11 | 10G SFP+ | 10000 | admin-down
AP-DC-010-MMR-SW-03 | Te0/0/0/12 | 10G SFP+ | 10000 | up | Server NIC
AP-DC-010-MMR-SW-03 | Te0/0/0/13 | 10G SFP+ | 10000 | up | Server NIC
AP-DC-010-MMR-SW-03 | Te0/0/0/14 | 10G SFP+ | 10000 | up | Server NIC
AP-DC-010-MMR-SW-03 | Te0/0/0/15 | 10G SFP+ | 10000 | up | Server NIC
AP-DC-010-MMR-SW-03 | Te0/0/0/16 | 10G SFP+ | 10000 | up | Server NIC
AP-DC-010-MMR-SW-03 | Te0/0/0/17 | 10G SFP+ | 10000 | up | Server NIC
AP-DC-010-MMR-SW-03 | Te0/0/0/18 | 10G SFP+ | 10000 | admin-down
AP-DC-010-MMR-SW-03 | Te0/0/0/19 | 10G SFP+ | 10000 | up | Server NIC
AP-DC-010-MMR-SW-03 | Te0/0/0/20 | 10G SFP+ | 10000 | admin-down
AP-DC-010-MMR-SW-03 | Te0/0/0/21 | 10G SFP+ | 10000 | up | Server NIC
AP-DC-010-MMR-SW-03 | Te0/0/0/22 | 10G SFP+ | 10000 | up | Server NIC
AP-DC-010-MMR-SW-03 | Te0/0/0/23 | 10G SFP+ | 10000 | up | Server NIC
AP-DC-010-MMR-SW-03 | Te0/0/0/24 | 10G SFP+ | 10000 | up | Server NIC
AP-DC-010-MMR-SW-03 | Te0/0/0/25 | 10G SFP+ | 10000 | admin-down
AP-DC-010-MMR-SW-03 | Te0/0/0/26 | 10G SFP+ | 10000 | admin-down
AP-DC-010-MMR-SW-03 | Te0/0/0/27 | 10G SFP+ | 10000 | up | Server NIC
AP-DC-010-MMR-SW-03 | Te0/0/0/28 | 10G SFP+ | 10000 | admin-down
AP-DC-010-MMR-SW-03 | Te0/0/0/29 | 10G SFP+ | 10000 | admin-down
AP-DC-010-MMR-SW-03 | Te0/0/0/30 | 10G SFP+ | 10000 | admin-down
AP-DC-010-MMR-SW-03 | Te0/0/0/31 | 10G SFP+ | 10000 | up | Server NIC
AP-DC-010-MMR-SW-03 | Te0/0/0/32 | 10G SFP+ | 10000 | up | Server NIC
AP-DC-010-MMR-SW-03 | Te0/0/0/33 | 10G SFP+ | 10000 | up | Server NIC
AP-DC-010-MMR-SW-03 | Te0/0/0/34 | 10G SFP+ | 10000 | up | Server NIC
AP-DC-010-MMR-SW-03 | Te0/0/0/35 | 10G SFP+ | 10000 | up | Server NIC
AP-DC-010-MMR-SW-03 | Te0/0/0/36 | 10G SFP+ | 10000 | up | Server NIC
AP-DC-010-MMR-SW-03 | Te0/0/0/37 | 10G SFP+ | 10000 | admin-down
AP-DC-010-MMR-SW-03 | Te0/0/0/38 | 10G SFP+ | 10000 | up | Server NIC
AP-DC-010-MMR-SW-03 | Te0/0/0/39 | 10G SFP+ | 10000 | admin-down
AP-DC-010-MMR-SW-03 | Te0/0/0/40 | 10G SFP+ | 10000 | up | Server NIC
AP-DC-010-MMR-SW-03 | Te0/0/0/41 | 10G SFP+ | 10000 | up | Server NIC
AP-DC-010-MMR-SW-03 | Te0/0/0/42 | 10G SFP+ | 10000 | admin-down
AP-DC-010-MMR-SW-03 | Te0/0/0/43 | 10G SFP+ | 10000 | up | Server NIC
AP-DC-010-MMR-SW-03 | Te0/0/0/44 | 10G SFP+ | 10000 | up | Server NIC
AP-DC-010-MMR-SW-03 | Te0/0/0/45 | 10G SFP+ | 10000 | admin-down
AP-DC-010-MMR-SW-03 | Te0/0/0/46 | 10G SFP+ | 10000 | up | Server NIC
AP-DC-010-MMR-SW-03 | Te0/0/0/47 | 10G SFP+ | 10000 | up | Server NIC
AP-DC-010-MMR-SW-03 | Hu0/0/1/0 | 100G QSFP28 | 100000 | up | Uplink to AP-DC-010-AGG-R01 | QSFP28-100G-LR4
AP-DC-010-MMR-SW-03 | Hu0/0/1/1 | 100G QSFP28 | 100000 | up | Uplink to AP-DC-010-AGG-R02 | QSFP28-100G-LR4
AP-DC-010-MMR-SW-03 | Hu0/0/1/2 | 100G QSFP28 | 100000 | admin-down
AP-DC-010-MMR-SW-03 | Hu0/0/1/3 | 100G QSFP28 | 100000 | admin-down
AP-DC-010-MMR-SW-04 | Te0/0/0/0 | 10G SFP+ | 10000 | up | Access to AP-DC-010-TOR-003 | SFP-10G-LR
AP-DC-010-MMR-SW-04 | Te0/0/0/1 | 10G SFP+ | 10000 | admin-down
AP-DC-010-MMR-SW-04 | Te0/0/0/2 | 10G SFP+ | 10000 | up | Server NIC
AP-DC-010-MMR-SW-04 | Te0/0/0/3 | 10G SFP+ | 10000 | up | Server NIC
AP-DC-010-MMR-SW-04 | Te0/0/0/4 | 10G SFP+ | 10000 | admin-down
AP-DC-010-MMR-SW-04 | Te0/0/0/5 | 10G SFP+ | 10000 | up | Server NIC
AP-DC-010-MMR-SW-04 | Te0/0/0/6 | 10G SFP+ | 10000 | admin-down
AP-DC-010-MMR-SW-04 | Te0/0/0/7 | 10G SFP+ | 10000 | admin-down
AP-DC-010-MMR-SW-04 | Te0/0/0/8 | 10G SFP+ | 10000 | up | Server NIC
AP-DC-010-MMR-SW-04 | Te0/0/0/9 | 10G SFP+ | 10000 | up | Server NIC
AP-DC-010-MMR-SW-04 | Te0/0/0/10 | 10G SFP+ | 10000 | up | Server NIC
AP-DC-010-MMR-SW-04 | Te0/0/0/11 | 10G SFP+ | 10000 | up | Server NIC
AP-DC-010-MMR-SW-04 | Te0/0/0/12 | 10G SFP+ | 10000 | admin-down
AP-DC-010-MMR-SW-04 | Te0/0/0/13 | 10G SFP+ | 10000 | reserved
AP-DC-010-MMR-SW-04 | Te0/0/0/14 | 10G SFP+ | 10000 | admin-down
AP-DC-010-MMR-SW-04 | Te0/0/0/15 | 10G SFP+ | 10000 | up | Server NIC
AP-DC-010-MMR-SW-04 | Te0/0/0/16 | 10G SFP+ | 10000 | up | Server NIC
AP-DC-010-MMR-SW-04 | Te0/0/0/17 | 10G SFP+ | 10000 | admin-down
AP-DC-010-MMR-SW-04 | Te0/0/0/18 | 10G SFP+ | 10000 | up | Server NIC
AP-DC-010-MMR-SW-04 | Te0/0/0/19 | 10G SFP+ | 10000 | admin-down
AP-DC-010-MMR-SW-04 | Te0/0/0/20 | 10G SFP+ | 10000 | up | Server NIC
AP-DC-010-MMR-SW-04 | Te0/0/0/21 | 10G SFP+ | 10000 | admin-down
AP-DC-010-MMR-SW-04 | Te0/0/0/22 | 10G SFP+ | 10000 | admin-down
AP-DC-010-MMR-SW-04 | Te0/0/0/23 | 10G SFP+ | 10000 | up | Server NIC
AP-DC-010-MMR-SW-04 | Te0/0/0/24 | 10G SFP+ | 10000 | up | Server NIC
AP-DC-010-MMR-SW-04 | Te0/0/0/25 | 10G SFP+ | 10000 | admin-down
AP-DC-010-MMR-SW-04 | Te0/0/0/26 | 10G SFP+ | 10000 | up | Server NIC
AP-DC-010-MMR-SW-04 | Te0/0/0/27 | 10G SFP+ | 10000 | admin-down
AP-DC-010-MMR-SW-04 | Te0/0/0/28 | 10G SFP+ | 10000 | up | Server NIC
AP-DC-010-MMR-SW-04 | Te0/0/0/29 | 10G SFP+ | 10000 | up | Server NIC
AP-DC-010-MMR-SW-04 | Te0/0/0/30 | 10G SFP+ | 10000 | admin-down
AP-DC-010-MMR-SW-04 | Te0/0/0/31 | 10G SFP+ | 10000 | up | Server NIC
AP-DC-010-MMR-SW-04 | Te0/0/0/32 | 10G SFP+ | 10000 | up | Server NIC
AP-DC-010-MMR-SW-04 | Te0/0/0/33 | 10G SFP+ | 10000 | admin-down
AP-DC-010-MMR-SW-04 | Te0/0/0/34 | 10G SFP+ | 10000 | admin-down
AP-DC-010-MMR-SW-04 | Te0/0/0/35 | 10G SFP+ | 10000 | up | Server NIC
AP-DC-010-MMR-SW-04 | Te0/0/0/36 | 10G SFP+ | 10000 | up | Server NIC
AP-DC-010-MMR-SW-04 | Te0/0/0/37 | 10G SFP+ | 10000 | admin-down
AP-DC-010-MMR-SW-04 | Te0/0/0/38 | 10G SFP+ | 10000 | up | Server NIC
AP-DC-010-MMR-SW-04 | Te0/0/0/39 | 10G SFP+ | 10000 | admin-down
AP-DC-010-MMR-SW-04 | Te0/0/0/40 | 10G SFP+ | 10000 | admin-down
AP-DC-010-MMR-SW-04 | Te0/0/0/41 | 10G SFP+ | 10000 | admin-down
AP-DC-010-MMR-SW-04 | Te0/0/0/42 | 10G SFP+ | 10000 | up | Server NIC
AP-DC-010-MMR-SW-04 | Te0/0/0/43 | 10G SFP+ | 10000 | reserved
AP-DC-010-MMR-SW-04 | Te0/0/0/44 | 10G SFP+ | 10000 | up | Server NIC
AP-DC-010-MMR-SW-04 | Te0/0/0/45 | 10G SFP+ | 10000 | up | Server NIC
AP-DC-010-MMR-SW-04 | Te0/0/0/46 | 10G SFP+ | 10000 | admin-down
AP-DC-010-MMR-SW-04 | Te0/0/0/47 | 10G SFP+ | 10000 | admin-down
AP-DC-010-MMR-SW-04 | Hu0/0/1/0 | 100G QSFP28 | 100000 | up | Uplink to AP-DC-010-AGG-R02 | QSFP28-100G-LR4
AP-DC-010-MMR-SW-04 | Hu0/0/1/1 | 100G QSFP28 | 100000 | up | Uplink to AP-DC-010-AGG-R01 | QSFP28-100G-LR4
AP-DC-010-MMR-SW-04 | Hu0/0/1/2 | 100G QSFP28 | 100000 | admin-down
AP-DC-010-MMR-SW-04 | Hu0/0/1/3 | 100G QSFP28 | 100000 | admin-down
AP-DC-010-TOR-001 | xe-0/0/0 | 10G SFP+ | 10000 | up | Access to AP-DC-010-MMR-SW-01 | SFP-10G-LR
AP-DC-010-TOR-001 | xe-0/0/1 | 10G SFP+ | 10000 | up | Access to AP-DC-010-MMR-SW-02 | SFP-10G-LR
AP-DC-010-TOR-001 | xe-0/0/2 | 10G SFP+ | 10000 | up | Server NIC
AP-DC-010-TOR-001 | xe-0/0/3 | 10G SFP+ | 10000 | admin-down
AP-DC-010-TOR-001 | xe-0/0/4 | 10G SFP+ | 10000 | up | Server NIC
AP-DC-010-TOR-001 | xe-0/0/5 | 10G SFP+ | 10000 | up | Server NIC
AP-DC-010-TOR-001 | xe-0/0/6 | 10G SFP+ | 10000 | up | Server NIC
AP-DC-010-TOR-001 | xe-0/0/7 | 10G SFP+ | 10000 | up | Server NIC
AP-DC-010-TOR-001 | xe-0/0/8 | 10G SFP+ | 10000 | up | Server NIC
AP-DC-010-TOR-001 | xe-0/0/9 | 10G SFP+ | 10000 | admin-down
AP-DC-010-TOR-001 | xe-0/0/10 | 10G SFP+ | 10000 | admin-down
AP-DC-010-TOR-001 | xe-0/0/11 | 10G SFP+ | 10000 | up | Server NIC
AP-DC-010-TOR-001 | xe-0/0/12 | 10G SFP+ | 10000 | up | Server NIC
AP-DC-010-TOR-001 | xe-0/0/13 | 10G SFP+ | 10000 | up | Server NIC
AP-DC-010-TOR-001 | xe-0/0/14 | 10G SFP+ | 10000 | up | Server NIC
AP-DC-010-TOR-001 | xe-0/0/15 | 10G SFP+ | 10000 | reserved
AP-DC-010-TOR-001 | xe-0/0/16 | 10G SFP+ | 10000 | admin-down
AP-DC-010-TOR-001 | xe-0/0/17 | 10G SFP+ | 10000 | admin-down
AP-DC-010-TOR-001 | xe-0/0/18 | 10G SFP+ | 10000 | up | Server NIC
AP-DC-010-TOR-001 | xe-0/0/19 | 10G SFP+ | 10000 | admin-down
AP-DC-010-TOR-001 | xe-0/0/20 | 10G SFP+ | 10000 | admin-down
AP-DC-010-TOR-001 | xe-0/0/21 | 10G SFP+ | 10000 | up | Server NIC
AP-DC-010-TOR-001 | xe-0/0/22 | 10G SFP+ | 10000 | up | Server NIC
AP-DC-010-TOR-001 | xe-0/0/23 | 10G SFP+ | 10000 | admin-down
AP-DC-010-TOR-001 | et-0/1/0 | 100G QSFP28 | 100000 | admin-down
AP-DC-010-TOR-001 | et-0/1/1 | 100G QSFP28 | 100000 | admin-down
AP-DC-010-TOR-002 | Te0/0/0/0 | 10G SFP+ | 10000 | up | Access to AP-DC-010-MMR-SW-02 | SFP-10G-LR
AP-DC-010-TOR-002 | Te0/0/0/1 | 10G SFP+ | 10000 | up | Access to AP-DC-010-MMR-SW-03 | SFP-10G-LR
AP-DC-010-TOR-002 | Te0/0/0/2 | 10G SFP+ | 10000 | admin-down
AP-DC-010-TOR-002 | Te0/0/0/3 | 10G SFP+ | 10000 | up | Server NIC
AP-DC-010-TOR-002 | Te0/0/0/4 | 10G SFP+ | 10000 | up | Server NIC
AP-DC-010-TOR-002 | Te0/0/0/5 | 10G SFP+ | 10000 | admin-down
AP-DC-010-TOR-002 | Te0/0/0/6 | 10G SFP+ | 10000 | admin-down
AP-DC-010-TOR-002 | Te0/0/0/7 | 10G SFP+ | 10000 | up | Server NIC
AP-DC-010-TOR-002 | Te0/0/0/8 | 10G SFP+ | 10000 | up | Server NIC
AP-DC-010-TOR-002 | Te0/0/0/9 | 10G SFP+ | 10000 | up | Server NIC
AP-DC-010-TOR-002 | Te0/0/0/10 | 10G SFP+ | 10000 | up | Server NIC
AP-DC-010-TOR-002 | Te0/0/0/11 | 10G SFP+ | 10000 | admin-down
AP-DC-010-TOR-002 | Te0/0/0/12 | 10G SFP+ | 10000 | up | Server NIC
AP-DC-010-TOR-002 | Te0/0/0/13 | 10G SFP+ | 10000 | up | Server NIC
AP-DC-010-TOR-002 | Te0/0/0/14 | 10G SFP+ | 10000 | admin-down
AP-DC-010-TOR-002 | Te0/0/0/15 | 10G SFP+ | 10000 | admin-down
AP-DC-010-TOR-002 | Te0/0/0/16 | 10G SFP+ | 10000 | up | Server NIC
AP-DC-010-TOR-002 | Te0/0/0/17 | 10G SFP+ | 10000 | up | Server NIC
AP-DC-010-TOR-002 | Te0/0/0/18 | 10G SFP+ | 10000 | up | Server NIC
AP-DC-010-TOR-002 | Te0/0/0/19 | 10G SFP+ | 10000 | admin-down
AP-DC-010-TOR-002 | Te0/0/0/20 | 10G SFP+ | 10000 | up | Server NIC
AP-DC-010-TOR-002 | Te0/0/0/21 | 10G SFP+ | 10000 | up | Server NIC
AP-DC-010-TOR-002 | Te0/0/0/22 | 10G SFP+ | 10000 | up | Server NIC
AP-DC-010-TOR-002 | Te0/0/0/23 | 10G SFP+ | 10000 | admin-down
AP-DC-010-TOR-002 | Hu0/0/1/0 | 100G QSFP28 | 100000 | reserved
AP-DC-010-TOR-002 | Hu0/0/1/1 | 100G QSFP28 | 100000 | admin-down
AP-DC-010-TOR-003 | Ethernet1 | 10G SFP+ | 10000 | up | Access to AP-DC-010-MMR-SW-03 | SFP-10G-LR
AP-DC-010-TOR-003 | Ethernet2 | 10G SFP+ | 10000 | up | Access to AP-DC-010-MMR-SW-04 | SFP-10G-LR
AP-DC-010-TOR-003 | Ethernet3 | 10G SFP+ | 10000 | up | Server NIC
AP-DC-010-TOR-003 | Ethernet4 | 10G SFP+ | 10000 | admin-down
AP-DC-010-TOR-003 | Ethernet5 | 10G SFP+ | 10000 | up | Server NIC
AP-DC-010-TOR-003 | Ethernet6 | 10G SFP+ | 10000 | admin-down
AP-DC-010-TOR-003 | Ethernet7 | 10G SFP+ | 10000 | admin-down
AP-DC-010-TOR-003 | Ethernet8 | 10G SFP+ | 10000 | admin-down
AP-DC-010-TOR-003 | Ethernet9 | 10G SFP+ | 10000 | admin-down
AP-DC-010-TOR-003 | Ethernet10 | 10G SFP+ | 10000 | up | Server NIC
AP-DC-010-TOR-003 | Ethernet11 | 10G SFP+ | 10000 | admin-down
AP-DC-010-TOR-003 | Ethernet12 | 10G SFP+ | 10000 | admin-down
AP-DC-010-TOR-003 | Ethernet13 | 10G SFP+ | 10000 | up | Server NIC
AP-DC-010-TOR-003 | Ethernet14 | 10G SFP+ | 10000 | up | Server NIC
AP-DC-010-TOR-003 | Ethernet15 | 10G SFP+ | 10000 | up | Server NIC
AP-DC-010-TOR-003 | Ethernet16 | 10G SFP+ | 10000 | up | Server NIC
AP-DC-010-TOR-003 | Ethernet17 | 10G SFP+ | 10000 | admin-down
AP-DC-010-TOR-003 | Ethernet18 | 10G SFP+ | 10000 | up | Server NIC
AP-DC-010-TOR-003 | Ethernet19 | 10G SFP+ | 10000 | up | Server NIC
AP-DC-010-TOR-003 | Ethernet20 | 10G SFP+ | 10000 | admin-down
AP-DC-010-TOR-003 | Ethernet21 | 10G SFP+ | 10000 | admin-down
AP-DC-010-TOR-003 | Ethernet22 | 10G SFP+ | 10000 | admin-down
AP-DC-010-TOR-003 | Ethernet23 | 10G SFP+ | 10000 | up | Server NIC
AP-DC-010-TOR-003 | Ethernet24 | 10G SFP+ | 10000 | up | Server NIC
AP-DC-010-TOR-003 | Ethernet49/1 | 100G QSFP28 | 100000 | admin-down
AP-DC-010-TOR-003 | Ethernet49/2 | 100G QSFP28 | 100000 | reserved
HR-DC-011-PE-T4-01 | xe-0/0/0 | 10G SFP+ | 10000 | admin-down
HR-DC-011-PE-T4-01 | xe-0/0/1 | 10G SFP+ | 10000 | up | Backhaul to PB-DC-012 | SFP-10G-LR
HR-DC-011-PE-T4-01 | xe-0/0/2 | 10G SFP+ | 10000 | up | Backhaul to DL-DC-009 | SFP-10G-LR
HR-DC-011-PE-T4-01 | xe-0/0/3 | 10G SFP+ | 10000 | up | Backhaul to BR-DC-019 | SFP-10G-LR
HR-DC-011-PE-T4-01 | xe-0/0/4 | 10G SFP+ | 10000 | up | Backhaul to KA-DC-008 | SFP-10G-LR
HR-DC-011-PE-T4-01 | xe-0/0/5 | 10G SFP+ | 10000 | up | Backhaul to MH-DC-001 | SFP-10G-LR
HR-DC-011-PE-T4-01 | xe-0/0/6 | 10G SFP+ | 10000 | up | Uplink to HR-DC-011-AGG-R01 | SFP-10G-LR
HR-DC-011-PE-T4-01 | xe-0/0/7 | 10G SFP+ | 10000 | admin-down
HR-DC-011-PE-T4-01 | xe-0/0/8 | 10G SFP+ | 10000 | admin-down
HR-DC-011-PE-T4-01 | xe-0/0/9 | 10G SFP+ | 10000 | admin-down
HR-DC-011-PE-T4-01 | xe-0/0/10 | 10G SFP+ | 10000 | reserved
HR-DC-011-PE-T4-01 | xe-0/0/11 | 10G SFP+ | 10000 | admin-down
HR-DC-011-PE-T4-01 | et-0/1/0 | 100G QSFP28 | 100000 | up | Fabric to HR-DC-011-PE-T4-02 | QSFP28-100G-LR4
HR-DC-011-PE-T4-01 | et-0/1/1 | 100G QSFP28 | 100000 | up | Fabric to HR-DC-011-PE-T4-03 | QSFP28-100G-LR4
HR-DC-011-PE-T4-01 | et-0/1/2 | 100G QSFP28 | 100000 | up | Fabric to HR-DC-011-PE-T4-04 | QSFP28-100G-LR4
HR-DC-011-PE-T4-01 | et-0/1/3 | 100G QSFP28 | 100000 | admin-down
HR-DC-011-PE-T4-01 | ge-0/2/0 | 1G copper | 1000 | admin-down
HR-DC-011-PE-T4-01 | ge-0/2/1 | 1G copper | 1000 | reserved
HR-DC-011-PE-T4-01 | ge-0/2/2 | 1G copper | 1000 | admin-down
HR-DC-011-PE-T4-01 | ge-0/2/3 | 1G copper | 1000 | admin-down
HR-DC-011-PE-T4-01 | ge-0/2/4 | 1G copper | 1000 | admin-down
HR-DC-011-PE-T4-01 | ge-0/2/5 | 1G copper | 1000 | admin-down
HR-DC-011-PE-T4-01 | ge-0/2/6 | 1G copper | 1000 | admin-down
HR-DC-011-PE-T4-01 | ge-0/2/7 | 1G copper | 1000 | admin-down
HR-DC-011-PE-T4-01 | ge-0/2/8 | 1G copper | 1000 | admin-down
HR-DC-011-PE-T4-01 | ge-0/2/9 | 1G copper | 1000 | admin-down
HR-DC-011-PE-T4-01 | ge-0/2/10 | 1G copper | 1000 | admin-down
HR-DC-011-PE-T4-01 | ge-0/2/11 | 1G copper | 1000 | admin-down
HR-DC-011-PE-T4-01 | ge-0/2/12 | 1G copper | 1000 | admin-down
HR-DC-011-PE-T4-01 | ge-0/2/13 | 1G copper | 1000 | reserved
HR-DC-011-PE-T4-01 | ge-0/2/14 | 1G copper | 1000 | admin-down
HR-DC-011-PE-T4-01 | ge-0/2/15 | 1G copper | 1000 | admin-down
HR-DC-011-PE-T4-02 | xe-0/0/0 | 10G SFP+ | 10000 | admin-down
HR-DC-011-PE-T4-02 | xe-0/0/1 | 10G SFP+ | 10000 | up | Backhaul to UP-DC-006 | SFP-10G-LR
HR-DC-011-PE-T4-02 | xe-0/0/2 | 10G SFP+ | 10000 | up | Backhaul to UP-DC-005 | SFP-10G-LR
HR-DC-011-PE-T4-02 | xe-0/0/3 | 10G SFP+ | 10000 | up | Backhaul to TS-DC-023 | SFP-10G-LR
HR-DC-011-PE-T4-02 | xe-0/0/4 | 10G SFP+ | 10000 | up | Backhaul to UP-DC-006 | SFP-10G-LR
HR-DC-011-PE-T4-02 | xe-0/0/5 | 10G SFP+ | 10000 | up | Backhaul to UP-DC-005 | SFP-10G-LR
HR-DC-011-PE-T4-02 | xe-0/0/6 | 10G SFP+ | 10000 | up | Uplink to HR-DC-011-AGG-R01 | SFP-10G-LR
HR-DC-011-PE-T4-02 | xe-0/0/7 | 10G SFP+ | 10000 | up | Uplink to HR-DC-011-AGG-R02 | SFP-10G-LR
HR-DC-011-PE-T4-02 | xe-0/0/8 | 10G SFP+ | 10000 | admin-down
HR-DC-011-PE-T4-02 | xe-0/0/9 | 10G SFP+ | 10000 | admin-down
HR-DC-011-PE-T4-02 | xe-0/0/10 | 10G SFP+ | 10000 | admin-down
HR-DC-011-PE-T4-02 | xe-0/0/11 | 10G SFP+ | 10000 | admin-down
HR-DC-011-PE-T4-02 | et-0/1/0 | 100G QSFP28 | 100000 | up | Fabric to HR-DC-011-PE-T4-01 | QSFP28-100G-LR4
HR-DC-011-PE-T4-02 | et-0/1/1 | 100G QSFP28 | 100000 | up | Fabric to HR-DC-011-PE-T4-03 | QSFP28-100G-LR4
HR-DC-011-PE-T4-02 | et-0/1/2 | 100G QSFP28 | 100000 | up | Fabric to HR-DC-011-PE-T4-04 | QSFP28-100G-LR4
HR-DC-011-PE-T4-02 | et-0/1/3 | 100G QSFP28 | 100000 | admin-down
HR-DC-011-PE-T4-02 | ge-0/2/0 | 1G copper | 1000 | admin-down
HR-DC-011-PE-T4-02 | ge-0/2/1 | 1G copper | 1000 | admin-down
HR-DC-011-PE-T4-02 | ge-0/2/2 | 1G copper | 1000 | admin-down
HR-DC-011-PE-T4-02 | ge-0/2/3 | 1G copper | 1000 | admin-down
HR-DC-011-PE-T4-02 | ge-0/2/4 | 1G copper | 1000 | admin-down
HR-DC-011-PE-T4-02 | ge-0/2/5 | 1G copper | 1000 | admin-down
HR-DC-011-PE-T4-02 | ge-0/2/6 | 1G copper | 1000 | admin-down
HR-DC-011-PE-T4-02 | ge-0/2/7 | 1G copper | 1000 | admin-down
HR-DC-011-PE-T4-02 | ge-0/2/8 | 1G copper | 1000 | admin-down
HR-DC-011-PE-T4-02 | ge-0/2/9 | 1G copper | 1000 | admin-down
HR-DC-011-PE-T4-02 | ge-0/2/10 | 1G copper | 1000 | admin-down
HR-DC-011-PE-T4-02 | ge-0/2/11 | 1G copper | 1000 | admin-down
HR-DC-011-PE-T4-02 | ge-0/2/12 | 1G copper | 1000 | admin-down
HR-DC-011-PE-T4-02 | ge-0/2/13 | 1G copper | 1000 | reserved
HR-DC-011-PE-T4-02 | ge-0/2/14 | 1G copper | 1000 | admin-down
HR-DC-011-PE-T4-02 | ge-0/2/15 | 1G copper | 1000 | admin-down
HR-DC-011-PE-T4-03 | xe-0/0/0 | 10G SFP+ | 10000 | admin-down
HR-DC-011-PE-T4-03 | xe-0/0/1 | 10G SFP+ | 10000 | up | Backhaul to WB-DC-017 | SFP-10G-LR
HR-DC-011-PE-T4-03 | xe-0/0/2 | 10G SFP+ | 10000 | up | Backhaul to KA-DC-021 | SFP-10G-LR
HR-DC-011-PE-T4-03 | xe-0/0/3 | 10G SFP+ | 10000 | up | Backhaul to OD-DC-018 | SFP-10G-LR
HR-DC-011-PE-T4-03 | xe-0/0/4 | 10G SFP+ | 10000 | up | Backhaul to MH-DC-001 | SFP-10G-LR
HR-DC-011-PE-T4-03 | xe-0/0/5 | 10G SFP+ | 10000 | up | Backhaul to MP-DC-014 | SFP-10G-LR
HR-DC-011-PE-T4-03 | xe-0/0/6 | 10G SFP+ | 10000 | up | Uplink to HR-DC-011-AGG-R02 | SFP-10G-LR
HR-DC-011-PE-T4-03 | xe-0/0/7 | 10G SFP+ | 10000 | admin-down
HR-DC-011-PE-T4-03 | xe-0/0/8 | 10G SFP+ | 10000 | admin-down
HR-DC-011-PE-T4-03 | xe-0/0/9 | 10G SFP+ | 10000 | admin-down
HR-DC-011-PE-T4-03 | xe-0/0/10 | 10G SFP+ | 10000 | admin-down
HR-DC-011-PE-T4-03 | xe-0/0/11 | 10G SFP+ | 10000 | admin-down
HR-DC-011-PE-T4-03 | et-0/1/0 | 100G QSFP28 | 100000 | up | Fabric to HR-DC-011-PE-T4-01 | QSFP28-100G-LR4
HR-DC-011-PE-T4-03 | et-0/1/1 | 100G QSFP28 | 100000 | up | Fabric to HR-DC-011-PE-T4-02 | QSFP28-100G-LR4
HR-DC-011-PE-T4-03 | et-0/1/2 | 100G QSFP28 | 100000 | up | Fabric to HR-DC-011-PE-T4-04 | QSFP28-100G-LR4
HR-DC-011-PE-T4-03 | et-0/1/3 | 100G QSFP28 | 100000 | admin-down
HR-DC-011-PE-T4-03 | ge-0/2/0 | 1G copper | 1000 | admin-down
HR-DC-011-PE-T4-03 | ge-0/2/1 | 1G copper | 1000 | reserved
HR-DC-011-PE-T4-03 | ge-0/2/2 | 1G copper | 1000 | admin-down
HR-DC-011-PE-T4-03 | ge-0/2/3 | 1G copper | 1000 | admin-down
HR-DC-011-PE-T4-03 | ge-0/2/4 | 1G copper | 1000 | admin-down
HR-DC-011-PE-T4-03 | ge-0/2/5 | 1G copper | 1000 | admin-down
HR-DC-011-PE-T4-03 | ge-0/2/6 | 1G copper | 1000 | admin-down
HR-DC-011-PE-T4-03 | ge-0/2/7 | 1G copper | 1000 | admin-down
HR-DC-011-PE-T4-03 | ge-0/2/8 | 1G copper | 1000 | admin-down
HR-DC-011-PE-T4-03 | ge-0/2/9 | 1G copper | 1000 | admin-down
HR-DC-011-PE-T4-03 | ge-0/2/10 | 1G copper | 1000 | admin-down
HR-DC-011-PE-T4-03 | ge-0/2/11 | 1G copper | 1000 | admin-down
HR-DC-011-PE-T4-03 | ge-0/2/12 | 1G copper | 1000 | admin-down
HR-DC-011-PE-T4-03 | ge-0/2/13 | 1G copper | 1000 | admin-down
HR-DC-011-PE-T4-03 | ge-0/2/14 | 1G copper | 1000 | reserved
HR-DC-011-PE-T4-03 | ge-0/2/15 | 1G copper | 1000 | admin-down
HR-DC-011-PE-T4-04 | xe-0/0/0 | 10G SFP+ | 10000 | admin-down
HR-DC-011-PE-T4-04 | xe-0/0/1 | 10G SFP+ | 10000 | up | Backhaul to UP-DC-006 | SFP-10G-LR
HR-DC-011-PE-T4-04 | xe-0/0/2 | 10G SFP+ | 10000 | up | Backhaul to KA-DC-021 | SFP-10G-LR
HR-DC-011-PE-T4-04 | xe-0/0/3 | 10G SFP+ | 10000 | up | Backhaul to TS-DC-023 | SFP-10G-LR
HR-DC-011-PE-T4-04 | xe-0/0/4 | 10G SFP+ | 10000 | up | Backhaul to OD-DC-018 | SFP-10G-LR
HR-DC-011-PE-T4-04 | xe-0/0/5 | 10G SFP+ | 10000 | up | Backhaul to OD-DC-018 | SFP-10G-LR
HR-DC-011-PE-T4-04 | xe-0/0/6 | 10G SFP+ | 10000 | admin-down
HR-DC-011-PE-T4-04 | xe-0/0/7 | 10G SFP+ | 10000 | admin-down
HR-DC-011-PE-T4-04 | xe-0/0/8 | 10G SFP+ | 10000 | admin-down
HR-DC-011-PE-T4-04 | xe-0/0/9 | 10G SFP+ | 10000 | admin-down
HR-DC-011-PE-T4-04 | xe-0/0/10 | 10G SFP+ | 10000 | admin-down
HR-DC-011-PE-T4-04 | xe-0/0/11 | 10G SFP+ | 10000 | admin-down
HR-DC-011-PE-T4-04 | et-0/1/0 | 100G QSFP28 | 100000 | up | Fabric to HR-DC-011-PE-T4-01 | QSFP28-100G-LR4
HR-DC-011-PE-T4-04 | et-0/1/1 | 100G QSFP28 | 100000 | up | Fabric to HR-DC-011-PE-T4-02 | QSFP28-100G-LR4
HR-DC-011-PE-T4-04 | et-0/1/2 | 100G QSFP28 | 100000 | up | Fabric to HR-DC-011-PE-T4-03 | QSFP28-100G-LR4
HR-DC-011-PE-T4-04 | et-0/1/3 | 100G QSFP28 | 100000 | admin-down
HR-DC-011-PE-T4-04 | ge-0/2/0 | 1G copper | 1000 | admin-down
HR-DC-011-PE-T4-04 | ge-0/2/1 | 1G copper | 1000 | admin-down
HR-DC-011-PE-T4-04 | ge-0/2/2 | 1G copper | 1000 | admin-down
HR-DC-011-PE-T4-04 | ge-0/2/3 | 1G copper | 1000 | admin-down
HR-DC-011-PE-T4-04 | ge-0/2/4 | 1G copper | 1000 | admin-down
HR-DC-011-PE-T4-04 | ge-0/2/5 | 1G copper | 1000 | admin-down
HR-DC-011-PE-T4-04 | ge-0/2/6 | 1G copper | 1000 | admin-down
HR-DC-011-PE-T4-04 | ge-0/2/7 | 1G copper | 1000 | admin-down
HR-DC-011-PE-T4-04 | ge-0/2/8 | 1G copper | 1000 | admin-down
HR-DC-011-PE-T4-04 | ge-0/2/9 | 1G copper | 1000 | admin-down
HR-DC-011-PE-T4-04 | ge-0/2/10 | 1G copper | 1000 | admin-down
HR-DC-011-PE-T4-04 | ge-0/2/11 | 1G copper | 1000 | admin-down
HR-DC-011-PE-T4-04 | ge-0/2/12 | 1G copper | 1000 | admin-down
HR-DC-011-PE-T4-04 | ge-0/2/13 | 1G copper | 1000 | admin-down
HR-DC-011-PE-T4-04 | ge-0/2/14 | 1G copper | 1000 | admin-down
HR-DC-011-PE-T4-04 | ge-0/2/15 | 1G copper | 1000 | admin-down
HR-DC-011-FW-01 | port1 | 10G SFP+ | 10000 | up | Uplink to HR-DC-011-AGG-R01 | SFP-10G-LR
HR-DC-011-FW-01 | port2 | 10G SFP+ | 10000 | up | Uplink to HR-DC-011-AGG-R02 | SFP-10G-LR
HR-DC-011-FW-01 | port3 | 10G SFP+ | 10000 | admin-down
HR-DC-011-FW-01 | port4 | 10G SFP+ | 10000 | admin-down
HR-DC-011-FW-01 | port5 | 10G SFP+ | 10000 | admin-down
HR-DC-011-FW-01 | port6 | 10G SFP+ | 10000 | admin-down
HR-DC-011-FW-01 | port7 | 10G SFP+ | 10000 | admin-down
HR-DC-011-FW-01 | port8 | 10G SFP+ | 10000 | admin-down
HR-DC-011-OLA-01 | 1-A-1 | 100G QSFP28 | 100000 | up | Uplink to HR-DC-011-AGG-R01 | QSFP28-100G-LR4
HR-DC-011-OLA-01 | 1-A-2 | 100G QSFP28 | 100000 | admin-down
HR-DC-011-OLA-01 | 1-A-3 | 100G QSFP28 | 100000 | admin-down
HR-DC-011-OLA-01 | 1-A-4 | 100G QSFP28 | 100000 | admin-down
HR-DC-011-OLA-01 | 1-A-5 | 100G QSFP28 | 100000 | admin-down
HR-DC-011-OLA-01 | 1-A-6 | 100G QSFP28 | 100000 | admin-down
HR-DC-011-OLA-01 | 1-A-7 | 100G QSFP28 | 100000 | admin-down
HR-DC-011-OLA-01 | 1-A-8 | 100G QSFP28 | 100000 | admin-down
HR-DC-011-OLA-02 | 1/2/c1 | 100G QSFP28 | 100000 | up | Uplink to HR-DC-011-AGG-R02 | QSFP28-100G-LR4
HR-DC-011-OLA-02 | 1/2/c2 | 100G QSFP28 | 100000 | admin-down
HR-DC-011-OLA-02 | 1/2/c3 | 100G QSFP28 | 100000 | admin-down
HR-DC-011-OLA-02 | 1/2/c4 | 100G QSFP28 | 100000 | admin-down
HR-DC-011-OLA-02 | 1/2/c5 | 100G QSFP28 | 100000 | admin-down
HR-DC-011-OLA-02 | 1/2/c6 | 100G QSFP28 | 100000 | admin-down
HR-DC-011-OLA-02 | 1/2/c7 | 100G QSFP28 | 100000 | admin-down
HR-DC-011-OLA-02 | 1/2/c8 | 100G QSFP28 | 100000 | admin-down
HR-DC-011-AGG-R01 | xe-0/0/0 | 10G SFP+ | 10000 | up | Uplink to HR-DC-011-FW-01 | SFP-10G-LR
HR-DC-011-AGG-R01 | xe-0/0/1 | 10G SFP+ | 10000 | up | Uplink to HR-DC-011-MMR-SW-01 | SFP-10G-LR
HR-DC-011-AGG-R01 | xe-0/0/2 | 10G SFP+ | 10000 | up | Uplink to HR-DC-011-MMR-SW-02 | SFP-10G-LR
HR-DC-011-AGG-R01 | xe-0/0/3 | 10G SFP+ | 10000 | up | Uplink to HR-DC-011-MMR-SW-03 | SFP-10G-LR
HR-DC-011-AGG-R01 | xe-0/0/4 | 10G SFP+ | 10000 | up | Uplink to HR-DC-011-MMR-SW-04 | SFP-10G-LR
HR-DC-011-AGG-R01 | xe-0/0/5 | 10G SFP+ | 10000 | up | Uplink to HR-DC-011-MMR-SW-05 | SFP-10G-LR
HR-DC-011-AGG-R01 | xe-0/0/6 | 10G SFP+ | 10000 | up | Uplink to HR-DC-011-MMR-SW-06 | SFP-10G-LR
HR-DC-011-AGG-R01 | xe-0/0/7 | 10G SFP+ | 10000 | admin-down
HR-DC-011-AGG-R01 | xe-0/0/8 | 10G SFP+ | 10000 | admin-down
HR-DC-011-AGG-R01 | xe-0/0/9 | 10G SFP+ | 10000 | reserved
HR-DC-011-AGG-R01 | xe-0/0/10 | 10G SFP+ | 10000 | admin-down
HR-DC-011-AGG-R01 | xe-0/0/11 | 10G SFP+ | 10000 | admin-down
HR-DC-011-AGG-R01 | xe-0/0/12 | 10G SFP+ | 10000 | admin-down
HR-DC-011-AGG-R01 | xe-0/0/13 | 10G SFP+ | 10000 | admin-down
HR-DC-011-AGG-R01 | xe-0/0/14 | 10G SFP+ | 10000 | admin-down
HR-DC-011-AGG-R01 | xe-0/0/15 | 10G SFP+ | 10000 | admin-down
HR-DC-011-AGG-R01 | et-0/1/0 | 100G QSFP28 | 100000 | up | Uplink to HR-DC-011-PE-T4-01 | QSFP28-100G-LR4
HR-DC-011-AGG-R01 | et-0/1/1 | 100G QSFP28 | 100000 | up | Uplink to HR-DC-011-PE-T4-02 | QSFP28-100G-LR4
HR-DC-011-AGG-R01 | et-0/1/2 | 100G QSFP28 | 100000 | up | Uplink to HR-DC-011-OLA-01 | QSFP28-100G-LR4
HR-DC-011-AGG-R01 | et-0/1/3 | 100G QSFP28 | 100000 | admin-down
HR-DC-011-AGG-R01 | et-0/1/4 | 100G QSFP28 | 100000 | admin-down
HR-DC-011-AGG-R01 | et-0/1/5 | 100G QSFP28 | 100000 | admin-down
HR-DC-011-AGG-R01 | et-0/1/6 | 100G QSFP28 | 100000 | admin-down
HR-DC-011-AGG-R01 | et-0/1/7 | 100G QSFP28 | 100000 | reserved
HR-DC-011-AGG-R02 | xe-0/0/0 | 10G SFP+ | 10000 | up | Uplink to HR-DC-011-FW-01 | SFP-10G-LR
HR-DC-011-AGG-R02 | xe-0/0/1 | 10G SFP+ | 10000 | up | Uplink to HR-DC-011-MMR-SW-01 | SFP-10G-LR
HR-DC-011-AGG-R02 | xe-0/0/2 | 10G SFP+ | 10000 | up | Uplink to HR-DC-011-MMR-SW-02 | SFP-10G-LR
HR-DC-011-AGG-R02 | xe-0/0/3 | 10G SFP+ | 10000 | up | Uplink to HR-DC-011-MMR-SW-03 | SFP-10G-LR
HR-DC-011-AGG-R02 | xe-0/0/4 | 10G SFP+ | 10000 | up | Uplink to HR-DC-011-MMR-SW-04 | SFP-10G-LR
HR-DC-011-AGG-R02 | xe-0/0/5 | 10G SFP+ | 10000 | up | Uplink to HR-DC-011-MMR-SW-05 | SFP-10G-LR
HR-DC-011-AGG-R02 | xe-0/0/6 | 10G SFP+ | 10000 | up | Uplink to HR-DC-011-MMR-SW-06 | SFP-10G-LR
HR-DC-011-AGG-R02 | xe-0/0/7 | 10G SFP+ | 10000 | admin-down
HR-DC-011-AGG-R02 | xe-0/0/8 | 10G SFP+ | 10000 | admin-down
HR-DC-011-AGG-R02 | xe-0/0/9 | 10G SFP+ | 10000 | admin-down
HR-DC-011-AGG-R02 | xe-0/0/10 | 10G SFP+ | 10000 | admin-down
HR-DC-011-AGG-R02 | xe-0/0/11 | 10G SFP+ | 10000 | admin-down
HR-DC-011-AGG-R02 | xe-0/0/12 | 10G SFP+ | 10000 | admin-down
HR-DC-011-AGG-R02 | xe-0/0/13 | 10G SFP+ | 10000 | reserved
HR-DC-011-AGG-R02 | xe-0/0/14 | 10G SFP+ | 10000 | admin-down
HR-DC-011-AGG-R02 | xe-0/0/15 | 10G SFP+ | 10000 | admin-down
HR-DC-011-AGG-R02 | et-0/1/0 | 100G QSFP28 | 100000 | up | Uplink to HR-DC-011-PE-T4-02 | QSFP28-100G-LR4
HR-DC-011-AGG-R02 | et-0/1/1 | 100G QSFP28 | 100000 | up | Uplink to HR-DC-011-PE-T4-03 | QSFP28-100G-LR4
HR-DC-011-AGG-R02 | et-0/1/2 | 100G QSFP28 | 100000 | up | Uplink to HR-DC-011-OLA-02 | QSFP28-100G-LR4
HR-DC-011-AGG-R02 | et-0/1/3 | 100G QSFP28 | 100000 | admin-down
HR-DC-011-AGG-R02 | et-0/1/4 | 100G QSFP28 | 100000 | reserved
HR-DC-011-AGG-R02 | et-0/1/5 | 100G QSFP28 | 100000 | admin-down
HR-DC-011-AGG-R02 | et-0/1/6 | 100G QSFP28 | 100000 | admin-down
HR-DC-011-AGG-R02 | et-0/1/7 | 100G QSFP28 | 100000 | admin-down
HR-DC-011-MMR-SW-01 | Ethernet1 | 10G SFP+ | 10000 | up | Access to HR-DC-011-TOR-001 | SFP-10G-LR
HR-DC-011-MMR-SW-01 | Ethernet2 | 10G SFP+ | 10000 | up | Server NIC
HR-DC-011-MMR-SW-01 | Ethernet3 | 10G SFP+ | 10000 | up | Server NIC
HR-DC-011-MMR-SW-01 | Ethernet4 | 10G SFP+ | 10000 | admin-down
HR-DC-011-MMR-SW-01 | Ethernet5 | 10G SFP+ | 10000 | admin-down
HR-DC-011-MMR-SW-01 | Ethernet6 | 10G SFP+ | 10000 | admin-down
HR-DC-011-MMR-SW-01 | Ethernet7 | 10G SFP+ | 10000 | admin-down
HR-DC-011-MMR-SW-01 | Ethernet8 | 10G SFP+ | 10000 | up | Server NIC
HR-DC-011-MMR-SW-01 | Ethernet9 | 10G SFP+ | 10000 | up | Server NIC
HR-DC-011-MMR-SW-01 | Ethernet10 | 10G SFP+ | 10000 | up | Server NIC
HR-DC-011-MMR-SW-01 | Ethernet11 | 10G SFP+ | 10000 | admin-down
HR-DC-011-MMR-SW-01 | Ethernet12 | 10G SFP+ | 10000 | admin-down
HR-DC-011-MMR-SW-01 | Ethernet13 | 10G SFP+ | 10000 | admin-down
HR-DC-011-MMR-SW-01 | Ethernet14 | 10G SFP+ | 10000 | admin-down
HR-DC-011-MMR-SW-01 | Ethernet15 | 10G SFP+ | 10000 | up | Server NIC
HR-DC-011-MMR-SW-01 | Ethernet16 | 10G SFP+ | 10000 | up | Server NIC
HR-DC-011-MMR-SW-01 | Ethernet17 | 10G SFP+ | 10000 | up | Server NIC
HR-DC-011-MMR-SW-01 | Ethernet18 | 10G SFP+ | 10000 | up | Server NIC
HR-DC-011-MMR-SW-01 | Ethernet19 | 10G SFP+ | 10000 | up | Server NIC
HR-DC-011-MMR-SW-01 | Ethernet20 | 10G SFP+ | 10000 | reserved
HR-DC-011-MMR-SW-01 | Ethernet21 | 10G SFP+ | 10000 | up | Server NIC
HR-DC-011-MMR-SW-01 | Ethernet22 | 10G SFP+ | 10000 | up | Server NIC
HR-DC-011-MMR-SW-01 | Ethernet23 | 10G SFP+ | 10000 | up | Server NIC
HR-DC-011-MMR-SW-01 | Ethernet24 | 10G SFP+ | 10000 | admin-down
HR-DC-011-MMR-SW-01 | Ethernet25 | 10G SFP+ | 10000 | reserved
HR-DC-011-MMR-SW-01 | Ethernet26 | 10G SFP+ | 10000 | up | Server NIC
HR-DC-011-MMR-SW-01 | Ethernet27 | 10G SFP+ | 10000 | up | Server NIC
HR-DC-011-MMR-SW-01 | Ethernet28 | 10G SFP+ | 10000 | admin-down
HR-DC-011-MMR-SW-01 | Ethernet29 | 10G SFP+ | 10000 | reserved
HR-DC-011-MMR-SW-01 | Ethernet30 | 10G SFP+ | 10000 | admin-down
HR-DC-011-MMR-SW-01 | Ethernet31 | 10G SFP+ | 10000 | up | Server NIC
HR-DC-011-MMR-SW-01 | Ethernet32 | 10G SFP+ | 10000 | admin-down
HR-DC-011-MMR-SW-01 | Ethernet33 | 10G SFP+ | 10000 | up | Server NIC
HR-DC-011-MMR-SW-01 | Ethernet34 | 10G SFP+ | 10000 | up | Server NIC
HR-DC-011-MMR-SW-01 | Ethernet35 | 10G SFP+ | 10000 | up | Server NIC
HR-DC-011-MMR-SW-01 | Ethernet36 | 10G SFP+ | 10000 | admin-down
HR-DC-011-MMR-SW-01 | Ethernet37 | 10G SFP+ | 10000 | up | Server NIC
HR-DC-011-MMR-SW-01 | Ethernet38 | 10G SFP+ | 10000 | admin-down
HR-DC-011-MMR-SW-01 | Ethernet39 | 10G SFP+ | 10000 | admin-down
HR-DC-011-MMR-SW-01 | Ethernet40 | 10G SFP+ | 10000 | up | Server NIC
HR-DC-011-MMR-SW-01 | Ethernet41 | 10G SFP+ | 10000 | up | Server NIC
HR-DC-011-MMR-SW-01 | Ethernet42 | 10G SFP+ | 10000 | up | Server NIC
HR-DC-011-MMR-SW-01 | Ethernet43 | 10G SFP+ | 10000 | up | Server NIC
HR-DC-011-MMR-SW-01 | Ethernet44 | 10G SFP+ | 10000 | up | Server NIC
HR-DC-011-MMR-SW-01 | Ethernet45 | 10G SFP+ | 10000 | up | Server NIC
HR-DC-011-MMR-SW-01 | Ethernet46 | 10G SFP+ | 10000 | admin-down
HR-DC-011-MMR-SW-01 | Ethernet47 | 10G SFP+ | 10000 | admin-down
HR-DC-011-MMR-SW-01 | Ethernet48 | 10G SFP+ | 10000 | up | Server NIC
HR-DC-011-MMR-SW-01 | Ethernet49/1 | 100G QSFP28 | 100000 | up | Uplink to HR-DC-011-AGG-R01 | QSFP28-100G-LR4
HR-DC-011-MMR-SW-01 | Ethernet49/2 | 100G QSFP28 | 100000 | up | Uplink to HR-DC-011-AGG-R02 | QSFP28-100G-LR4
HR-DC-011-MMR-SW-01 | Ethernet49/3 | 100G QSFP28 | 100000 | admin-down
HR-DC-011-MMR-SW-01 | Ethernet49/4 | 100G QSFP28 | 100000 | admin-down
HR-DC-011-MMR-SW-02 | Ethernet1 | 10G SFP+ | 10000 | up | Access to HR-DC-011-TOR-001 | SFP-10G-LR
HR-DC-011-MMR-SW-02 | Ethernet2 | 10G SFP+ | 10000 | up | Access to HR-DC-011-TOR-002 | SFP-10G-LR
HR-DC-011-MMR-SW-02 | Ethernet3 | 10G SFP+ | 10000 | up | Server NIC
HR-DC-011-MMR-SW-02 | Ethernet4 | 10G SFP+ | 10000 | up | Server NIC
HR-DC-011-MMR-SW-02 | Ethernet5 | 10G SFP+ | 10000 | reserved
HR-DC-011-MMR-SW-02 | Ethernet6 | 10G SFP+ | 10000 | up | Server NIC
HR-DC-011-MMR-SW-02 | Ethernet7 | 10G SFP+ | 10000 | admin-down
HR-DC-011-MMR-SW-02 | Ethernet8 | 10G SFP+ | 10000 | up | Server NIC
HR-DC-011-MMR-SW-02 | Ethernet9 | 10G SFP+ | 10000 | up | Server NIC
HR-DC-011-MMR-SW-02 | Ethernet10 | 10G SFP+ | 10000 | up | Server NIC
HR-DC-011-MMR-SW-02 | Ethernet11 | 10G SFP+ | 10000 | up | Server NIC
HR-DC-011-MMR-SW-02 | Ethernet12 | 10G SFP+ | 10000 | up | Server NIC
HR-DC-011-MMR-SW-02 | Ethernet13 | 10G SFP+ | 10000 | up | Server NIC
HR-DC-011-MMR-SW-02 | Ethernet14 | 10G SFP+ | 10000 | up | Server NIC
HR-DC-011-MMR-SW-02 | Ethernet15 | 10G SFP+ | 10000 | up | Server NIC
HR-DC-011-MMR-SW-02 | Ethernet16 | 10G SFP+ | 10000 | up | Server NIC
HR-DC-011-MMR-SW-02 | Ethernet17 | 10G SFP+ | 10000 | up | Server NIC
HR-DC-011-MMR-SW-02 | Ethernet18 | 10G SFP+ | 10000 | up | Server NIC
HR-DC-011-MMR-SW-02 | Ethernet19 | 10G SFP+ | 10000 | up | Server NIC
HR-DC-011-MMR-SW-02 | Ethernet20 | 10G SFP+ | 10000 | up | Server NIC
HR-DC-011-MMR-SW-02 | Ethernet21 | 10G SFP+ | 10000 | up | Server NIC
HR-DC-011-MMR-SW-02 | Ethernet22 | 10G SFP+ | 10000 | up | Server NIC
HR-DC-011-MMR-SW-02 | Ethernet23 | 10G SFP+ | 10000 | admin-down
HR-DC-011-MMR-SW-02 | Ethernet24 | 10G SFP+ | 10000 | up | Server NIC
HR-DC-011-MMR-SW-02 | Ethernet25 | 10G SFP+ | 10000 | up | Server NIC
HR-DC-011-MMR-SW-02 | Ethernet26 | 10G SFP+ | 10000 | up | Server NIC
HR-DC-011-MMR-SW-02 | Ethernet27 | 10G SFP+ | 10000 | up | Server NIC
HR-DC-011-MMR-SW-02 | Ethernet28 | 10G SFP+ | 10000 | up | Server NIC
HR-DC-011-MMR-SW-02 | Ethernet29 | 10G SFP+ | 10000 | up | Server NIC
HR-DC-011-MMR-SW-02 | Ethernet30 | 10G SFP+ | 10000 | admin-down
HR-DC-011-MMR-SW-02 | Ethernet31 | 10G SFP+ | 10000 | up | Server NIC
HR-DC-011-MMR-SW-02 | Ethernet32 | 10G SFP+ | 10000 | admin-down
HR-DC-011-MMR-SW-02 | Ethernet33 | 10G SFP+ | 10000 | up | Server NIC
HR-DC-011-MMR-SW-02 | Ethernet34 | 10G SFP+ | 10000 | admin-down
HR-DC-011-MMR-SW-02 | Ethernet35 | 10G SFP+ | 10000 | up | Server NIC
HR-DC-011-MMR-SW-02 | Ethernet36 | 10G SFP+ | 10000 | admin-down
HR-DC-011-MMR-SW-02 | Ethernet37 | 10G SFP+ | 10000 | admin-down
HR-DC-011-MMR-SW-02 | Ethernet38 | 10G SFP+ | 10000 | reserved
HR-DC-011-MMR-SW-02 | Ethernet39 | 10G SFP+ | 10000 | up | Server NIC
HR-DC-011-MMR-SW-02 | Ethernet40 | 10G SFP+ | 10000 | up | Server NIC
HR-DC-011-MMR-SW-02 | Ethernet41 | 10G SFP+ | 10000 | up | Server NIC
HR-DC-011-MMR-SW-02 | Ethernet42 | 10G SFP+ | 10000 | admin-down
HR-DC-011-MMR-SW-02 | Ethernet43 | 10G SFP+ | 10000 | up | Server NIC
HR-DC-011-MMR-SW-02 | Ethernet44 | 10G SFP+ | 10000 | admin-down
HR-DC-011-MMR-SW-02 | Ethernet45 | 10G SFP+ | 10000 | up | Server NIC
HR-DC-011-MMR-SW-02 | Ethernet46 | 10G SFP+ | 10000 | admin-down
HR-DC-011-MMR-SW-02 | Ethernet47 | 10G SFP+ | 10000 | admin-down
HR-DC-011-MMR-SW-02 | Ethernet48 | 10G SFP+ | 10000 | admin-down
HR-DC-011-MMR-SW-02 | Ethernet49/1 | 100G QSFP28 | 100000 | up | Uplink to HR-DC-011-AGG-R02 | QSFP28-100G-LR4
HR-DC-011-MMR-SW-02 | Ethernet49/2 | 100G QSFP28 | 100000 | up | Uplink to HR-DC-011-AGG-R01 | QSFP28-100G-LR4
HR-DC-011-MMR-SW-02 | Ethernet49/3 | 100G QSFP28 | 100000 | admin-down
HR-DC-011-MMR-SW-02 | Ethernet49/4 | 100G QSFP28 | 100000 | admin-down
HR-DC-011-MMR-SW-03 | Ethernet1 | 10G SFP+ | 10000 | up | Access to HR-DC-011-TOR-002 | SFP-10G-LR
HR-DC-011-MMR-SW-03 | Ethernet2 | 10G SFP+ | 10000 | up | Access to HR-DC-011-TOR-003 | SFP-10G-LR
HR-DC-011-MMR-SW-03 | Ethernet3 | 10G SFP+ | 10000 | up | Server NIC
HR-DC-011-MMR-SW-03 | Ethernet4 | 10G SFP+ | 10000 | up | Server NIC
HR-DC-011-MMR-SW-03 | Ethernet5 | 10G SFP+ | 10000 | up | Server NIC
HR-DC-011-MMR-SW-03 | Ethernet6 | 10G SFP+ | 10000 | up | Server NIC
HR-DC-011-MMR-SW-03 | Ethernet7 | 10G SFP+ | 10000 | admin-down
HR-DC-011-MMR-SW-03 | Ethernet8 | 10G SFP+ | 10000 | admin-down
HR-DC-011-MMR-SW-03 | Ethernet9 | 10G SFP+ | 10000 | admin-down
HR-DC-011-MMR-SW-03 | Ethernet10 | 10G SFP+ | 10000 | admin-down
HR-DC-011-MMR-SW-03 | Ethernet11 | 10G SFP+ | 10000 | up | Server NIC
HR-DC-011-MMR-SW-03 | Ethernet12 | 10G SFP+ | 10000 | admin-down
HR-DC-011-MMR-SW-03 | Ethernet13 | 10G SFP+ | 10000 | admin-down
HR-DC-011-MMR-SW-03 | Ethernet14 | 10G SFP+ | 10000 | up | Server NIC
HR-DC-011-MMR-SW-03 | Ethernet15 | 10G SFP+ | 10000 | admin-down
HR-DC-011-MMR-SW-03 | Ethernet16 | 10G SFP+ | 10000 | up | Server NIC
HR-DC-011-MMR-SW-03 | Ethernet17 | 10G SFP+ | 10000 | up | Server NIC
HR-DC-011-MMR-SW-03 | Ethernet18 | 10G SFP+ | 10000 | up | Server NIC
HR-DC-011-MMR-SW-03 | Ethernet19 | 10G SFP+ | 10000 | up | Server NIC
HR-DC-011-MMR-SW-03 | Ethernet20 | 10G SFP+ | 10000 | up | Server NIC
HR-DC-011-MMR-SW-03 | Ethernet21 | 10G SFP+ | 10000 | admin-down
HR-DC-011-MMR-SW-03 | Ethernet22 | 10G SFP+ | 10000 | admin-down
HR-DC-011-MMR-SW-03 | Ethernet23 | 10G SFP+ | 10000 | admin-down
HR-DC-011-MMR-SW-03 | Ethernet24 | 10G SFP+ | 10000 | up | Server NIC
HR-DC-011-MMR-SW-03 | Ethernet25 | 10G SFP+ | 10000 | admin-down
HR-DC-011-MMR-SW-03 | Ethernet26 | 10G SFP+ | 10000 | up | Server NIC
HR-DC-011-MMR-SW-03 | Ethernet27 | 10G SFP+ | 10000 | admin-down
HR-DC-011-MMR-SW-03 | Ethernet28 | 10G SFP+ | 10000 | up | Server NIC
HR-DC-011-MMR-SW-03 | Ethernet29 | 10G SFP+ | 10000 | admin-down
HR-DC-011-MMR-SW-03 | Ethernet30 | 10G SFP+ | 10000 | admin-down
HR-DC-011-MMR-SW-03 | Ethernet31 | 10G SFP+ | 10000 | up | Server NIC
HR-DC-011-MMR-SW-03 | Ethernet32 | 10G SFP+ | 10000 | up | Server NIC
HR-DC-011-MMR-SW-03 | Ethernet33 | 10G SFP+ | 10000 | up | Server NIC
HR-DC-011-MMR-SW-03 | Ethernet34 | 10G SFP+ | 10000 | up | Server NIC
HR-DC-011-MMR-SW-03 | Ethernet35 | 10G SFP+ | 10000 | up | Server NIC
HR-DC-011-MMR-SW-03 | Ethernet36 | 10G SFP+ | 10000 | admin-down
HR-DC-011-MMR-SW-03 | Ethernet37 | 10G SFP+ | 10000 | up | Server NIC
HR-DC-011-MMR-SW-03 | Ethernet38 | 10G SFP+ | 10000 | admin-down
HR-DC-011-MMR-SW-03 | Ethernet39 | 10G SFP+ | 10000 | up | Server NIC
HR-DC-011-MMR-SW-03 | Ethernet40 | 10G SFP+ | 10000 | up | Server NIC
HR-DC-011-MMR-SW-03 | Ethernet41 | 10G SFP+ | 10000 | up | Server NIC
HR-DC-011-MMR-SW-03 | Ethernet42 | 10G SFP+ | 10000 | up | Server NIC
HR-DC-011-MMR-SW-03 | Ethernet43 | 10G SFP+ | 10000 | admin-down
HR-DC-011-MMR-SW-03 | Ethernet44 | 10G SFP+ | 10000 | up | Server NIC
HR-DC-011-MMR-SW-03 | Ethernet45 | 10G SFP+ | 10000 | admin-down
HR-DC-011-MMR-SW-03 | Ethernet46 | 10G SFP+ | 10000 | admin-down
HR-DC-011-MMR-SW-03 | Ethernet47 | 10G SFP+ | 10000 | reserved
HR-DC-011-MMR-SW-03 | Ethernet48 | 10G SFP+ | 10000 | up | Server NIC
HR-DC-011-MMR-SW-03 | Ethernet49/1 | 100G QSFP28 | 100000 | up | Uplink to HR-DC-011-AGG-R01 | QSFP28-100G-LR4
HR-DC-011-MMR-SW-03 | Ethernet49/2 | 100G QSFP28 | 100000 | up | Uplink to HR-DC-011-AGG-R02 | QSFP28-100G-LR4
HR-DC-011-MMR-SW-03 | Ethernet49/3 | 100G QSFP28 | 100000 | admin-down
HR-DC-011-MMR-SW-03 | Ethernet49/4 | 100G QSFP28 | 100000 | admin-down
HR-DC-011-MMR-SW-04 | Ethernet1 | 10G SFP+ | 10000 | up | Access to HR-DC-011-TOR-003 | SFP-10G-LR
HR-DC-011-MMR-SW-04 | Ethernet2 | 10G SFP+ | 10000 | up | Access to HR-DC-011-TOR-004 | SFP-10G-LR
HR-DC-011-MMR-SW-04 | Ethernet3 | 10G SFP+ | 10000 | admin-down
HR-DC-011-MMR-SW-04 | Ethernet4 | 10G SFP+ | 10000 | admin-down
HR-DC-011-MMR-SW-04 | Ethernet5 | 10G SFP+ | 10000 | up | Server NIC
HR-DC-011-MMR-SW-04 | Ethernet6 | 10G SFP+ | 10000 | admin-down
HR-DC-011-MMR-SW-04 | Ethernet7 | 10G SFP+ | 10000 | admin-down
HR-DC-011-MMR-SW-04 | Ethernet8 | 10G SFP+ | 10000 | up | Server NIC
HR-DC-011-MMR-SW-04 | Ethernet9 | 10G SFP+ | 10000 | admin-down
HR-DC-011-MMR-SW-04 | Ethernet10 | 10G SFP+ | 10000 | admin-down
HR-DC-011-MMR-SW-04 | Ethernet11 | 10G SFP+ | 10000 | up | Server NIC
HR-DC-011-MMR-SW-04 | Ethernet12 | 10G SFP+ | 10000 | up | Server NIC
HR-DC-011-MMR-SW-04 | Ethernet13 | 10G SFP+ | 10000 | admin-down
HR-DC-011-MMR-SW-04 | Ethernet14 | 10G SFP+ | 10000 | admin-down
HR-DC-011-MMR-SW-04 | Ethernet15 | 10G SFP+ | 10000 | up | Server NIC
HR-DC-011-MMR-SW-04 | Ethernet16 | 10G SFP+ | 10000 | up | Server NIC
HR-DC-011-MMR-SW-04 | Ethernet17 | 10G SFP+ | 10000 | up | Server NIC
HR-DC-011-MMR-SW-04 | Ethernet18 | 10G SFP+ | 10000 | up | Server NIC
HR-DC-011-MMR-SW-04 | Ethernet19 | 10G SFP+ | 10000 | admin-down
HR-DC-011-MMR-SW-04 | Ethernet20 | 10G SFP+ | 10000 | admin-down
HR-DC-011-MMR-SW-04 | Ethernet21 | 10G SFP+ | 10000 | up | Server NIC
HR-DC-011-MMR-SW-04 | Ethernet22 | 10G SFP+ | 10000 | admin-down
HR-DC-011-MMR-SW-04 | Ethernet23 | 10G SFP+ | 10000 | up | Server NIC
HR-DC-011-MMR-SW-04 | Ethernet24 | 10G SFP+ | 10000 | up | Server NIC
HR-DC-011-MMR-SW-04 | Ethernet25 | 10G SFP+ | 10000 | admin-down
HR-DC-011-MMR-SW-04 | Ethernet26 | 10G SFP+ | 10000 | up | Server NIC
HR-DC-011-MMR-SW-04 | Ethernet27 | 10G SFP+ | 10000 | up | Server NIC
HR-DC-011-MMR-SW-04 | Ethernet28 | 10G SFP+ | 10000 | up | Server NIC
HR-DC-011-MMR-SW-04 | Ethernet29 | 10G SFP+ | 10000 | up | Server NIC
HR-DC-011-MMR-SW-04 | Ethernet30 | 10G SFP+ | 10000 | up | Server NIC
HR-DC-011-MMR-SW-04 | Ethernet31 | 10G SFP+ | 10000 | admin-down
HR-DC-011-MMR-SW-04 | Ethernet32 | 10G SFP+ | 10000 | admin-down
HR-DC-011-MMR-SW-04 | Ethernet33 | 10G SFP+ | 10000 | up | Server NIC
HR-DC-011-MMR-SW-04 | Ethernet34 | 10G SFP+ | 10000 | admin-down
HR-DC-011-MMR-SW-04 | Ethernet35 | 10G SFP+ | 10000 | up | Server NIC
HR-DC-011-MMR-SW-04 | Ethernet36 | 10G SFP+ | 10000 | admin-down
HR-DC-011-MMR-SW-04 | Ethernet37 | 10G SFP+ | 10000 | admin-down
HR-DC-011-MMR-SW-04 | Ethernet38 | 10G SFP+ | 10000 | admin-down
HR-DC-011-MMR-SW-04 | Ethernet39 | 10G SFP+ | 10000 | up | Server NIC
HR-DC-011-MMR-SW-04 | Ethernet40 | 10G SFP+ | 10000 | up | Server NIC
HR-DC-011-MMR-SW-04 | Ethernet41 | 10G SFP+ | 10000 | admin-down
HR-DC-011-MMR-SW-04 | Ethernet42 | 10G SFP+ | 10000 | up | Server NIC
HR-DC-011-MMR-SW-04 | Ethernet43 | 10G SFP+ | 10000 | up | Server NIC
HR-DC-011-MMR-SW-04 | Ethernet44 | 10G SFP+ | 10000 | up | Server NIC
HR-DC-011-MMR-SW-04 | Ethernet45 | 10G SFP+ | 10000 | up | Server NIC
HR-DC-011-MMR-SW-04 | Ethernet46 | 10G SFP+ | 10000 | up | Server NIC
HR-DC-011-MMR-SW-04 | Ethernet47 | 10G SFP+ | 10000 | up | Server NIC
HR-DC-011-MMR-SW-04 | Ethernet48 | 10G SFP+ | 10000 | up | Server NIC
HR-DC-011-MMR-SW-04 | Ethernet49/1 | 100G QSFP28 | 100000 | up | Uplink to HR-DC-011-AGG-R02 | QSFP28-100G-LR4
HR-DC-011-MMR-SW-04 | Ethernet49/2 | 100G QSFP28 | 100000 | up | Uplink to HR-DC-011-AGG-R01 | QSFP28-100G-LR4
HR-DC-011-MMR-SW-04 | Ethernet49/3 | 100G QSFP28 | 100000 | admin-down
HR-DC-011-MMR-SW-04 | Ethernet49/4 | 100G QSFP28 | 100000 | admin-down
HR-DC-011-MMR-SW-05 | Te0/0/0/0 | 10G SFP+ | 10000 | up | Access to HR-DC-011-TOR-004 | SFP-10G-LR
HR-DC-011-MMR-SW-05 | Te0/0/0/1 | 10G SFP+ | 10000 | up | Access to HR-DC-011-TOR-005 | SFP-10G-LR
HR-DC-011-MMR-SW-05 | Te0/0/0/2 | 10G SFP+ | 10000 | up | Server NIC
HR-DC-011-MMR-SW-05 | Te0/0/0/3 | 10G SFP+ | 10000 | admin-down
HR-DC-011-MMR-SW-05 | Te0/0/0/4 | 10G SFP+ | 10000 | up | Server NIC
HR-DC-011-MMR-SW-05 | Te0/0/0/5 | 10G SFP+ | 10000 | admin-down
HR-DC-011-MMR-SW-05 | Te0/0/0/6 | 10G SFP+ | 10000 | admin-down
HR-DC-011-MMR-SW-05 | Te0/0/0/7 | 10G SFP+ | 10000 | up | Server NIC
HR-DC-011-MMR-SW-05 | Te0/0/0/8 | 10G SFP+ | 10000 | admin-down
HR-DC-011-MMR-SW-05 | Te0/0/0/9 | 10G SFP+ | 10000 | admin-down
HR-DC-011-MMR-SW-05 | Te0/0/0/10 | 10G SFP+ | 10000 | admin-down
HR-DC-011-MMR-SW-05 | Te0/0/0/11 | 10G SFP+ | 10000 | admin-down
HR-DC-011-MMR-SW-05 | Te0/0/0/12 | 10G SFP+ | 10000 | admin-down
HR-DC-011-MMR-SW-05 | Te0/0/0/13 | 10G SFP+ | 10000 | admin-down
HR-DC-011-MMR-SW-05 | Te0/0/0/14 | 10G SFP+ | 10000 | admin-down
HR-DC-011-MMR-SW-05 | Te0/0/0/15 | 10G SFP+ | 10000 | admin-down
HR-DC-011-MMR-SW-05 | Te0/0/0/16 | 10G SFP+ | 10000 | up | Server NIC
HR-DC-011-MMR-SW-05 | Te0/0/0/17 | 10G SFP+ | 10000 | admin-down
HR-DC-011-MMR-SW-05 | Te0/0/0/18 | 10G SFP+ | 10000 | up | Server NIC
HR-DC-011-MMR-SW-05 | Te0/0/0/19 | 10G SFP+ | 10000 | admin-down
HR-DC-011-MMR-SW-05 | Te0/0/0/20 | 10G SFP+ | 10000 | admin-down
HR-DC-011-MMR-SW-05 | Te0/0/0/21 | 10G SFP+ | 10000 | up | Server NIC
HR-DC-011-MMR-SW-05 | Te0/0/0/22 | 10G SFP+ | 10000 | up | Server NIC
HR-DC-011-MMR-SW-05 | Te0/0/0/23 | 10G SFP+ | 10000 | admin-down
HR-DC-011-MMR-SW-05 | Te0/0/0/24 | 10G SFP+ | 10000 | admin-down
HR-DC-011-MMR-SW-05 | Te0/0/0/25 | 10G SFP+ | 10000 | up | Server NIC
HR-DC-011-MMR-SW-05 | Te0/0/0/26 | 10G SFP+ | 10000 | up | Server NIC
HR-DC-011-MMR-SW-05 | Te0/0/0/27 | 10G SFP+ | 10000 | admin-down
HR-DC-011-MMR-SW-05 | Te0/0/0/28 | 10G SFP+ | 10000 | up | Server NIC
HR-DC-011-MMR-SW-05 | Te0/0/0/29 | 10G SFP+ | 10000 | up | Server NIC
HR-DC-011-MMR-SW-05 | Te0/0/0/30 | 10G SFP+ | 10000 | admin-down
HR-DC-011-MMR-SW-05 | Te0/0/0/31 | 10G SFP+ | 10000 | up | Server NIC
HR-DC-011-MMR-SW-05 | Te0/0/0/32 | 10G SFP+ | 10000 | up | Server NIC
HR-DC-011-MMR-SW-05 | Te0/0/0/33 | 10G SFP+ | 10000 | admin-down
HR-DC-011-MMR-SW-05 | Te0/0/0/34 | 10G SFP+ | 10000 | up | Server NIC
HR-DC-011-MMR-SW-05 | Te0/0/0/35 | 10G SFP+ | 10000 | up | Server NIC
HR-DC-011-MMR-SW-05 | Te0/0/0/36 | 10G SFP+ | 10000 | admin-down
HR-DC-011-MMR-SW-05 | Te0/0/0/37 | 10G SFP+ | 10000 | up | Server NIC
HR-DC-011-MMR-SW-05 | Te0/0/0/38 | 10G SFP+ | 10000 | admin-down
HR-DC-011-MMR-SW-05 | Te0/0/0/39 | 10G SFP+ | 10000 | admin-down
HR-DC-011-MMR-SW-05 | Te0/0/0/40 | 10G SFP+ | 10000 | up | Server NIC
HR-DC-011-MMR-SW-05 | Te0/0/0/41 | 10G SFP+ | 10000 | admin-down
HR-DC-011-MMR-SW-05 | Te0/0/0/42 | 10G SFP+ | 10000 | up | Server NIC
HR-DC-011-MMR-SW-05 | Te0/0/0/43 | 10G SFP+ | 10000 | up | Server NIC
HR-DC-011-MMR-SW-05 | Te0/0/0/44 | 10G SFP+ | 10000 | up | Server NIC
HR-DC-011-MMR-SW-05 | Te0/0/0/45 | 10G SFP+ | 10000 | admin-down
HR-DC-011-MMR-SW-05 | Te0/0/0/46 | 10G SFP+ | 10000 | up | Server NIC
HR-DC-011-MMR-SW-05 | Te0/0/0/47 | 10G SFP+ | 10000 | up | Server NIC
HR-DC-011-MMR-SW-05 | Hu0/0/1/0 | 100G QSFP28 | 100000 | up | Uplink to HR-DC-011-AGG-R01 | QSFP28-100G-LR4
HR-DC-011-MMR-SW-05 | Hu0/0/1/1 | 100G QSFP28 | 100000 | up | Uplink to HR-DC-011-AGG-R02 | QSFP28-100G-LR4
HR-DC-011-MMR-SW-05 | Hu0/0/1/2 | 100G QSFP28 | 100000 | admin-down
HR-DC-011-MMR-SW-05 | Hu0/0/1/3 | 100G QSFP28 | 100000 | admin-down
HR-DC-011-MMR-SW-06 | Te0/0/0/0 | 10G SFP+ | 10000 | up | Access to HR-DC-011-TOR-005 | SFP-10G-LR
HR-DC-011-MMR-SW-06 | Te0/0/0/1 | 10G SFP+ | 10000 | up | Server NIC
HR-DC-011-MMR-SW-06 | Te0/0/0/2 | 10G SFP+ | 10000 | admin-down
HR-DC-011-MMR-SW-06 | Te0/0/0/3 | 10G SFP+ | 10000 | up | Server NIC
HR-DC-011-MMR-SW-06 | Te0/0/0/4 | 10G SFP+ | 10000 | admin-down
HR-DC-011-MMR-SW-06 | Te0/0/0/5 | 10G SFP+ | 10000 | admin-down
HR-DC-011-MMR-SW-06 | Te0/0/0/6 | 10G SFP+ | 10000 | up | Server NIC
HR-DC-011-MMR-SW-06 | Te0/0/0/7 | 10G SFP+ | 10000 | up | Server NIC
HR-DC-011-MMR-SW-06 | Te0/0/0/8 | 10G SFP+ | 10000 | up | Server NIC
HR-DC-011-MMR-SW-06 | Te0/0/0/9 | 10G SFP+ | 10000 | up | Server NIC
HR-DC-011-MMR-SW-06 | Te0/0/0/10 | 10G SFP+ | 10000 | up | Server NIC
HR-DC-011-MMR-SW-06 | Te0/0/0/11 | 10G SFP+ | 10000 | up | Server NIC
HR-DC-011-MMR-SW-06 | Te0/0/0/12 | 10G SFP+ | 10000 | admin-down
HR-DC-011-MMR-SW-06 | Te0/0/0/13 | 10G SFP+ | 10000 | up | Server NIC
HR-DC-011-MMR-SW-06 | Te0/0/0/14 | 10G SFP+ | 10000 | up | Server NIC
HR-DC-011-MMR-SW-06 | Te0/0/0/15 | 10G SFP+ | 10000 | up | Server NIC
HR-DC-011-MMR-SW-06 | Te0/0/0/16 | 10G SFP+ | 10000 | admin-down
HR-DC-011-MMR-SW-06 | Te0/0/0/17 | 10G SFP+ | 10000 | admin-down
HR-DC-011-MMR-SW-06 | Te0/0/0/18 | 10G SFP+ | 10000 | up | Server NIC
HR-DC-011-MMR-SW-06 | Te0/0/0/19 | 10G SFP+ | 10000 | up | Server NIC
HR-DC-011-MMR-SW-06 | Te0/0/0/20 | 10G SFP+ | 10000 | up | Server NIC
HR-DC-011-MMR-SW-06 | Te0/0/0/21 | 10G SFP+ | 10000 | reserved
HR-DC-011-MMR-SW-06 | Te0/0/0/22 | 10G SFP+ | 10000 | admin-down
HR-DC-011-MMR-SW-06 | Te0/0/0/23 | 10G SFP+ | 10000 | admin-down
HR-DC-011-MMR-SW-06 | Te0/0/0/24 | 10G SFP+ | 10000 | up | Server NIC
HR-DC-011-MMR-SW-06 | Te0/0/0/25 | 10G SFP+ | 10000 | up | Server NIC
HR-DC-011-MMR-SW-06 | Te0/0/0/26 | 10G SFP+ | 10000 | up | Server NIC
HR-DC-011-MMR-SW-06 | Te0/0/0/27 | 10G SFP+ | 10000 | admin-down
HR-DC-011-MMR-SW-06 | Te0/0/0/28 | 10G SFP+ | 10000 | up | Server NIC
HR-DC-011-MMR-SW-06 | Te0/0/0/29 | 10G SFP+ | 10000 | admin-down
HR-DC-011-MMR-SW-06 | Te0/0/0/30 | 10G SFP+ | 10000 | admin-down
HR-DC-011-MMR-SW-06 | Te0/0/0/31 | 10G SFP+ | 10000 | admin-down
HR-DC-011-MMR-SW-06 | Te0/0/0/32 | 10G SFP+ | 10000 | up | Server NIC
HR-DC-011-MMR-SW-06 | Te0/0/0/33 | 10G SFP+ | 10000 | admin-down
HR-DC-011-MMR-SW-06 | Te0/0/0/34 | 10G SFP+ | 10000 | up | Server NIC
HR-DC-011-MMR-SW-06 | Te0/0/0/35 | 10G SFP+ | 10000 | up | Server NIC
HR-DC-011-MMR-SW-06 | Te0/0/0/36 | 10G SFP+ | 10000 | up | Server NIC
HR-DC-011-MMR-SW-06 | Te0/0/0/37 | 10G SFP+ | 10000 | admin-down
HR-DC-011-MMR-SW-06 | Te0/0/0/38 | 10G SFP+ | 10000 | up | Server NIC
HR-DC-011-MMR-SW-06 | Te0/0/0/39 | 10G SFP+ | 10000 | up | Server NIC
HR-DC-011-MMR-SW-06 | Te0/0/0/40 | 10G SFP+ | 10000 | admin-down
HR-DC-011-MMR-SW-06 | Te0/0/0/41 | 10G SFP+ | 10000 | admin-down
HR-DC-011-MMR-SW-06 | Te0/0/0/42 | 10G SFP+ | 10000 | up | Server NIC
HR-DC-011-MMR-SW-06 | Te0/0/0/43 | 10G SFP+ | 10000 | up | Server NIC
HR-DC-011-MMR-SW-06 | Te0/0/0/44 | 10G SFP+ | 10000 | up | Server NIC
HR-DC-011-MMR-SW-06 | Te0/0/0/45 | 10G SFP+ | 10000 | admin-down
HR-DC-011-MMR-SW-06 | Te0/0/0/46 | 10G SFP+ | 10000 | admin-down
HR-DC-011-MMR-SW-06 | Te0/0/0/47 | 10G SFP+ | 10000 | admin-down
HR-DC-011-MMR-SW-06 | Hu0/0/1/0 | 100G QSFP28 | 100000 | up | Uplink to HR-DC-011-AGG-R02 | QSFP28-100G-LR4
HR-DC-011-MMR-SW-06 | Hu0/0/1/1 | 100G QSFP28 | 100000 | up | Uplink to HR-DC-011-AGG-R01 | QSFP28-100G-LR4
HR-DC-011-MMR-SW-06 | Hu0/0/1/2 | 100G QSFP28 | 100000 | admin-down
HR-DC-011-MMR-SW-06 | Hu0/0/1/3 | 100G QSFP28 | 100000 | admin-down
HR-DC-011-TOR-001 | Te0/0/0/0 | 10G SFP+ | 10000 | up | Access to HR-DC-011-MMR-SW-01 | SFP-10G-LR
HR-DC-011-TOR-001 | Te0/0/0/1 | 10G SFP+ | 10000 | up | Access to HR-DC-011-MMR-SW-02 | SFP-10G-LR
HR-DC-011-TOR-001 | Te0/0/0/2 | 10G SFP+ | 10000 | admin-down
HR-DC-011-TOR-001 | Te0/0/0/3 | 10G SFP+ | 10000 | up | Server NIC
HR-DC-011-TOR-001 | Te0/0/0/4 | 10G SFP+ | 10000 | up | Server NIC
HR-DC-011-TOR-001 | Te0/0/0/5 | 10G SFP+ | 10000 | up | Server NIC
HR-DC-011-TOR-001 | Te0/0/0/6 | 10G SFP+ | 10000 | up | Server NIC
HR-DC-011-TOR-001 | Te0/0/0/7 | 10G SFP+ | 10000 | admin-down
HR-DC-011-TOR-001 | Te0/0/0/8 | 10G SFP+ | 10000 | up | Server NIC
HR-DC-011-TOR-001 | Te0/0/0/9 | 10G SFP+ | 10000 | up | Server NIC
HR-DC-011-TOR-001 | Te0/0/0/10 | 10G SFP+ | 10000 | up | Server NIC
HR-DC-011-TOR-001 | Te0/0/0/11 | 10G SFP+ | 10000 | admin-down
HR-DC-011-TOR-001 | Te0/0/0/12 | 10G SFP+ | 10000 | admin-down
HR-DC-011-TOR-001 | Te0/0/0/13 | 10G SFP+ | 10000 | up | Server NIC
HR-DC-011-TOR-001 | Te0/0/0/14 | 10G SFP+ | 10000 | up | Server NIC
HR-DC-011-TOR-001 | Te0/0/0/15 | 10G SFP+ | 10000 | up | Server NIC
HR-DC-011-TOR-001 | Te0/0/0/16 | 10G SFP+ | 10000 | admin-down
HR-DC-011-TOR-001 | Te0/0/0/17 | 10G SFP+ | 10000 | up | Server NIC
HR-DC-011-TOR-001 | Te0/0/0/18 | 10G SFP+ | 10000 | up | Server NIC
HR-DC-011-TOR-001 | Te0/0/0/19 | 10G SFP+ | 10000 | up | Server NIC
HR-DC-011-TOR-001 | Te0/0/0/20 | 10G SFP+ | 10000 | up | Server NIC
HR-DC-011-TOR-001 | Te0/0/0/21 | 10G SFP+ | 10000 | up | Server NIC
HR-DC-011-TOR-001 | Te0/0/0/22 | 10G SFP+ | 10000 | up | Server NIC
HR-DC-011-TOR-001 | Te0/0/0/23 | 10G SFP+ | 10000 | up | Server NIC
HR-DC-011-TOR-001 | Hu0/0/1/0 | 100G QSFP28 | 100000 | admin-down
HR-DC-011-TOR-001 | Hu0/0/1/1 | 100G QSFP28 | 100000 | admin-down
HR-DC-011-TOR-002 | Te0/0/0/0 | 10G SFP+ | 10000 | up | Access to HR-DC-011-MMR-SW-02 | SFP-10G-LR
HR-DC-011-TOR-002 | Te0/0/0/1 | 10G SFP+ | 10000 | up | Access to HR-DC-011-MMR-SW-03 | SFP-10G-LR
HR-DC-011-TOR-002 | Te0/0/0/2 | 10G SFP+ | 10000 | admin-down
HR-DC-011-TOR-002 | Te0/0/0/3 | 10G SFP+ | 10000 | up | Server NIC
HR-DC-011-TOR-002 | Te0/0/0/4 | 10G SFP+ | 10000 | admin-down
HR-DC-011-TOR-002 | Te0/0/0/5 | 10G SFP+ | 10000 | admin-down
HR-DC-011-TOR-002 | Te0/0/0/6 | 10G SFP+ | 10000 | up | Server NIC
HR-DC-011-TOR-002 | Te0/0/0/7 | 10G SFP+ | 10000 | admin-down
HR-DC-011-TOR-002 | Te0/0/0/8 | 10G SFP+ | 10000 | up | Server NIC
HR-DC-011-TOR-002 | Te0/0/0/9 | 10G SFP+ | 10000 | up | Server NIC
HR-DC-011-TOR-002 | Te0/0/0/10 | 10G SFP+ | 10000 | admin-down
HR-DC-011-TOR-002 | Te0/0/0/11 | 10G SFP+ | 10000 | up | Server NIC
HR-DC-011-TOR-002 | Te0/0/0/12 | 10G SFP+ | 10000 | admin-down
HR-DC-011-TOR-002 | Te0/0/0/13 | 10G SFP+ | 10000 | admin-down
HR-DC-011-TOR-002 | Te0/0/0/14 | 10G SFP+ | 10000 | up | Server NIC
HR-DC-011-TOR-002 | Te0/0/0/15 | 10G SFP+ | 10000 | up | Server NIC
HR-DC-011-TOR-002 | Te0/0/0/16 | 10G SFP+ | 10000 | up | Server NIC
HR-DC-011-TOR-002 | Te0/0/0/17 | 10G SFP+ | 10000 | up | Server NIC
HR-DC-011-TOR-002 | Te0/0/0/18 | 10G SFP+ | 10000 | up | Server NIC
HR-DC-011-TOR-002 | Te0/0/0/19 | 10G SFP+ | 10000 | up | Server NIC
HR-DC-011-TOR-002 | Te0/0/0/20 | 10G SFP+ | 10000 | admin-down
HR-DC-011-TOR-002 | Te0/0/0/21 | 10G SFP+ | 10000 | up | Server NIC
HR-DC-011-TOR-002 | Te0/0/0/22 | 10G SFP+ | 10000 | admin-down
HR-DC-011-TOR-002 | Te0/0/0/23 | 10G SFP+ | 10000 | admin-down
HR-DC-011-TOR-002 | Hu0/0/1/0 | 100G QSFP28 | 100000 | admin-down
HR-DC-011-TOR-002 | Hu0/0/1/1 | 100G QSFP28 | 100000 | admin-down
HR-DC-011-TOR-003 | xe-0/0/0 | 10G SFP+ | 10000 | up | Access to HR-DC-011-MMR-SW-03 | SFP-10G-LR
HR-DC-011-TOR-003 | xe-0/0/1 | 10G SFP+ | 10000 | up | Access to HR-DC-011-MMR-SW-04 | SFP-10G-LR
HR-DC-011-TOR-003 | xe-0/0/2 | 10G SFP+ | 10000 | admin-down
HR-DC-011-TOR-003 | xe-0/0/3 | 10G SFP+ | 10000 | up | Server NIC
HR-DC-011-TOR-003 | xe-0/0/4 | 10G SFP+ | 10000 | up | Server NIC
HR-DC-011-TOR-003 | xe-0/0/5 | 10G SFP+ | 10000 | admin-down
HR-DC-011-TOR-003 | xe-0/0/6 | 10G SFP+ | 10000 | up | Server NIC
HR-DC-011-TOR-003 | xe-0/0/7 | 10G SFP+ | 10000 | admin-down
HR-DC-011-TOR-003 | xe-0/0/8 | 10G SFP+ | 10000 | up | Server NIC
HR-DC-011-TOR-003 | xe-0/0/9 | 10G SFP+ | 10000 | reserved
HR-DC-011-TOR-003 | xe-0/0/10 | 10G SFP+ | 10000 | up | Server NIC
HR-DC-011-TOR-003 | xe-0/0/11 | 10G SFP+ | 10000 | up | Server NIC
HR-DC-011-TOR-003 | xe-0/0/12 | 10G SFP+ | 10000 | up | Server NIC
HR-DC-011-TOR-003 | xe-0/0/13 | 10G SFP+ | 10000 | up | Server NIC
HR-DC-011-TOR-003 | xe-0/0/14 | 10G SFP+ | 10000 | admin-down
HR-DC-011-TOR-003 | xe-0/0/15 | 10G SFP+ | 10000 | admin-down
HR-DC-011-TOR-003 | xe-0/0/16 | 10G SFP+ | 10000 | up | Server NIC
HR-DC-011-TOR-003 | xe-0/0/17 | 10G SFP+ | 10000 | reserved
HR-DC-011-TOR-003 | xe-0/0/18 | 10G SFP+ | 10000 | admin-down
HR-DC-011-TOR-003 | xe-0/0/19 | 10G SFP+ | 10000 | admin-down
HR-DC-011-TOR-003 | xe-0/0/20 | 10G SFP+ | 10000 | up | Server NIC
HR-DC-011-TOR-003 | xe-0/0/21 | 10G SFP+ | 10000 | admin-down
HR-DC-011-TOR-003 | xe-0/0/22 | 10G SFP+ | 10000 | up | Server NIC
HR-DC-011-TOR-003 | xe-0/0/23 | 10G SFP+ | 10000 | up | Server NIC
HR-DC-011-TOR-003 | et-0/1/0 | 100G QSFP28 | 100000 | admin-down
HR-DC-011-TOR-003 | et-0/1/1 | 100G QSFP28 | 100000 | admin-down
HR-DC-011-TOR-004 | xe-0/0/0 | 10G SFP+ | 10000 | up | Access to HR-DC-011-MMR-SW-04 | SFP-10G-LR
HR-DC-011-TOR-004 | xe-0/0/1 | 10G SFP+ | 10000 | up | Access to HR-DC-011-MMR-SW-05 | SFP-10G-LR
HR-DC-011-TOR-004 | xe-0/0/2 | 10G SFP+ | 10000 | up | Server NIC
HR-DC-011-TOR-004 | xe-0/0/3 | 10G SFP+ | 10000 | up | Server NIC
HR-DC-011-TOR-004 | xe-0/0/4 | 10G SFP+ | 10000 | up | Server NIC
HR-DC-011-TOR-004 | xe-0/0/5 | 10G SFP+ | 10000 | up | Server NIC
HR-DC-011-TOR-004 | xe-0/0/6 | 10G SFP+ | 10000 | admin-down
HR-DC-011-TOR-004 | xe-0/0/7 | 10G SFP+ | 10000 | admin-down
HR-DC-011-TOR-004 | xe-0/0/8 | 10G SFP+ | 10000 | admin-down
HR-DC-011-TOR-004 | xe-0/0/9 | 10G SFP+ | 10000 | up | Server NIC
HR-DC-011-TOR-004 | xe-0/0/10 | 10G SFP+ | 10000 | admin-down
HR-DC-011-TOR-004 | xe-0/0/11 | 10G SFP+ | 10000 | admin-down
HR-DC-011-TOR-004 | xe-0/0/12 | 10G SFP+ | 10000 | up | Server NIC
HR-DC-011-TOR-004 | xe-0/0/13 | 10G SFP+ | 10000 | up | Server NIC
HR-DC-011-TOR-004 | xe-0/0/14 | 10G SFP+ | 10000 | up | Server NIC
HR-DC-011-TOR-004 | xe-0/0/15 | 10G SFP+ | 10000 | up | Server NIC
HR-DC-011-TOR-004 | xe-0/0/16 | 10G SFP+ | 10000 | admin-down
HR-DC-011-TOR-004 | xe-0/0/17 | 10G SFP+ | 10000 | up | Server NIC
HR-DC-011-TOR-004 | xe-0/0/18 | 10G SFP+ | 10000 | admin-down
HR-DC-011-TOR-004 | xe-0/0/19 | 10G SFP+ | 10000 | admin-down
HR-DC-011-TOR-004 | xe-0/0/20 | 10G SFP+ | 10000 | admin-down
HR-DC-011-TOR-004 | xe-0/0/21 | 10G SFP+ | 10000 | admin-down
HR-DC-011-TOR-004 | xe-0/0/22 | 10G SFP+ | 10000 | admin-down
HR-DC-011-TOR-004 | xe-0/0/23 | 10G SFP+ | 10000 | up | Server NIC
HR-DC-011-TOR-004 | et-0/1/0 | 100G QSFP28 | 100000 | admin-down
HR-DC-011-TOR-004 | et-0/1/1 | 100G QSFP28 | 100000 | admin-down
HR-DC-011-TOR-005 | xe-0/0/0 | 10G SFP+ | 10000 | up | Access to HR-DC-011-MMR-SW-05 | SFP-10G-LR
HR-DC-011-TOR-005 | xe-0/0/1 | 10G SFP+ | 10000 | up | Access to HR-DC-011-MMR-SW-06 | SFP-10G-LR
HR-DC-011-TOR-005 | xe-0/0/2 | 10G SFP+ | 10000 | admin-down
HR-DC-011-TOR-005 | xe-0/0/3 | 10G SFP+ | 10000 | admin-down
HR-DC-011-TOR-005 | xe-0/0/4 | 10G SFP+ | 10000 | admin-down
HR-DC-011-TOR-005 | xe-0/0/5 | 10G SFP+ | 10000 | reserved
HR-DC-011-TOR-005 | xe-0/0/6 | 10G SFP+ | 10000 | up | Server NIC
HR-DC-011-TOR-005 | xe-0/0/7 | 10G SFP+ | 10000 | up | Server NIC
HR-DC-011-TOR-005 | xe-0/0/8 | 10G SFP+ | 10000 | up | Server NIC
HR-DC-011-TOR-005 | xe-0/0/9 | 10G SFP+ | 10000 | reserved
HR-DC-011-TOR-005 | xe-0/0/10 | 10G SFP+ | 10000 | up | Server NIC
HR-DC-011-TOR-005 | xe-0/0/11 | 10G SFP+ | 10000 | up | Server NIC
HR-DC-011-TOR-005 | xe-0/0/12 | 10G SFP+ | 10000 | up | Server NIC
HR-DC-011-TOR-005 | xe-0/0/13 | 10G SFP+ | 10000 | admin-down
HR-DC-011-TOR-005 | xe-0/0/14 | 10G SFP+ | 10000 | up | Server NIC
HR-DC-011-TOR-005 | xe-0/0/15 | 10G SFP+ | 10000 | admin-down
HR-DC-011-TOR-005 | xe-0/0/16 | 10G SFP+ | 10000 | up | Server NIC
HR-DC-011-TOR-005 | xe-0/0/17 | 10G SFP+ | 10000 | admin-down
HR-DC-011-TOR-005 | xe-0/0/18 | 10G SFP+ | 10000 | up | Server NIC
HR-DC-011-TOR-005 | xe-0/0/19 | 10G SFP+ | 10000 | admin-down
HR-DC-011-TOR-005 | xe-0/0/20 | 10G SFP+ | 10000 | admin-down
HR-DC-011-TOR-005 | xe-0/0/21 | 10G SFP+ | 10000 | up | Server NIC
HR-DC-011-TOR-005 | xe-0/0/22 | 10G SFP+ | 10000 | up | Server NIC
HR-DC-011-TOR-005 | xe-0/0/23 | 10G SFP+ | 10000 | up | Server NIC
HR-DC-011-TOR-005 | et-0/1/0 | 100G QSFP28 | 100000 | admin-down
HR-DC-011-TOR-005 | et-0/1/1 | 100G QSFP28 | 100000 | admin-down
PB-DC-012-PE-T4-01 | xe-0/0/0 | 10G SFP+ | 10000 | admin-down
PB-DC-012-PE-T4-01 | xe-0/0/1 | 10G SFP+ | 10000 | up | Backhaul to KA-DC-021 | SFP-10G-LR
PB-DC-012-PE-T4-01 | xe-0/0/2 | 10G SFP+ | 10000 | up | Backhaul to MH-DC-003 | SFP-10G-LR
PB-DC-012-PE-T4-01 | xe-0/0/3 | 10G SFP+ | 10000 | up | Backhaul to MH-DC-002 | SFP-10G-LR
PB-DC-012-PE-T4-01 | xe-0/0/4 | 10G SFP+ | 10000 | up | Backhaul to WB-DC-017 | SFP-10G-LR
PB-DC-012-PE-T4-01 | xe-0/0/5 | 10G SFP+ | 10000 | up | Backhaul to WB-DC-017 | SFP-10G-LR
PB-DC-012-PE-T4-01 | xe-0/0/6 | 10G SFP+ | 10000 | up | Uplink to PB-DC-012-AGG-R01 | SFP-10G-LR
PB-DC-012-PE-T4-01 | xe-0/0/7 | 10G SFP+ | 10000 | admin-down
PB-DC-012-PE-T4-01 | xe-0/0/8 | 10G SFP+ | 10000 | admin-down
PB-DC-012-PE-T4-01 | xe-0/0/9 | 10G SFP+ | 10000 | admin-down
PB-DC-012-PE-T4-01 | xe-0/0/10 | 10G SFP+ | 10000 | admin-down
PB-DC-012-PE-T4-01 | xe-0/0/11 | 10G SFP+ | 10000 | admin-down
PB-DC-012-PE-T4-01 | et-0/1/0 | 100G QSFP28 | 100000 | up | Fabric to PB-DC-012-PE-T4-02 | QSFP28-100G-LR4
PB-DC-012-PE-T4-01 | et-0/1/1 | 100G QSFP28 | 100000 | up | Fabric to PB-DC-012-PE-T4-03 | QSFP28-100G-LR4
PB-DC-012-PE-T4-01 | et-0/1/2 | 100G QSFP28 | 100000 | up | Fabric to PB-DC-012-PE-T4-04 | QSFP28-100G-LR4
PB-DC-012-PE-T4-01 | et-0/1/3 | 100G QSFP28 | 100000 | admin-down
PB-DC-012-PE-T4-01 | ge-0/2/0 | 1G copper | 1000 | admin-down
PB-DC-012-PE-T4-01 | ge-0/2/1 | 1G copper | 1000 | admin-down
PB-DC-012-PE-T4-01 | ge-0/2/2 | 1G copper | 1000 | admin-down
PB-DC-012-PE-T4-01 | ge-0/2/3 | 1G copper | 1000 | admin-down
PB-DC-012-PE-T4-01 | ge-0/2/4 | 1G copper | 1000 | admin-down
PB-DC-012-PE-T4-01 | ge-0/2/5 | 1G copper | 1000 | admin-down
PB-DC-012-PE-T4-01 | ge-0/2/6 | 1G copper | 1000 | admin-down
PB-DC-012-PE-T4-01 | ge-0/2/7 | 1G copper | 1000 | admin-down
PB-DC-012-PE-T4-01 | ge-0/2/8 | 1G copper | 1000 | admin-down
PB-DC-012-PE-T4-01 | ge-0/2/9 | 1G copper | 1000 | admin-down
PB-DC-012-PE-T4-01 | ge-0/2/10 | 1G copper | 1000 | admin-down
PB-DC-012-PE-T4-01 | ge-0/2/11 | 1G copper | 1000 | admin-down
PB-DC-012-PE-T4-01 | ge-0/2/12 | 1G copper | 1000 | admin-down
PB-DC-012-PE-T4-01 | ge-0/2/13 | 1G copper | 1000 | admin-down
PB-DC-012-PE-T4-01 | ge-0/2/14 | 1G copper | 1000 | reserved
PB-DC-012-PE-T4-01 | ge-0/2/15 | 1G copper | 1000 | admin-down
PB-DC-012-PE-T4-02 | xe-0/0/0 | 10G SFP+ | 10000 | admin-down
PB-DC-012-PE-T4-02 | xe-0/0/1 | 10G SFP+ | 10000 | up | Backhaul to RJ-DC-015 | SFP-10G-LR
PB-DC-012-PE-T4-02 | xe-0/0/2 | 10G SFP+ | 10000 | up | Backhaul to TS-DC-023 | SFP-10G-LR
PB-DC-012-PE-T4-02 | xe-0/0/3 | 10G SFP+ | 10000 | up | Backhaul to KL-DC-024 | SFP-10G-LR
PB-DC-012-PE-T4-02 | xe-0/0/4 | 10G SFP+ | 10000 | up | Backhaul to WB-DC-016 | SFP-10G-LR
PB-DC-012-PE-T4-02 | xe-0/0/5 | 10G SFP+ | 10000 | up | Backhaul to MH-DC-003 | SFP-10G-LR
PB-DC-012-PE-T4-02 | xe-0/0/6 | 10G SFP+ | 10000 | up | Uplink to PB-DC-012-AGG-R01 | SFP-10G-LR
PB-DC-012-PE-T4-02 | xe-0/0/7 | 10G SFP+ | 10000 | up | Uplink to PB-DC-012-AGG-R02 | SFP-10G-LR
PB-DC-012-PE-T4-02 | xe-0/0/8 | 10G SFP+ | 10000 | admin-down
PB-DC-012-PE-T4-02 | xe-0/0/9 | 10G SFP+ | 10000 | admin-down
PB-DC-012-PE-T4-02 | xe-0/0/10 | 10G SFP+ | 10000 | admin-down
PB-DC-012-PE-T4-02 | xe-0/0/11 | 10G SFP+ | 10000 | admin-down
PB-DC-012-PE-T4-02 | et-0/1/0 | 100G QSFP28 | 100000 | up | Fabric to PB-DC-012-PE-T4-01 | QSFP28-100G-LR4
PB-DC-012-PE-T4-02 | et-0/1/1 | 100G QSFP28 | 100000 | up | Fabric to PB-DC-012-PE-T4-03 | QSFP28-100G-LR4
PB-DC-012-PE-T4-02 | et-0/1/2 | 100G QSFP28 | 100000 | up | Fabric to PB-DC-012-PE-T4-04 | QSFP28-100G-LR4
PB-DC-012-PE-T4-02 | et-0/1/3 | 100G QSFP28 | 100000 | admin-down
PB-DC-012-PE-T4-02 | ge-0/2/0 | 1G copper | 1000 | admin-down
PB-DC-012-PE-T4-02 | ge-0/2/1 | 1G copper | 1000 | admin-down
PB-DC-012-PE-T4-02 | ge-0/2/2 | 1G copper | 1000 | admin-down
PB-DC-012-PE-T4-02 | ge-0/2/3 | 1G copper | 1000 | admin-down
PB-DC-012-PE-T4-02 | ge-0/2/4 | 1G copper | 1000 | admin-down
PB-DC-012-PE-T4-02 | ge-0/2/5 | 1G copper | 1000 | admin-down
PB-DC-012-PE-T4-02 | ge-0/2/6 | 1G copper | 1000 | admin-down
PB-DC-012-PE-T4-02 | ge-0/2/7 | 1G copper | 1000 | admin-down
PB-DC-012-PE-T4-02 | ge-0/2/8 | 1G copper | 1000 | admin-down
PB-DC-012-PE-T4-02 | ge-0/2/9 | 1G copper | 1000 | admin-down
PB-DC-012-PE-T4-02 | ge-0/2/10 | 1G copper | 1000 | admin-down
PB-DC-012-PE-T4-02 | ge-0/2/11 | 1G copper | 1000 | admin-down
PB-DC-012-PE-T4-02 | ge-0/2/12 | 1G copper | 1000 | admin-down
PB-DC-012-PE-T4-02 | ge-0/2/13 | 1G copper | 1000 | admin-down
PB-DC-012-PE-T4-02 | ge-0/2/14 | 1G copper | 1000 | admin-down
PB-DC-012-PE-T4-02 | ge-0/2/15 | 1G copper | 1000 | admin-down
PB-DC-012-PE-T4-03 | xe-0/0/0 | 10G SFP+ | 10000 | admin-down
PB-DC-012-PE-T4-03 | xe-0/0/1 | 10G SFP+ | 10000 | up | Backhaul to BR-DC-019 | SFP-10G-LR
PB-DC-012-PE-T4-03 | xe-0/0/2 | 10G SFP+ | 10000 | up | Backhaul to MP-DC-014 | SFP-10G-LR
PB-DC-012-PE-T4-03 | xe-0/0/3 | 10G SFP+ | 10000 | up | Backhaul to RJ-DC-015 | SFP-10G-LR
PB-DC-012-PE-T4-03 | xe-0/0/4 | 10G SFP+ | 10000 | up | Backhaul to KA-DC-008 | SFP-10G-LR
PB-DC-012-PE-T4-03 | xe-0/0/5 | 10G SFP+ | 10000 | up | Backhaul to UP-DC-005 | SFP-10G-LR
PB-DC-012-PE-T4-03 | xe-0/0/6 | 10G SFP+ | 10000 | up | Uplink to PB-DC-012-AGG-R02 | SFP-10G-LR
PB-DC-012-PE-T4-03 | xe-0/0/7 | 10G SFP+ | 10000 | admin-down
PB-DC-012-PE-T4-03 | xe-0/0/8 | 10G SFP+ | 10000 | admin-down
PB-DC-012-PE-T4-03 | xe-0/0/9 | 10G SFP+ | 10000 | admin-down
PB-DC-012-PE-T4-03 | xe-0/0/10 | 10G SFP+ | 10000 | admin-down
PB-DC-012-PE-T4-03 | xe-0/0/11 | 10G SFP+ | 10000 | admin-down
PB-DC-012-PE-T4-03 | et-0/1/0 | 100G QSFP28 | 100000 | up | Fabric to PB-DC-012-PE-T4-01 | QSFP28-100G-LR4
PB-DC-012-PE-T4-03 | et-0/1/1 | 100G QSFP28 | 100000 | up | Fabric to PB-DC-012-PE-T4-02 | QSFP28-100G-LR4
PB-DC-012-PE-T4-03 | et-0/1/2 | 100G QSFP28 | 100000 | up | Fabric to PB-DC-012-PE-T4-04 | QSFP28-100G-LR4
PB-DC-012-PE-T4-03 | et-0/1/3 | 100G QSFP28 | 100000 | admin-down
PB-DC-012-PE-T4-03 | ge-0/2/0 | 1G copper | 1000 | admin-down
PB-DC-012-PE-T4-03 | ge-0/2/1 | 1G copper | 1000 | admin-down
PB-DC-012-PE-T4-03 | ge-0/2/2 | 1G copper | 1000 | admin-down
PB-DC-012-PE-T4-03 | ge-0/2/3 | 1G copper | 1000 | admin-down
PB-DC-012-PE-T4-03 | ge-0/2/4 | 1G copper | 1000 | admin-down
PB-DC-012-PE-T4-03 | ge-0/2/5 | 1G copper | 1000 | admin-down
PB-DC-012-PE-T4-03 | ge-0/2/6 | 1G copper | 1000 | admin-down
PB-DC-012-PE-T4-03 | ge-0/2/7 | 1G copper | 1000 | admin-down
PB-DC-012-PE-T4-03 | ge-0/2/8 | 1G copper | 1000 | admin-down
PB-DC-012-PE-T4-03 | ge-0/2/9 | 1G copper | 1000 | admin-down
PB-DC-012-PE-T4-03 | ge-0/2/10 | 1G copper | 1000 | admin-down
PB-DC-012-PE-T4-03 | ge-0/2/11 | 1G copper | 1000 | admin-down
PB-DC-012-PE-T4-03 | ge-0/2/12 | 1G copper | 1000 | admin-down
PB-DC-012-PE-T4-03 | ge-0/2/13 | 1G copper | 1000 | admin-down
PB-DC-012-PE-T4-03 | ge-0/2/14 | 1G copper | 1000 | admin-down
PB-DC-012-PE-T4-03 | ge-0/2/15 | 1G copper | 1000 | reserved
PB-DC-012-PE-T4-04 | xe-0/0/0 | 10G SFP+ | 10000 | admin-down
PB-DC-012-PE-T4-04 | xe-0/0/1 | 10G SFP+ | 10000 | up | Backhaul to UP-DC-007 | SFP-10G-LR
PB-DC-012-PE-T4-04 | xe-0/0/2 | 10G SFP+ | 10000 | up | Backhaul to HR-DC-011 | SFP-10G-LR
PB-DC-012-PE-T4-04 | xe-0/0/3 | 10G SFP+ | 10000 | up | Backhaul to MH-DC-001 | SFP-10G-LR
PB-DC-012-PE-T4-04 | xe-0/0/4 | 10G SFP+ | 10000 | up | Backhaul to KA-DC-008 | SFP-10G-LR
PB-DC-012-PE-T4-04 | xe-0/0/5 | 10G SFP+ | 10000 | up | Backhaul to MH-DC-002 | SFP-10G-LR
PB-DC-012-PE-T4-04 | xe-0/0/6 | 10G SFP+ | 10000 | admin-down
PB-DC-012-PE-T4-04 | xe-0/0/7 | 10G SFP+ | 10000 | admin-down
PB-DC-012-PE-T4-04 | xe-0/0/8 | 10G SFP+ | 10000 | admin-down
PB-DC-012-PE-T4-04 | xe-0/0/9 | 10G SFP+ | 10000 | admin-down
PB-DC-012-PE-T4-04 | xe-0/0/10 | 10G SFP+ | 10000 | admin-down
PB-DC-012-PE-T4-04 | xe-0/0/11 | 10G SFP+ | 10000 | reserved
PB-DC-012-PE-T4-04 | et-0/1/0 | 100G QSFP28 | 100000 | up | Fabric to PB-DC-012-PE-T4-01 | QSFP28-100G-LR4
PB-DC-012-PE-T4-04 | et-0/1/1 | 100G QSFP28 | 100000 | up | Fabric to PB-DC-012-PE-T4-02 | QSFP28-100G-LR4
PB-DC-012-PE-T4-04 | et-0/1/2 | 100G QSFP28 | 100000 | up | Fabric to PB-DC-012-PE-T4-03 | QSFP28-100G-LR4
PB-DC-012-PE-T4-04 | et-0/1/3 | 100G QSFP28 | 100000 | admin-down
PB-DC-012-PE-T4-04 | ge-0/2/0 | 1G copper | 1000 | admin-down
PB-DC-012-PE-T4-04 | ge-0/2/1 | 1G copper | 1000 | admin-down
PB-DC-012-PE-T4-04 | ge-0/2/2 | 1G copper | 1000 | admin-down
PB-DC-012-PE-T4-04 | ge-0/2/3 | 1G copper | 1000 | admin-down
PB-DC-012-PE-T4-04 | ge-0/2/4 | 1G copper | 1000 | reserved
PB-DC-012-PE-T4-04 | ge-0/2/5 | 1G copper | 1000 | admin-down
PB-DC-012-PE-T4-04 | ge-0/2/6 | 1G copper | 1000 | reserved
PB-DC-012-PE-T4-04 | ge-0/2/7 | 1G copper | 1000 | admin-down
PB-DC-012-PE-T4-04 | ge-0/2/8 | 1G copper | 1000 | admin-down
PB-DC-012-PE-T4-04 | ge-0/2/9 | 1G copper | 1000 | admin-down
PB-DC-012-PE-T4-04 | ge-0/2/10 | 1G copper | 1000 | admin-down
PB-DC-012-PE-T4-04 | ge-0/2/11 | 1G copper | 1000 | admin-down
PB-DC-012-PE-T4-04 | ge-0/2/12 | 1G copper | 1000 | reserved
PB-DC-012-PE-T4-04 | ge-0/2/13 | 1G copper | 1000 | admin-down
PB-DC-012-PE-T4-04 | ge-0/2/14 | 1G copper | 1000 | admin-down
PB-DC-012-PE-T4-04 | ge-0/2/15 | 1G copper | 1000 | admin-down
PB-DC-012-FW-01 | port1 | 10G SFP+ | 10000 | up | Uplink to PB-DC-012-AGG-R01 | SFP-10G-LR
PB-DC-012-FW-01 | port2 | 10G SFP+ | 10000 | up | Uplink to PB-DC-012-AGG-R02 | SFP-10G-LR
PB-DC-012-FW-01 | port3 | 10G SFP+ | 10000 | admin-down
PB-DC-012-FW-01 | port4 | 10G SFP+ | 10000 | admin-down
PB-DC-012-FW-01 | port5 | 10G SFP+ | 10000 | admin-down
PB-DC-012-FW-01 | port6 | 10G SFP+ | 10000 | admin-down
PB-DC-012-FW-01 | port7 | 10G SFP+ | 10000 | admin-down
PB-DC-012-FW-01 | port8 | 10G SFP+ | 10000 | admin-down
PB-DC-012-OLA-01 | 1/2/c1 | 100G QSFP28 | 100000 | up | Uplink to PB-DC-012-AGG-R01 | QSFP28-100G-LR4
PB-DC-012-OLA-01 | 1/2/c2 | 100G QSFP28 | 100000 | admin-down
PB-DC-012-OLA-01 | 1/2/c3 | 100G QSFP28 | 100000 | admin-down
PB-DC-012-OLA-01 | 1/2/c4 | 100G QSFP28 | 100000 | admin-down
PB-DC-012-OLA-01 | 1/2/c5 | 100G QSFP28 | 100000 | admin-down
PB-DC-012-OLA-01 | 1/2/c6 | 100G QSFP28 | 100000 | admin-down
PB-DC-012-OLA-01 | 1/2/c7 | 100G QSFP28 | 100000 | admin-down
PB-DC-012-OLA-01 | 1/2/c8 | 100G QSFP28 | 100000 | admin-down
PB-DC-012-AGG-R01 | xe-0/0/0 | 10G SFP+ | 10000 | up | Uplink to PB-DC-012-FW-01 | SFP-10G-LR
PB-DC-012-AGG-R01 | xe-0/0/1 | 10G SFP+ | 10000 | up | Uplink to PB-DC-012-MMR-SW-01 | SFP-10G-LR
PB-DC-012-AGG-R01 | xe-0/0/2 | 10G SFP+ | 10000 | up | Uplink to PB-DC-012-MMR-SW-02 | SFP-10G-LR
PB-DC-012-AGG-R01 | xe-0/0/3 | 10G SFP+ | 10000 | up | Uplink to PB-DC-012-MMR-SW-03 | SFP-10G-LR
PB-DC-012-AGG-R01 | xe-0/0/4 | 10G SFP+ | 10000 | up | Uplink to PB-DC-012-MMR-SW-04 | SFP-10G-LR
PB-DC-012-AGG-R01 | xe-0/0/5 | 10G SFP+ | 10000 | admin-down
PB-DC-012-AGG-R01 | xe-0/0/6 | 10G SFP+ | 10000 | admin-down
PB-DC-012-AGG-R01 | xe-0/0/7 | 10G SFP+ | 10000 | admin-down
PB-DC-012-AGG-R01 | xe-0/0/8 | 10G SFP+ | 10000 | admin-down
PB-DC-012-AGG-R01 | xe-0/0/9 | 10G SFP+ | 10000 | admin-down
PB-DC-012-AGG-R01 | xe-0/0/10 | 10G SFP+ | 10000 | reserved
PB-DC-012-AGG-R01 | xe-0/0/11 | 10G SFP+ | 10000 | admin-down
PB-DC-012-AGG-R01 | xe-0/0/12 | 10G SFP+ | 10000 | admin-down
PB-DC-012-AGG-R01 | xe-0/0/13 | 10G SFP+ | 10000 | admin-down
PB-DC-012-AGG-R01 | xe-0/0/14 | 10G SFP+ | 10000 | admin-down
PB-DC-012-AGG-R01 | xe-0/0/15 | 10G SFP+ | 10000 | admin-down
PB-DC-012-AGG-R01 | et-0/1/0 | 100G QSFP28 | 100000 | up | Uplink to PB-DC-012-PE-T4-01 | QSFP28-100G-LR4
PB-DC-012-AGG-R01 | et-0/1/1 | 100G QSFP28 | 100000 | up | Uplink to PB-DC-012-PE-T4-02 | QSFP28-100G-LR4
PB-DC-012-AGG-R01 | et-0/1/2 | 100G QSFP28 | 100000 | up | Uplink to PB-DC-012-OLA-01 | QSFP28-100G-LR4
PB-DC-012-AGG-R01 | et-0/1/3 | 100G QSFP28 | 100000 | admin-down
PB-DC-012-AGG-R01 | et-0/1/4 | 100G QSFP28 | 100000 | admin-down
PB-DC-012-AGG-R01 | et-0/1/5 | 100G QSFP28 | 100000 | admin-down
PB-DC-012-AGG-R01 | et-0/1/6 | 100G QSFP28 | 100000 | admin-down
PB-DC-012-AGG-R01 | et-0/1/7 | 100G QSFP28 | 100000 | admin-down
PB-DC-012-AGG-R02 | xe-0/0/0 | 10G SFP+ | 10000 | up | Uplink to PB-DC-012-FW-01 | SFP-10G-LR
PB-DC-012-AGG-R02 | xe-0/0/1 | 10G SFP+ | 10000 | up | Uplink to PB-DC-012-MMR-SW-01 | SFP-10G-LR
PB-DC-012-AGG-R02 | xe-0/0/2 | 10G SFP+ | 10000 | up | Uplink to PB-DC-012-MMR-SW-02 | SFP-10G-LR
PB-DC-012-AGG-R02 | xe-0/0/3 | 10G SFP+ | 10000 | up | Uplink to PB-DC-012-MMR-SW-03 | SFP-10G-LR
PB-DC-012-AGG-R02 | xe-0/0/4 | 10G SFP+ | 10000 | up | Uplink to PB-DC-012-MMR-SW-04 | SFP-10G-LR
PB-DC-012-AGG-R02 | xe-0/0/5 | 10G SFP+ | 10000 | admin-down
PB-DC-012-AGG-R02 | xe-0/0/6 | 10G SFP+ | 10000 | admin-down
PB-DC-012-AGG-R02 | xe-0/0/7 | 10G SFP+ | 10000 | reserved
PB-DC-012-AGG-R02 | xe-0/0/8 | 10G SFP+ | 10000 | admin-down
PB-DC-012-AGG-R02 | xe-0/0/9 | 10G SFP+ | 10000 | admin-down
PB-DC-012-AGG-R02 | xe-0/0/10 | 10G SFP+ | 10000 | admin-down
PB-DC-012-AGG-R02 | xe-0/0/11 | 10G SFP+ | 10000 | admin-down
PB-DC-012-AGG-R02 | xe-0/0/12 | 10G SFP+ | 10000 | admin-down
PB-DC-012-AGG-R02 | xe-0/0/13 | 10G SFP+ | 10000 | admin-down
PB-DC-012-AGG-R02 | xe-0/0/14 | 10G SFP+ | 10000 | admin-down
PB-DC-012-AGG-R02 | xe-0/0/15 | 10G SFP+ | 10000 | admin-down
PB-DC-012-AGG-R02 | et-0/1/0 | 100G QSFP28 | 100000 | up | Uplink to PB-DC-012-PE-T4-02 | QSFP28-100G-LR4
PB-DC-012-AGG-R02 | et-0/1/1 | 100G QSFP28 | 100000 | up | Uplink to PB-DC-012-PE-T4-03 | QSFP28-100G-LR4
PB-DC-012-AGG-R02 | et-0/1/2 | 100G QSFP28 | 100000 | admin-down
PB-DC-012-AGG-R02 | et-0/1/3 | 100G QSFP28 | 100000 | admin-down
PB-DC-012-AGG-R02 | et-0/1/4 | 100G QSFP28 | 100000 | admin-down
PB-DC-012-AGG-R02 | et-0/1/5 | 100G QSFP28 | 100000 | admin-down
PB-DC-012-AGG-R02 | et-0/1/6 | 100G QSFP28 | 100000 | admin-down
PB-DC-012-AGG-R02 | et-0/1/7 | 100G QSFP28 | 100000 | admin-down
PB-DC-012-MMR-SW-01 | Te0/0/0/0 | 10G SFP+ | 10000 | up | Access to PB-DC-012-TOR-001 | SFP-10G-LR
PB-DC-012-MMR-SW-01 | Te0/0/0/1 | 10G SFP+ | 10000 | up | Server NIC
PB-DC-012-MMR-SW-01 | Te0/0/0/2 | 10G SFP+ | 10000 | admin-down
PB-DC-012-MMR-SW-01 | Te0/0/0/3 | 10G SFP+ | 10000 | up | Server NIC
PB-DC-012-MMR-SW-01 | Te0/0/0/4 | 10G SFP+ | 10000 | admin-down
PB-DC-012-MMR-SW-01 | Te0/0/0/5 | 10G SFP+ | 10000 | up | Server NIC
PB-DC-012-MMR-SW-01 | Te0/0/0/6 | 10G SFP+ | 10000 | up | Server NIC
PB-DC-012-MMR-SW-01 | Te0/0/0/7 | 10G SFP+ | 10000 | up | Server NIC
PB-DC-012-MMR-SW-01 | Te0/0/0/8 | 10G SFP+ | 10000 | up | Server NIC
PB-DC-012-MMR-SW-01 | Te0/0/0/9 | 10G SFP+ | 10000 | admin-down
PB-DC-012-MMR-SW-01 | Te0/0/0/10 | 10G SFP+ | 10000 | up | Server NIC
PB-DC-012-MMR-SW-01 | Te0/0/0/11 | 10G SFP+ | 10000 | up | Server NIC
PB-DC-012-MMR-SW-01 | Te0/0/0/12 | 10G SFP+ | 10000 | up | Server NIC
PB-DC-012-MMR-SW-01 | Te0/0/0/13 | 10G SFP+ | 10000 | admin-down
PB-DC-012-MMR-SW-01 | Te0/0/0/14 | 10G SFP+ | 10000 | admin-down
PB-DC-012-MMR-SW-01 | Te0/0/0/15 | 10G SFP+ | 10000 | up | Server NIC
PB-DC-012-MMR-SW-01 | Te0/0/0/16 | 10G SFP+ | 10000 | up | Server NIC
PB-DC-012-MMR-SW-01 | Te0/0/0/17 | 10G SFP+ | 10000 | up | Server NIC
PB-DC-012-MMR-SW-01 | Te0/0/0/18 | 10G SFP+ | 10000 | up | Server NIC
PB-DC-012-MMR-SW-01 | Te0/0/0/19 | 10G SFP+ | 10000 | up | Server NIC
PB-DC-012-MMR-SW-01 | Te0/0/0/20 | 10G SFP+ | 10000 | up | Server NIC
PB-DC-012-MMR-SW-01 | Te0/0/0/21 | 10G SFP+ | 10000 | admin-down
PB-DC-012-MMR-SW-01 | Te0/0/0/22 | 10G SFP+ | 10000 | up | Server NIC
PB-DC-012-MMR-SW-01 | Te0/0/0/23 | 10G SFP+ | 10000 | up | Server NIC
PB-DC-012-MMR-SW-01 | Te0/0/0/24 | 10G SFP+ | 10000 | admin-down
PB-DC-012-MMR-SW-01 | Te0/0/0/25 | 10G SFP+ | 10000 | up | Server NIC
PB-DC-012-MMR-SW-01 | Te0/0/0/26 | 10G SFP+ | 10000 | up | Server NIC
PB-DC-012-MMR-SW-01 | Te0/0/0/27 | 10G SFP+ | 10000 | up | Server NIC
PB-DC-012-MMR-SW-01 | Te0/0/0/28 | 10G SFP+ | 10000 | up | Server NIC
PB-DC-012-MMR-SW-01 | Te0/0/0/29 | 10G SFP+ | 10000 | admin-down
PB-DC-012-MMR-SW-01 | Te0/0/0/30 | 10G SFP+ | 10000 | up | Server NIC
PB-DC-012-MMR-SW-01 | Te0/0/0/31 | 10G SFP+ | 10000 | admin-down
PB-DC-012-MMR-SW-01 | Te0/0/0/32 | 10G SFP+ | 10000 | up | Server NIC
PB-DC-012-MMR-SW-01 | Te0/0/0/33 | 10G SFP+ | 10000 | up | Server NIC
PB-DC-012-MMR-SW-01 | Te0/0/0/34 | 10G SFP+ | 10000 | up | Server NIC
PB-DC-012-MMR-SW-01 | Te0/0/0/35 | 10G SFP+ | 10000 | up | Server NIC
PB-DC-012-MMR-SW-01 | Te0/0/0/36 | 10G SFP+ | 10000 | admin-down
PB-DC-012-MMR-SW-01 | Te0/0/0/37 | 10G SFP+ | 10000 | up | Server NIC
PB-DC-012-MMR-SW-01 | Te0/0/0/38 | 10G SFP+ | 10000 | admin-down
PB-DC-012-MMR-SW-01 | Te0/0/0/39 | 10G SFP+ | 10000 | up | Server NIC
PB-DC-012-MMR-SW-01 | Te0/0/0/40 | 10G SFP+ | 10000 | up | Server NIC
PB-DC-012-MMR-SW-01 | Te0/0/0/41 | 10G SFP+ | 10000 | up | Server NIC
PB-DC-012-MMR-SW-01 | Te0/0/0/42 | 10G SFP+ | 10000 | up | Server NIC
PB-DC-012-MMR-SW-01 | Te0/0/0/43 | 10G SFP+ | 10000 | admin-down
PB-DC-012-MMR-SW-01 | Te0/0/0/44 | 10G SFP+ | 10000 | up | Server NIC
PB-DC-012-MMR-SW-01 | Te0/0/0/45 | 10G SFP+ | 10000 | admin-down
PB-DC-012-MMR-SW-01 | Te0/0/0/46 | 10G SFP+ | 10000 | admin-down
PB-DC-012-MMR-SW-01 | Te0/0/0/47 | 10G SFP+ | 10000 | up | Server NIC
PB-DC-012-MMR-SW-01 | Hu0/0/1/0 | 100G QSFP28 | 100000 | up | Uplink to PB-DC-012-AGG-R01 | QSFP28-100G-LR4
PB-DC-012-MMR-SW-01 | Hu0/0/1/1 | 100G QSFP28 | 100000 | up | Uplink to PB-DC-012-AGG-R02 | QSFP28-100G-LR4
PB-DC-012-MMR-SW-01 | Hu0/0/1/2 | 100G QSFP28 | 100000 | admin-down
PB-DC-012-MMR-SW-01 | Hu0/0/1/3 | 100G QSFP28 | 100000 | admin-down
PB-DC-012-MMR-SW-02 | Ethernet1 | 10G SFP+ | 10000 | up | Access to PB-DC-012-TOR-001 | SFP-10G-LR
PB-DC-012-MMR-SW-02 | Ethernet2 | 10G SFP+ | 10000 | up | Access to PB-DC-012-TOR-002 | SFP-10G-LR
PB-DC-012-MMR-SW-02 | Ethernet3 | 10G SFP+ | 10000 | admin-down
PB-DC-012-MMR-SW-02 | Ethernet4 | 10G SFP+ | 10000 | up | Server NIC
PB-DC-012-MMR-SW-02 | Ethernet5 | 10G SFP+ | 10000 | up | Server NIC
PB-DC-012-MMR-SW-02 | Ethernet6 | 10G SFP+ | 10000 | up | Server NIC
PB-DC-012-MMR-SW-02 | Ethernet7 | 10G SFP+ | 10000 | up | Server NIC
PB-DC-012-MMR-SW-02 | Ethernet8 | 10G SFP+ | 10000 | admin-down
PB-DC-012-MMR-SW-02 | Ethernet9 | 10G SFP+ | 10000 | up | Server NIC
PB-DC-012-MMR-SW-02 | Ethernet10 | 10G SFP+ | 10000 | up | Server NIC
PB-DC-012-MMR-SW-02 | Ethernet11 | 10G SFP+ | 10000 | reserved
PB-DC-012-MMR-SW-02 | Ethernet12 | 10G SFP+ | 10000 | admin-down
PB-DC-012-MMR-SW-02 | Ethernet13 | 10G SFP+ | 10000 | up | Server NIC
PB-DC-012-MMR-SW-02 | Ethernet14 | 10G SFP+ | 10000 | up | Server NIC
PB-DC-012-MMR-SW-02 | Ethernet15 | 10G SFP+ | 10000 | up | Server NIC
PB-DC-012-MMR-SW-02 | Ethernet16 | 10G SFP+ | 10000 | admin-down
PB-DC-012-MMR-SW-02 | Ethernet17 | 10G SFP+ | 10000 | up | Server NIC
PB-DC-012-MMR-SW-02 | Ethernet18 | 10G SFP+ | 10000 | admin-down
PB-DC-012-MMR-SW-02 | Ethernet19 | 10G SFP+ | 10000 | admin-down
PB-DC-012-MMR-SW-02 | Ethernet20 | 10G SFP+ | 10000 | admin-down
PB-DC-012-MMR-SW-02 | Ethernet21 | 10G SFP+ | 10000 | up | Server NIC
PB-DC-012-MMR-SW-02 | Ethernet22 | 10G SFP+ | 10000 | up | Server NIC
PB-DC-012-MMR-SW-02 | Ethernet23 | 10G SFP+ | 10000 | up | Server NIC
PB-DC-012-MMR-SW-02 | Ethernet24 | 10G SFP+ | 10000 | admin-down
PB-DC-012-MMR-SW-02 | Ethernet25 | 10G SFP+ | 10000 | admin-down
PB-DC-012-MMR-SW-02 | Ethernet26 | 10G SFP+ | 10000 | admin-down
PB-DC-012-MMR-SW-02 | Ethernet27 | 10G SFP+ | 10000 | admin-down
PB-DC-012-MMR-SW-02 | Ethernet28 | 10G SFP+ | 10000 | up | Server NIC
PB-DC-012-MMR-SW-02 | Ethernet29 | 10G SFP+ | 10000 | up | Server NIC
PB-DC-012-MMR-SW-02 | Ethernet30 | 10G SFP+ | 10000 | admin-down
PB-DC-012-MMR-SW-02 | Ethernet31 | 10G SFP+ | 10000 | admin-down
PB-DC-012-MMR-SW-02 | Ethernet32 | 10G SFP+ | 10000 | up | Server NIC
PB-DC-012-MMR-SW-02 | Ethernet33 | 10G SFP+ | 10000 | up | Server NIC
PB-DC-012-MMR-SW-02 | Ethernet34 | 10G SFP+ | 10000 | up | Server NIC
PB-DC-012-MMR-SW-02 | Ethernet35 | 10G SFP+ | 10000 | up | Server NIC
PB-DC-012-MMR-SW-02 | Ethernet36 | 10G SFP+ | 10000 | up | Server NIC
PB-DC-012-MMR-SW-02 | Ethernet37 | 10G SFP+ | 10000 | up | Server NIC
PB-DC-012-MMR-SW-02 | Ethernet38 | 10G SFP+ | 10000 | up | Server NIC
PB-DC-012-MMR-SW-02 | Ethernet39 | 10G SFP+ | 10000 | up | Server NIC
PB-DC-012-MMR-SW-02 | Ethernet40 | 10G SFP+ | 10000 | admin-down
PB-DC-012-MMR-SW-02 | Ethernet41 | 10G SFP+ | 10000 | up | Server NIC
PB-DC-012-MMR-SW-02 | Ethernet42 | 10G SFP+ | 10000 | up | Server NIC
PB-DC-012-MMR-SW-02 | Ethernet43 | 10G SFP+ | 10000 | up | Server NIC
PB-DC-012-MMR-SW-02 | Ethernet44 | 10G SFP+ | 10000 | up | Server NIC
PB-DC-012-MMR-SW-02 | Ethernet45 | 10G SFP+ | 10000 | up | Server NIC
PB-DC-012-MMR-SW-02 | Ethernet46 | 10G SFP+ | 10000 | up | Server NIC
PB-DC-012-MMR-SW-02 | Ethernet47 | 10G SFP+ | 10000 | admin-down
PB-DC-012-MMR-SW-02 | Ethernet48 | 10G SFP+ | 10000 | admin-down
PB-DC-012-MMR-SW-02 | Ethernet49/1 | 100G QSFP28 | 100000 | up | Uplink to PB-DC-012-AGG-R02 | QSFP28-100G-LR4
PB-DC-012-MMR-SW-02 | Ethernet49/2 | 100G QSFP28 | 100000 | up | Uplink to PB-DC-012-AGG-R01 | QSFP28-100G-LR4
PB-DC-012-MMR-SW-02 | Ethernet49/3 | 100G QSFP28 | 100000 | admin-down
PB-DC-012-MMR-SW-02 | Ethernet49/4 | 100G QSFP28 | 100000 | admin-down
PB-DC-012-MMR-SW-03 | Ethernet1 | 10G SFP+ | 10000 | up | Access to PB-DC-012-TOR-002 | SFP-10G-LR
PB-DC-012-MMR-SW-03 | Ethernet2 | 10G SFP+ | 10000 | up | Server NIC
PB-DC-012-MMR-SW-03 | Ethernet3 | 10G SFP+ | 10000 | up | Server NIC
PB-DC-012-MMR-SW-03 | Ethernet4 | 10G SFP+ | 10000 | admin-down
PB-DC-012-MMR-SW-03 | Ethernet5 | 10G SFP+ | 10000 | admin-down
PB-DC-012-MMR-SW-03 | Ethernet6 | 10G SFP+ | 10000 | up | Server NIC
PB-DC-012-MMR-SW-03 | Ethernet7 | 10G SFP+ | 10000 | admin-down
PB-DC-012-MMR-SW-03 | Ethernet8 | 10G SFP+ | 10000 | up | Server NIC
PB-DC-012-MMR-SW-03 | Ethernet9 | 10G SFP+ | 10000 | admin-down
PB-DC-012-MMR-SW-03 | Ethernet10 | 10G SFP+ | 10000 | up | Server NIC
PB-DC-012-MMR-SW-03 | Ethernet11 | 10G SFP+ | 10000 | reserved
PB-DC-012-MMR-SW-03 | Ethernet12 | 10G SFP+ | 10000 | up | Server NIC
PB-DC-012-MMR-SW-03 | Ethernet13 | 10G SFP+ | 10000 | admin-down
PB-DC-012-MMR-SW-03 | Ethernet14 | 10G SFP+ | 10000 | up | Server NIC
PB-DC-012-MMR-SW-03 | Ethernet15 | 10G SFP+ | 10000 | admin-down
PB-DC-012-MMR-SW-03 | Ethernet16 | 10G SFP+ | 10000 | admin-down
PB-DC-012-MMR-SW-03 | Ethernet17 | 10G SFP+ | 10000 | admin-down
PB-DC-012-MMR-SW-03 | Ethernet18 | 10G SFP+ | 10000 | admin-down
PB-DC-012-MMR-SW-03 | Ethernet19 | 10G SFP+ | 10000 | up | Server NIC
PB-DC-012-MMR-SW-03 | Ethernet20 | 10G SFP+ | 10000 | admin-down
PB-DC-012-MMR-SW-03 | Ethernet21 | 10G SFP+ | 10000 | up | Server NIC
PB-DC-012-MMR-SW-03 | Ethernet22 | 10G SFP+ | 10000 | up | Server NIC
PB-DC-012-MMR-SW-03 | Ethernet23 | 10G SFP+ | 10000 | up | Server NIC
PB-DC-012-MMR-SW-03 | Ethernet24 | 10G SFP+ | 10000 | admin-down
PB-DC-012-MMR-SW-03 | Ethernet25 | 10G SFP+ | 10000 | up | Server NIC
PB-DC-012-MMR-SW-03 | Ethernet26 | 10G SFP+ | 10000 | up | Server NIC
PB-DC-012-MMR-SW-03 | Ethernet27 | 10G SFP+ | 10000 | up | Server NIC
PB-DC-012-MMR-SW-03 | Ethernet28 | 10G SFP+ | 10000 | admin-down
PB-DC-012-MMR-SW-03 | Ethernet29 | 10G SFP+ | 10000 | up | Server NIC
PB-DC-012-MMR-SW-03 | Ethernet30 | 10G SFP+ | 10000 | up | Server NIC
PB-DC-012-MMR-SW-03 | Ethernet31 | 10G SFP+ | 10000 | admin-down
PB-DC-012-MMR-SW-03 | Ethernet32 | 10G SFP+ | 10000 | up | Server NIC
PB-DC-012-MMR-SW-03 | Ethernet33 | 10G SFP+ | 10000 | admin-down
PB-DC-012-MMR-SW-03 | Ethernet34 | 10G SFP+ | 10000 | admin-down
PB-DC-012-MMR-SW-03 | Ethernet35 | 10G SFP+ | 10000 | admin-down
PB-DC-012-MMR-SW-03 | Ethernet36 | 10G SFP+ | 10000 | admin-down
PB-DC-012-MMR-SW-03 | Ethernet37 | 10G SFP+ | 10000 | up | Server NIC
PB-DC-012-MMR-SW-03 | Ethernet38 | 10G SFP+ | 10000 | admin-down
PB-DC-012-MMR-SW-03 | Ethernet39 | 10G SFP+ | 10000 | up | Server NIC
PB-DC-012-MMR-SW-03 | Ethernet40 | 10G SFP+ | 10000 | up | Server NIC
PB-DC-012-MMR-SW-03 | Ethernet41 | 10G SFP+ | 10000 | up | Server NIC
PB-DC-012-MMR-SW-03 | Ethernet42 | 10G SFP+ | 10000 | up | Server NIC
PB-DC-012-MMR-SW-03 | Ethernet43 | 10G SFP+ | 10000 | admin-down
PB-DC-012-MMR-SW-03 | Ethernet44 | 10G SFP+ | 10000 | up | Server NIC
PB-DC-012-MMR-SW-03 | Ethernet45 | 10G SFP+ | 10000 | admin-down
PB-DC-012-MMR-SW-03 | Ethernet46 | 10G SFP+ | 10000 | admin-down
PB-DC-012-MMR-SW-03 | Ethernet47 | 10G SFP+ | 10000 | up | Server NIC
PB-DC-012-MMR-SW-03 | Ethernet48 | 10G SFP+ | 10000 | up | Server NIC
PB-DC-012-MMR-SW-03 | Ethernet49/1 | 100G QSFP28 | 100000 | up | Uplink to PB-DC-012-AGG-R01 | QSFP28-100G-LR4
PB-DC-012-MMR-SW-03 | Ethernet49/2 | 100G QSFP28 | 100000 | up | Uplink to PB-DC-012-AGG-R02 | QSFP28-100G-LR4
PB-DC-012-MMR-SW-03 | Ethernet49/3 | 100G QSFP28 | 100000 | admin-down
PB-DC-012-MMR-SW-03 | Ethernet49/4 | 100G QSFP28 | 100000 | admin-down
PB-DC-012-MMR-SW-04 | Te0/0/0/0 | 10G SFP+ | 10000 | up | Server NIC
PB-DC-012-MMR-SW-04 | Te0/0/0/1 | 10G SFP+ | 10000 | up | Server NIC
PB-DC-012-MMR-SW-04 | Te0/0/0/2 | 10G SFP+ | 10000 | up | Server NIC
PB-DC-012-MMR-SW-04 | Te0/0/0/3 | 10G SFP+ | 10000 | up | Server NIC
PB-DC-012-MMR-SW-04 | Te0/0/0/4 | 10G SFP+ | 10000 | up | Server NIC
PB-DC-012-MMR-SW-04 | Te0/0/0/5 | 10G SFP+ | 10000 | up | Server NIC
PB-DC-012-MMR-SW-04 | Te0/0/0/6 | 10G SFP+ | 10000 | up | Server NIC
PB-DC-012-MMR-SW-04 | Te0/0/0/7 | 10G SFP+ | 10000 | up | Server NIC
PB-DC-012-MMR-SW-04 | Te0/0/0/8 | 10G SFP+ | 10000 | admin-down
PB-DC-012-MMR-SW-04 | Te0/0/0/9 | 10G SFP+ | 10000 | admin-down
PB-DC-012-MMR-SW-04 | Te0/0/0/10 | 10G SFP+ | 10000 | admin-down
PB-DC-012-MMR-SW-04 | Te0/0/0/11 | 10G SFP+ | 10000 | up | Server NIC
PB-DC-012-MMR-SW-04 | Te0/0/0/12 | 10G SFP+ | 10000 | up | Server NIC
PB-DC-012-MMR-SW-04 | Te0/0/0/13 | 10G SFP+ | 10000 | admin-down
PB-DC-012-MMR-SW-04 | Te0/0/0/14 | 10G SFP+ | 10000 | up | Server NIC
PB-DC-012-MMR-SW-04 | Te0/0/0/15 | 10G SFP+ | 10000 | up | Server NIC
PB-DC-012-MMR-SW-04 | Te0/0/0/16 | 10G SFP+ | 10000 | admin-down
PB-DC-012-MMR-SW-04 | Te0/0/0/17 | 10G SFP+ | 10000 | admin-down
PB-DC-012-MMR-SW-04 | Te0/0/0/18 | 10G SFP+ | 10000 | admin-down
PB-DC-012-MMR-SW-04 | Te0/0/0/19 | 10G SFP+ | 10000 | up | Server NIC
PB-DC-012-MMR-SW-04 | Te0/0/0/20 | 10G SFP+ | 10000 | admin-down
PB-DC-012-MMR-SW-04 | Te0/0/0/21 | 10G SFP+ | 10000 | up | Server NIC
PB-DC-012-MMR-SW-04 | Te0/0/0/22 | 10G SFP+ | 10000 | up | Server NIC
PB-DC-012-MMR-SW-04 | Te0/0/0/23 | 10G SFP+ | 10000 | up | Server NIC
PB-DC-012-MMR-SW-04 | Te0/0/0/24 | 10G SFP+ | 10000 | up | Server NIC
PB-DC-012-MMR-SW-04 | Te0/0/0/25 | 10G SFP+ | 10000 | up | Server NIC
PB-DC-012-MMR-SW-04 | Te0/0/0/26 | 10G SFP+ | 10000 | admin-down
PB-DC-012-MMR-SW-04 | Te0/0/0/27 | 10G SFP+ | 10000 | up | Server NIC
PB-DC-012-MMR-SW-04 | Te0/0/0/28 | 10G SFP+ | 10000 | up | Server NIC
PB-DC-012-MMR-SW-04 | Te0/0/0/29 | 10G SFP+ | 10000 | admin-down
PB-DC-012-MMR-SW-04 | Te0/0/0/30 | 10G SFP+ | 10000 | reserved
PB-DC-012-MMR-SW-04 | Te0/0/0/31 | 10G SFP+ | 10000 | admin-down
PB-DC-012-MMR-SW-04 | Te0/0/0/32 | 10G SFP+ | 10000 | admin-down
PB-DC-012-MMR-SW-04 | Te0/0/0/33 | 10G SFP+ | 10000 | admin-down
PB-DC-012-MMR-SW-04 | Te0/0/0/34 | 10G SFP+ | 10000 | admin-down
PB-DC-012-MMR-SW-04 | Te0/0/0/35 | 10G SFP+ | 10000 | up | Server NIC
PB-DC-012-MMR-SW-04 | Te0/0/0/36 | 10G SFP+ | 10000 | up | Server NIC
PB-DC-012-MMR-SW-04 | Te0/0/0/37 | 10G SFP+ | 10000 | admin-down
PB-DC-012-MMR-SW-04 | Te0/0/0/38 | 10G SFP+ | 10000 | admin-down
PB-DC-012-MMR-SW-04 | Te0/0/0/39 | 10G SFP+ | 10000 | up | Server NIC
PB-DC-012-MMR-SW-04 | Te0/0/0/40 | 10G SFP+ | 10000 | up | Server NIC
PB-DC-012-MMR-SW-04 | Te0/0/0/41 | 10G SFP+ | 10000 | admin-down
PB-DC-012-MMR-SW-04 | Te0/0/0/42 | 10G SFP+ | 10000 | up | Server NIC
PB-DC-012-MMR-SW-04 | Te0/0/0/43 | 10G SFP+ | 10000 | up | Server NIC
PB-DC-012-MMR-SW-04 | Te0/0/0/44 | 10G SFP+ | 10000 | up | Server NIC
PB-DC-012-MMR-SW-04 | Te0/0/0/45 | 10G SFP+ | 10000 | up | Server NIC
PB-DC-012-MMR-SW-04 | Te0/0/0/46 | 10G SFP+ | 10000 | up | Server NIC
PB-DC-012-MMR-SW-04 | Te0/0/0/47 | 10G SFP+ | 10000 | reserved
PB-DC-012-MMR-SW-04 | Hu0/0/1/0 | 100G QSFP28 | 100000 | up | Uplink to PB-DC-012-AGG-R02 | QSFP28-100G-LR4
PB-DC-012-MMR-SW-04 | Hu0/0/1/1 | 100G QSFP28 | 100000 | up | Uplink to PB-DC-012-AGG-R01 | QSFP28-100G-LR4
PB-DC-012-MMR-SW-04 | Hu0/0/1/2 | 100G QSFP28 | 100000 | admin-down
PB-DC-012-MMR-SW-04 | Hu0/0/1/3 | 100G QSFP28 | 100000 | admin-down
PB-DC-012-TOR-001 | xe-0/0/0 | 10G SFP+ | 10000 | up | Access to PB-DC-012-MMR-SW-01 | SFP-10G-LR
PB-DC-012-TOR-001 | xe-0/0/1 | 10G SFP+ | 10000 | up | Access to PB-DC-012-MMR-SW-02 | SFP-10G-LR
PB-DC-012-TOR-001 | xe-0/0/2 | 10G SFP+ | 10000 | up | Server NIC
PB-DC-012-TOR-001 | xe-0/0/3 | 10G SFP+ | 10000 | up | Server NIC
PB-DC-012-TOR-001 | xe-0/0/4 | 10G SFP+ | 10000 | up | Server NIC
PB-DC-012-TOR-001 | xe-0/0/5 | 10G SFP+ | 10000 | admin-down
PB-DC-012-TOR-001 | xe-0/0/6 | 10G SFP+ | 10000 | admin-down
PB-DC-012-TOR-001 | xe-0/0/7 | 10G SFP+ | 10000 | up | Server NIC
PB-DC-012-TOR-001 | xe-0/0/8 | 10G SFP+ | 10000 | admin-down
PB-DC-012-TOR-001 | xe-0/0/9 | 10G SFP+ | 10000 | up | Server NIC
PB-DC-012-TOR-001 | xe-0/0/10 | 10G SFP+ | 10000 | up | Server NIC
PB-DC-012-TOR-001 | xe-0/0/11 | 10G SFP+ | 10000 | up | Server NIC
PB-DC-012-TOR-001 | xe-0/0/12 | 10G SFP+ | 10000 | up | Server NIC
PB-DC-012-TOR-001 | xe-0/0/13 | 10G SFP+ | 10000 | up | Server NIC
PB-DC-012-TOR-001 | xe-0/0/14 | 10G SFP+ | 10000 | up | Server NIC
PB-DC-012-TOR-001 | xe-0/0/15 | 10G SFP+ | 10000 | admin-down
PB-DC-012-TOR-001 | xe-0/0/16 | 10G SFP+ | 10000 | admin-down
PB-DC-012-TOR-001 | xe-0/0/17 | 10G SFP+ | 10000 | reserved
PB-DC-012-TOR-001 | xe-0/0/18 | 10G SFP+ | 10000 | admin-down
PB-DC-012-TOR-001 | xe-0/0/19 | 10G SFP+ | 10000 | up | Server NIC
PB-DC-012-TOR-001 | xe-0/0/20 | 10G SFP+ | 10000 | admin-down
PB-DC-012-TOR-001 | xe-0/0/21 | 10G SFP+ | 10000 | admin-down
PB-DC-012-TOR-001 | xe-0/0/22 | 10G SFP+ | 10000 | up | Server NIC
PB-DC-012-TOR-001 | xe-0/0/23 | 10G SFP+ | 10000 | up | Server NIC
PB-DC-012-TOR-001 | et-0/1/0 | 100G QSFP28 | 100000 | admin-down
PB-DC-012-TOR-001 | et-0/1/1 | 100G QSFP28 | 100000 | admin-down
PB-DC-012-TOR-002 | Te0/0/0/0 | 10G SFP+ | 10000 | up | Access to PB-DC-012-MMR-SW-02 | SFP-10G-LR
PB-DC-012-TOR-002 | Te0/0/0/1 | 10G SFP+ | 10000 | up | Access to PB-DC-012-MMR-SW-03 | SFP-10G-LR
PB-DC-012-TOR-002 | Te0/0/0/2 | 10G SFP+ | 10000 | admin-down
PB-DC-012-TOR-002 | Te0/0/0/3 | 10G SFP+ | 10000 | admin-down
PB-DC-012-TOR-002 | Te0/0/0/4 | 10G SFP+ | 10000 | admin-down
PB-DC-012-TOR-002 | Te0/0/0/5 | 10G SFP+ | 10000 | admin-down
PB-DC-012-TOR-002 | Te0/0/0/6 | 10G SFP+ | 10000 | admin-down
PB-DC-012-TOR-002 | Te0/0/0/7 | 10G SFP+ | 10000 | up | Server NIC
PB-DC-012-TOR-002 | Te0/0/0/8 | 10G SFP+ | 10000 | admin-down
PB-DC-012-TOR-002 | Te0/0/0/9 | 10G SFP+ | 10000 | admin-down
PB-DC-012-TOR-002 | Te0/0/0/10 | 10G SFP+ | 10000 | admin-down
PB-DC-012-TOR-002 | Te0/0/0/11 | 10G SFP+ | 10000 | up | Server NIC
PB-DC-012-TOR-002 | Te0/0/0/12 | 10G SFP+ | 10000 | up | Server NIC
PB-DC-012-TOR-002 | Te0/0/0/13 | 10G SFP+ | 10000 | up | Server NIC
PB-DC-012-TOR-002 | Te0/0/0/14 | 10G SFP+ | 10000 | up | Server NIC
PB-DC-012-TOR-002 | Te0/0/0/15 | 10G SFP+ | 10000 | up | Server NIC
PB-DC-012-TOR-002 | Te0/0/0/16 | 10G SFP+ | 10000 | up | Server NIC
PB-DC-012-TOR-002 | Te0/0/0/17 | 10G SFP+ | 10000 | admin-down
PB-DC-012-TOR-002 | Te0/0/0/18 | 10G SFP+ | 10000 | up | Server NIC
PB-DC-012-TOR-002 | Te0/0/0/19 | 10G SFP+ | 10000 | up | Server NIC
PB-DC-012-TOR-002 | Te0/0/0/20 | 10G SFP+ | 10000 | up | Server NIC
PB-DC-012-TOR-002 | Te0/0/0/21 | 10G SFP+ | 10000 | admin-down
PB-DC-012-TOR-002 | Te0/0/0/22 | 10G SFP+ | 10000 | admin-down
PB-DC-012-TOR-002 | Te0/0/0/23 | 10G SFP+ | 10000 | up | Server NIC
PB-DC-012-TOR-002 | Hu0/0/1/0 | 100G QSFP28 | 100000 | admin-down
PB-DC-012-TOR-002 | Hu0/0/1/1 | 100G QSFP28 | 100000 | admin-down
GJ-DC-013-PE-T4-01 | xe-0/0/0 | 10G SFP+ | 10000 | admin-down
GJ-DC-013-PE-T4-01 | xe-0/0/1 | 10G SFP+ | 10000 | admin-down
GJ-DC-013-PE-T4-01 | xe-0/0/2 | 10G SFP+ | 10000 | admin-down
GJ-DC-013-PE-T4-01 | xe-0/0/3 | 10G SFP+ | 10000 | admin-down
GJ-DC-013-PE-T4-01 | xe-0/0/4 | 10G SFP+ | 10000 | admin-down
GJ-DC-013-PE-T4-01 | xe-0/0/5 | 10G SFP+ | 10000 | admin-down
GJ-DC-013-PE-T4-01 | xe-0/0/6 | 10G SFP+ | 10000 | reserved
GJ-DC-013-PE-T4-01 | xe-0/0/7 | 10G SFP+ | 10000 | admin-down
GJ-DC-013-PE-T4-01 | xe-0/0/8 | 10G SFP+ | 10000 | admin-down
GJ-DC-013-PE-T4-01 | xe-0/0/9 | 10G SFP+ | 10000 | admin-down
GJ-DC-013-PE-T4-01 | xe-0/0/10 | 10G SFP+ | 10000 | admin-down
GJ-DC-013-PE-T4-01 | xe-0/0/11 | 10G SFP+ | 10000 | admin-down
GJ-DC-013-PE-T4-01 | et-0/1/0 | 100G QSFP28 | 100000 | admin-down
GJ-DC-013-PE-T4-01 | et-0/1/1 | 100G QSFP28 | 100000 | admin-down
GJ-DC-013-PE-T4-01 | et-0/1/2 | 100G QSFP28 | 100000 | admin-down
GJ-DC-013-PE-T4-01 | et-0/1/3 | 100G QSFP28 | 100000 | admin-down
GJ-DC-013-PE-T4-01 | ge-0/2/0 | 1G copper | 1000 | admin-down
GJ-DC-013-PE-T4-01 | ge-0/2/1 | 1G copper | 1000 | admin-down
GJ-DC-013-PE-T4-01 | ge-0/2/2 | 1G copper | 1000 | admin-down
GJ-DC-013-PE-T4-01 | ge-0/2/3 | 1G copper | 1000 | admin-down
GJ-DC-013-PE-T4-01 | ge-0/2/4 | 1G copper | 1000 | admin-down
GJ-DC-013-PE-T4-01 | ge-0/2/5 | 1G copper | 1000 | admin-down
GJ-DC-013-PE-T4-01 | ge-0/2/6 | 1G copper | 1000 | admin-down
GJ-DC-013-PE-T4-01 | ge-0/2/7 | 1G copper | 1000 | admin-down
GJ-DC-013-PE-T4-01 | ge-0/2/8 | 1G copper | 1000 | admin-down
GJ-DC-013-PE-T4-01 | ge-0/2/9 | 1G copper | 1000 | admin-down
GJ-DC-013-PE-T4-01 | ge-0/2/10 | 1G copper | 1000 | admin-down
GJ-DC-013-PE-T4-01 | ge-0/2/11 | 1G copper | 1000 | admin-down
GJ-DC-013-PE-T4-01 | ge-0/2/12 | 1G copper | 1000 | reserved
GJ-DC-013-PE-T4-01 | ge-0/2/13 | 1G copper | 1000 | admin-down
GJ-DC-013-PE-T4-01 | ge-0/2/14 | 1G copper | 1000 | admin-down
GJ-DC-013-PE-T4-01 | ge-0/2/15 | 1G copper | 1000 | admin-down
GJ-DC-013-PE-T4-02 | xe-0/0/0 | 10G SFP+ | 10000 | admin-down
GJ-DC-013-PE-T4-02 | xe-0/0/1 | 10G SFP+ | 10000 | admin-down
GJ-DC-013-PE-T4-02 | xe-0/0/2 | 10G SFP+ | 10000 | admin-down
GJ-DC-013-PE-T4-02 | xe-0/0/3 | 10G SFP+ | 10000 | admin-down
GJ-DC-013-PE-T4-02 | xe-0/0/4 | 10G SFP+ | 10000 | admin-down
GJ-DC-013-PE-T4-02 | xe-0/0/5 | 10G SFP+ | 10000 | admin-down
GJ-DC-013-PE-T4-02 | xe-0/0/6 | 10G SFP+ | 10000 | admin-down
GJ-DC-013-PE-T4-02 | xe-0/0/7 | 10G SFP+ | 10000 | admin-down
GJ-DC-013-PE-T4-02 | xe-0/0/8 | 10G SFP+ | 10000 | admin-down
GJ-DC-013-PE-T4-02 | xe-0/0/9 | 10G SFP+ | 10000 | admin-down
GJ-DC-013-PE-T4-02 | xe-0/0/10 | 10G SFP+ | 10000 | admin-down
GJ-DC-013-PE-T4-02 | xe-0/0/11 | 10G SFP+ | 10000 | reserved
GJ-DC-013-PE-T4-02 | et-0/1/0 | 100G QSFP28 | 100000 | admin-down
GJ-DC-013-PE-T4-02 | et-0/1/1 | 100G QSFP28 | 100000 | admin-down
GJ-DC-013-PE-T4-02 | et-0/1/2 | 100G QSFP28 | 100000 | admin-down
GJ-DC-013-PE-T4-02 | et-0/1/3 | 100G QSFP28 | 100000 | admin-down
GJ-DC-013-PE-T4-02 | ge-0/2/0 | 1G copper | 1000 | admin-down
GJ-DC-013-PE-T4-02 | ge-0/2/1 | 1G copper | 1000 | admin-down
GJ-DC-013-PE-T4-02 | ge-0/2/2 | 1G copper | 1000 | admin-down
GJ-DC-013-PE-T4-02 | ge-0/2/3 | 1G copper | 1000 | admin-down
GJ-DC-013-PE-T4-02 | ge-0/2/4 | 1G copper | 1000 | admin-down
GJ-DC-013-PE-T4-02 | ge-0/2/5 | 1G copper | 1000 | admin-down
GJ-DC-013-PE-T4-02 | ge-0/2/6 | 1G copper | 1000 | admin-down
GJ-DC-013-PE-T4-02 | ge-0/2/7 | 1G copper | 1000 | admin-down
GJ-DC-013-PE-T4-02 | ge-0/2/8 | 1G copper | 1000 | admin-down
GJ-DC-013-PE-T4-02 | ge-0/2/9 | 1G copper | 1000 | admin-down
GJ-DC-013-PE-T4-02 | ge-0/2/10 | 1G copper | 1000 | admin-down
GJ-DC-013-PE-T4-02 | ge-0/2/11 | 1G copper | 1000 | reserved
GJ-DC-013-PE-T4-02 | ge-0/2/12 | 1G copper | 1000 | admin-down
GJ-DC-013-PE-T4-02 | ge-0/2/13 | 1G copper | 1000 | admin-down
GJ-DC-013-PE-T4-02 | ge-0/2/14 | 1G copper | 1000 | admin-down
GJ-DC-013-PE-T4-02 | ge-0/2/15 | 1G copper | 1000 | admin-down
GJ-DC-013-PE-T4-03 | Te0/0/0/0 | 10G SFP+ | 10000 | admin-down
GJ-DC-013-PE-T4-03 | Te0/0/0/1 | 10G SFP+ | 10000 | admin-down
GJ-DC-013-PE-T4-03 | Te0/0/0/2 | 10G SFP+ | 10000 | reserved
GJ-DC-013-PE-T4-03 | Te0/0/0/3 | 10G SFP+ | 10000 | admin-down
GJ-DC-013-PE-T4-03 | Te0/0/0/4 | 10G SFP+ | 10000 | admin-down
GJ-DC-013-PE-T4-03 | Te0/0/0/5 | 10G SFP+ | 10000 | admin-down
GJ-DC-013-PE-T4-03 | Te0/0/0/6 | 10G SFP+ | 10000 | admin-down
GJ-DC-013-PE-T4-03 | Te0/0/0/7 | 10G SFP+ | 10000 | admin-down
GJ-DC-013-PE-T4-03 | Te0/0/0/8 | 10G SFP+ | 10000 | admin-down
GJ-DC-013-PE-T4-03 | Te0/0/0/9 | 10G SFP+ | 10000 | admin-down
GJ-DC-013-PE-T4-03 | Te0/0/0/10 | 10G SFP+ | 10000 | admin-down
GJ-DC-013-PE-T4-03 | Te0/0/0/11 | 10G SFP+ | 10000 | admin-down
GJ-DC-013-PE-T4-03 | Hu0/0/1/0 | 100G QSFP28 | 100000 | admin-down
GJ-DC-013-PE-T4-03 | Hu0/0/1/1 | 100G QSFP28 | 100000 | admin-down
GJ-DC-013-PE-T4-03 | Hu0/0/1/2 | 100G QSFP28 | 100000 | admin-down
GJ-DC-013-PE-T4-03 | Hu0/0/1/3 | 100G QSFP28 | 100000 | admin-down
GJ-DC-013-PE-T4-03 | Gi0/0/2/0 | 1G copper | 1000 | admin-down
GJ-DC-013-PE-T4-03 | Gi0/0/2/1 | 1G copper | 1000 | admin-down
GJ-DC-013-PE-T4-03 | Gi0/0/2/2 | 1G copper | 1000 | admin-down
GJ-DC-013-PE-T4-03 | Gi0/0/2/3 | 1G copper | 1000 | admin-down
GJ-DC-013-PE-T4-03 | Gi0/0/2/4 | 1G copper | 1000 | admin-down
GJ-DC-013-PE-T4-03 | Gi0/0/2/5 | 1G copper | 1000 | admin-down
GJ-DC-013-PE-T4-03 | Gi0/0/2/6 | 1G copper | 1000 | admin-down
GJ-DC-013-PE-T4-03 | Gi0/0/2/7 | 1G copper | 1000 | admin-down
GJ-DC-013-PE-T4-03 | Gi0/0/2/8 | 1G copper | 1000 | admin-down
GJ-DC-013-PE-T4-03 | Gi0/0/2/9 | 1G copper | 1000 | admin-down
GJ-DC-013-PE-T4-03 | Gi0/0/2/10 | 1G copper | 1000 | admin-down
GJ-DC-013-PE-T4-03 | Gi0/0/2/11 | 1G copper | 1000 | admin-down
GJ-DC-013-PE-T4-03 | Gi0/0/2/12 | 1G copper | 1000 | admin-down
GJ-DC-013-PE-T4-03 | Gi0/0/2/13 | 1G copper | 1000 | reserved
GJ-DC-013-PE-T4-03 | Gi0/0/2/14 | 1G copper | 1000 | admin-down
GJ-DC-013-PE-T4-03 | Gi0/0/2/15 | 1G copper | 1000 | admin-down
GJ-DC-013-PE-T4-04 | Te0/0/0/0 | 10G SFP+ | 10000 | admin-down
GJ-DC-013-PE-T4-04 | Te0/0/0/1 | 10G SFP+ | 10000 | admin-down
GJ-DC-013-PE-T4-04 | Te0/0/0/2 | 10G SFP+ | 10000 | admin-down
GJ-DC-013-PE-T4-04 | Te0/0/0/3 | 10G SFP+ | 10000 | admin-down
GJ-DC-013-PE-T4-04 | Te0/0/0/4 | 10G SFP+ | 10000 | admin-down
GJ-DC-013-PE-T4-04 | Te0/0/0/5 | 10G SFP+ | 10000 | admin-down
GJ-DC-013-PE-T4-04 | Te0/0/0/6 | 10G SFP+ | 10000 | admin-down
GJ-DC-013-PE-T4-04 | Te0/0/0/7 | 10G SFP+ | 10000 | admin-down
GJ-DC-013-PE-T4-04 | Te0/0/0/8 | 10G SFP+ | 10000 | admin-down
GJ-DC-013-PE-T4-04 | Te0/0/0/9 | 10G SFP+ | 10000 | admin-down
GJ-DC-013-PE-T4-04 | Te0/0/0/10 | 10G SFP+ | 10000 | admin-down
GJ-DC-013-PE-T4-04 | Te0/0/0/11 | 10G SFP+ | 10000 | admin-down
GJ-DC-013-PE-T4-04 | Hu0/0/1/0 | 100G QSFP28 | 100000 | admin-down
GJ-DC-013-PE-T4-04 | Hu0/0/1/1 | 100G QSFP28 | 100000 | admin-down
GJ-DC-013-PE-T4-04 | Hu0/0/1/2 | 100G QSFP28 | 100000 | admin-down
GJ-DC-013-PE-T4-04 | Hu0/0/1/3 | 100G QSFP28 | 100000 | admin-down
GJ-DC-013-PE-T4-04 | Gi0/0/2/0 | 1G copper | 1000 | reserved
GJ-DC-013-PE-T4-04 | Gi0/0/2/1 | 1G copper | 1000 | admin-down
GJ-DC-013-PE-T4-04 | Gi0/0/2/2 | 1G copper | 1000 | admin-down
GJ-DC-013-PE-T4-04 | Gi0/0/2/3 | 1G copper | 1000 | admin-down
GJ-DC-013-PE-T4-04 | Gi0/0/2/4 | 1G copper | 1000 | admin-down
GJ-DC-013-PE-T4-04 | Gi0/0/2/5 | 1G copper | 1000 | admin-down
GJ-DC-013-PE-T4-04 | Gi0/0/2/6 | 1G copper | 1000 | admin-down
GJ-DC-013-PE-T4-04 | Gi0/0/2/7 | 1G copper | 1000 | reserved
GJ-DC-013-PE-T4-04 | Gi0/0/2/8 | 1G copper | 1000 | admin-down
GJ-DC-013-PE-T4-04 | Gi0/0/2/9 | 1G copper | 1000 | admin-down
GJ-DC-013-PE-T4-04 | Gi0/0/2/10 | 1G copper | 1000 | admin-down
GJ-DC-013-PE-T4-04 | Gi0/0/2/11 | 1G copper | 1000 | admin-down
GJ-DC-013-PE-T4-04 | Gi0/0/2/12 | 1G copper | 1000 | reserved
GJ-DC-013-PE-T4-04 | Gi0/0/2/13 | 1G copper | 1000 | admin-down
GJ-DC-013-PE-T4-04 | Gi0/0/2/14 | 1G copper | 1000 | admin-down
GJ-DC-013-PE-T4-04 | Gi0/0/2/15 | 1G copper | 1000 | admin-down
GJ-DC-013-FW-01 | port1 | 10G SFP+ | 10000 | admin-down
GJ-DC-013-FW-01 | port2 | 10G SFP+ | 10000 | admin-down
GJ-DC-013-FW-01 | port3 | 10G SFP+ | 10000 | admin-down
GJ-DC-013-FW-01 | port4 | 10G SFP+ | 10000 | admin-down
GJ-DC-013-FW-01 | port5 | 10G SFP+ | 10000 | admin-down
GJ-DC-013-FW-01 | port6 | 10G SFP+ | 10000 | reserved
GJ-DC-013-FW-01 | port7 | 10G SFP+ | 10000 | admin-down
GJ-DC-013-FW-01 | port8 | 10G SFP+ | 10000 | admin-down
GJ-DC-013-OLA-01 | 1-A-1 | 100G QSFP28 | 100000 | admin-down
GJ-DC-013-OLA-01 | 1-A-2 | 100G QSFP28 | 100000 | admin-down
GJ-DC-013-OLA-01 | 1-A-3 | 100G QSFP28 | 100000 | admin-down
GJ-DC-013-OLA-01 | 1-A-4 | 100G QSFP28 | 100000 | admin-down
GJ-DC-013-OLA-01 | 1-A-5 | 100G QSFP28 | 100000 | admin-down
GJ-DC-013-OLA-01 | 1-A-6 | 100G QSFP28 | 100000 | admin-down
GJ-DC-013-OLA-01 | 1-A-7 | 100G QSFP28 | 100000 | admin-down
GJ-DC-013-OLA-01 | 1-A-8 | 100G QSFP28 | 100000 | admin-down
GJ-DC-013-AGG-R01 | xe-0/0/0 | 10G SFP+ | 10000 | admin-down
GJ-DC-013-AGG-R01 | xe-0/0/1 | 10G SFP+ | 10000 | admin-down
GJ-DC-013-AGG-R01 | xe-0/0/2 | 10G SFP+ | 10000 | admin-down
GJ-DC-013-AGG-R01 | xe-0/0/3 | 10G SFP+ | 10000 | admin-down
GJ-DC-013-AGG-R01 | xe-0/0/4 | 10G SFP+ | 10000 | admin-down
GJ-DC-013-AGG-R01 | xe-0/0/5 | 10G SFP+ | 10000 | admin-down
GJ-DC-013-AGG-R01 | xe-0/0/6 | 10G SFP+ | 10000 | admin-down
GJ-DC-013-AGG-R01 | xe-0/0/7 | 10G SFP+ | 10000 | admin-down
GJ-DC-013-AGG-R01 | xe-0/0/8 | 10G SFP+ | 10000 | admin-down
GJ-DC-013-AGG-R01 | xe-0/0/9 | 10G SFP+ | 10000 | admin-down
GJ-DC-013-AGG-R01 | xe-0/0/10 | 10G SFP+ | 10000 | admin-down
GJ-DC-013-AGG-R01 | xe-0/0/11 | 10G SFP+ | 10000 | admin-down
GJ-DC-013-AGG-R01 | xe-0/0/12 | 10G SFP+ | 10000 | admin-down
GJ-DC-013-AGG-R01 | xe-0/0/13 | 10G SFP+ | 10000 | admin-down
GJ-DC-013-AGG-R01 | xe-0/0/14 | 10G SFP+ | 10000 | admin-down
GJ-DC-013-AGG-R01 | xe-0/0/15 | 10G SFP+ | 10000 | admin-down
GJ-DC-013-AGG-R01 | et-0/1/0 | 100G QSFP28 | 100000 | admin-down
GJ-DC-013-AGG-R01 | et-0/1/1 | 100G QSFP28 | 100000 | admin-down
GJ-DC-013-AGG-R01 | et-0/1/2 | 100G QSFP28 | 100000 | admin-down
GJ-DC-013-AGG-R01 | et-0/1/3 | 100G QSFP28 | 100000 | admin-down
GJ-DC-013-AGG-R01 | et-0/1/4 | 100G QSFP28 | 100000 | admin-down
GJ-DC-013-AGG-R01 | et-0/1/5 | 100G QSFP28 | 100000 | admin-down
GJ-DC-013-AGG-R01 | et-0/1/6 | 100G QSFP28 | 100000 | admin-down
GJ-DC-013-AGG-R01 | et-0/1/7 | 100G QSFP28 | 100000 | admin-down
GJ-DC-013-AGG-R02 | xe-0/0/0 | 10G SFP+ | 10000 | reserved
GJ-DC-013-AGG-R02 | xe-0/0/1 | 10G SFP+ | 10000 | admin-down
GJ-DC-013-AGG-R02 | xe-0/0/2 | 10G SFP+ | 10000 | admin-down
GJ-DC-013-AGG-R02 | xe-0/0/3 | 10G SFP+ | 10000 | admin-down
GJ-DC-013-AGG-R02 | xe-0/0/4 | 10G SFP+ | 10000 | admin-down
GJ-DC-013-AGG-R02 | xe-0/0/5 | 10G SFP+ | 10000 | admin-down
GJ-DC-013-AGG-R02 | xe-0/0/6 | 10G SFP+ | 10000 | admin-down
GJ-DC-013-AGG-R02 | xe-0/0/7 | 10G SFP+ | 10000 | admin-down
GJ-DC-013-AGG-R02 | xe-0/0/8 | 10G SFP+ | 10000 | admin-down
GJ-DC-013-AGG-R02 | xe-0/0/9 | 10G SFP+ | 10000 | admin-down
GJ-DC-013-AGG-R02 | xe-0/0/10 | 10G SFP+ | 10000 | admin-down
GJ-DC-013-AGG-R02 | xe-0/0/11 | 10G SFP+ | 10000 | admin-down
GJ-DC-013-AGG-R02 | xe-0/0/12 | 10G SFP+ | 10000 | admin-down
GJ-DC-013-AGG-R02 | xe-0/0/13 | 10G SFP+ | 10000 | admin-down
GJ-DC-013-AGG-R02 | xe-0/0/14 | 10G SFP+ | 10000 | admin-down
GJ-DC-013-AGG-R02 | xe-0/0/15 | 10G SFP+ | 10000 | admin-down
GJ-DC-013-AGG-R02 | et-0/1/0 | 100G QSFP28 | 100000 | admin-down
GJ-DC-013-AGG-R02 | et-0/1/1 | 100G QSFP28 | 100000 | admin-down
GJ-DC-013-AGG-R02 | et-0/1/2 | 100G QSFP28 | 100000 | admin-down
GJ-DC-013-AGG-R02 | et-0/1/3 | 100G QSFP28 | 100000 | admin-down
GJ-DC-013-AGG-R02 | et-0/1/4 | 100G QSFP28 | 100000 | admin-down
GJ-DC-013-AGG-R02 | et-0/1/5 | 100G QSFP28 | 100000 | admin-down
GJ-DC-013-AGG-R02 | et-0/1/6 | 100G QSFP28 | 100000 | admin-down
GJ-DC-013-AGG-R02 | et-0/1/7 | 100G QSFP28 | 100000 | admin-down
GJ-DC-013-MMR-SW-01 | Te0/0/0/0 | 10G SFP+ | 10000 | admin-down
GJ-DC-013-MMR-SW-01 | Te0/0/0/1 | 10G SFP+ | 10000 | admin-down
GJ-DC-013-MMR-SW-01 | Te0/0/0/2 | 10G SFP+ | 10000 | admin-down
GJ-DC-013-MMR-SW-01 | Te0/0/0/3 | 10G SFP+ | 10000 | admin-down
GJ-DC-013-MMR-SW-01 | Te0/0/0/4 | 10G SFP+ | 10000 | admin-down
GJ-DC-013-MMR-SW-01 | Te0/0/0/5 | 10G SFP+ | 10000 | admin-down
GJ-DC-013-MMR-SW-01 | Te0/0/0/6 | 10G SFP+ | 10000 | admin-down
GJ-DC-013-MMR-SW-01 | Te0/0/0/7 | 10G SFP+ | 10000 | admin-down
GJ-DC-013-MMR-SW-01 | Te0/0/0/8 | 10G SFP+ | 10000 | admin-down
GJ-DC-013-MMR-SW-01 | Te0/0/0/9 | 10G SFP+ | 10000 | admin-down
GJ-DC-013-MMR-SW-01 | Te0/0/0/10 | 10G SFP+ | 10000 | admin-down
GJ-DC-013-MMR-SW-01 | Te0/0/0/11 | 10G SFP+ | 10000 | reserved
GJ-DC-013-MMR-SW-01 | Te0/0/0/12 | 10G SFP+ | 10000 | admin-down
GJ-DC-013-MMR-SW-01 | Te0/0/0/13 | 10G SFP+ | 10000 | admin-down
GJ-DC-013-MMR-SW-01 | Te0/0/0/14 | 10G SFP+ | 10000 | admin-down
GJ-DC-013-MMR-SW-01 | Te0/0/0/15 | 10G SFP+ | 10000 | admin-down
GJ-DC-013-MMR-SW-01 | Te0/0/0/16 | 10G SFP+ | 10000 | admin-down
GJ-DC-013-MMR-SW-01 | Te0/0/0/17 | 10G SFP+ | 10000 | admin-down
GJ-DC-013-MMR-SW-01 | Te0/0/0/18 | 10G SFP+ | 10000 | admin-down
GJ-DC-013-MMR-SW-01 | Te0/0/0/19 | 10G SFP+ | 10000 | admin-down
GJ-DC-013-MMR-SW-01 | Te0/0/0/20 | 10G SFP+ | 10000 | admin-down
GJ-DC-013-MMR-SW-01 | Te0/0/0/21 | 10G SFP+ | 10000 | admin-down
GJ-DC-013-MMR-SW-01 | Te0/0/0/22 | 10G SFP+ | 10000 | admin-down
GJ-DC-013-MMR-SW-01 | Te0/0/0/23 | 10G SFP+ | 10000 | admin-down
GJ-DC-013-MMR-SW-01 | Te0/0/0/24 | 10G SFP+ | 10000 | admin-down
GJ-DC-013-MMR-SW-01 | Te0/0/0/25 | 10G SFP+ | 10000 | admin-down
GJ-DC-013-MMR-SW-01 | Te0/0/0/26 | 10G SFP+ | 10000 | admin-down
GJ-DC-013-MMR-SW-01 | Te0/0/0/27 | 10G SFP+ | 10000 | admin-down
GJ-DC-013-MMR-SW-01 | Te0/0/0/28 | 10G SFP+ | 10000 | admin-down
GJ-DC-013-MMR-SW-01 | Te0/0/0/29 | 10G SFP+ | 10000 | admin-down
GJ-DC-013-MMR-SW-01 | Te0/0/0/30 | 10G SFP+ | 10000 | admin-down
GJ-DC-013-MMR-SW-01 | Te0/0/0/31 | 10G SFP+ | 10000 | admin-down
GJ-DC-013-MMR-SW-01 | Te0/0/0/32 | 10G SFP+ | 10000 | admin-down
GJ-DC-013-MMR-SW-01 | Te0/0/0/33 | 10G SFP+ | 10000 | admin-down
GJ-DC-013-MMR-SW-01 | Te0/0/0/34 | 10G SFP+ | 10000 | admin-down
GJ-DC-013-MMR-SW-01 | Te0/0/0/35 | 10G SFP+ | 10000 | admin-down
GJ-DC-013-MMR-SW-01 | Te0/0/0/36 | 10G SFP+ | 10000 | admin-down
GJ-DC-013-MMR-SW-01 | Te0/0/0/37 | 10G SFP+ | 10000 | admin-down
GJ-DC-013-MMR-SW-01 | Te0/0/0/38 | 10G SFP+ | 10000 | admin-down
GJ-DC-013-MMR-SW-01 | Te0/0/0/39 | 10G SFP+ | 10000 | admin-down
GJ-DC-013-MMR-SW-01 | Te0/0/0/40 | 10G SFP+ | 10000 | admin-down
GJ-DC-013-MMR-SW-01 | Te0/0/0/41 | 10G SFP+ | 10000 | admin-down
GJ-DC-013-MMR-SW-01 | Te0/0/0/42 | 10G SFP+ | 10000 | admin-down
GJ-DC-013-MMR-SW-01 | Te0/0/0/43 | 10G SFP+ | 10000 | admin-down
GJ-DC-013-MMR-SW-01 | Te0/0/0/44 | 10G SFP+ | 10000 | admin-down
GJ-DC-013-MMR-SW-01 | Te0/0/0/45 | 10G SFP+ | 10000 | admin-down
GJ-DC-013-MMR-SW-01 | Te0/0/0/46 | 10G SFP+ | 10000 | admin-down
GJ-DC-013-MMR-SW-01 | Te0/0/0/47 | 10G SFP+ | 10000 | admin-down
GJ-DC-013-MMR-SW-01 | Hu0/0/1/0 | 100G QSFP28 | 100000 | admin-down
GJ-DC-013-MMR-SW-01 | Hu0/0/1/1 | 100G QSFP28 | 100000 | admin-down
GJ-DC-013-MMR-SW-01 | Hu0/0/1/2 | 100G QSFP28 | 100000 | admin-down
GJ-DC-013-MMR-SW-01 | Hu0/0/1/3 | 100G QSFP28 | 100000 | admin-down
GJ-DC-013-MMR-SW-02 | Te0/0/0/0 | 10G SFP+ | 10000 | admin-down
GJ-DC-013-MMR-SW-02 | Te0/0/0/1 | 10G SFP+ | 10000 | admin-down
GJ-DC-013-MMR-SW-02 | Te0/0/0/2 | 10G SFP+ | 10000 | admin-down
GJ-DC-013-MMR-SW-02 | Te0/0/0/3 | 10G SFP+ | 10000 | admin-down
GJ-DC-013-MMR-SW-02 | Te0/0/0/4 | 10G SFP+ | 10000 | admin-down
GJ-DC-013-MMR-SW-02 | Te0/0/0/5 | 10G SFP+ | 10000 | admin-down
GJ-DC-013-MMR-SW-02 | Te0/0/0/6 | 10G SFP+ | 10000 | admin-down
GJ-DC-013-MMR-SW-02 | Te0/0/0/7 | 10G SFP+ | 10000 | admin-down
GJ-DC-013-MMR-SW-02 | Te0/0/0/8 | 10G SFP+ | 10000 | admin-down
GJ-DC-013-MMR-SW-02 | Te0/0/0/9 | 10G SFP+ | 10000 | admin-down
GJ-DC-013-MMR-SW-02 | Te0/0/0/10 | 10G SFP+ | 10000 | admin-down
GJ-DC-013-MMR-SW-02 | Te0/0/0/11 | 10G SFP+ | 10000 | admin-down
GJ-DC-013-MMR-SW-02 | Te0/0/0/12 | 10G SFP+ | 10000 | admin-down
GJ-DC-013-MMR-SW-02 | Te0/0/0/13 | 10G SFP+ | 10000 | admin-down
GJ-DC-013-MMR-SW-02 | Te0/0/0/14 | 10G SFP+ | 10000 | admin-down
GJ-DC-013-MMR-SW-02 | Te0/0/0/15 | 10G SFP+ | 10000 | admin-down
GJ-DC-013-MMR-SW-02 | Te0/0/0/16 | 10G SFP+ | 10000 | admin-down
GJ-DC-013-MMR-SW-02 | Te0/0/0/17 | 10G SFP+ | 10000 | admin-down
GJ-DC-013-MMR-SW-02 | Te0/0/0/18 | 10G SFP+ | 10000 | admin-down
GJ-DC-013-MMR-SW-02 | Te0/0/0/19 | 10G SFP+ | 10000 | admin-down
GJ-DC-013-MMR-SW-02 | Te0/0/0/20 | 10G SFP+ | 10000 | admin-down
GJ-DC-013-MMR-SW-02 | Te0/0/0/21 | 10G SFP+ | 10000 | reserved
GJ-DC-013-MMR-SW-02 | Te0/0/0/22 | 10G SFP+ | 10000 | admin-down
GJ-DC-013-MMR-SW-02 | Te0/0/0/23 | 10G SFP+ | 10000 | admin-down
GJ-DC-013-MMR-SW-02 | Te0/0/0/24 | 10G SFP+ | 10000 | admin-down
GJ-DC-013-MMR-SW-02 | Te0/0/0/25 | 10G SFP+ | 10000 | admin-down
GJ-DC-013-MMR-SW-02 | Te0/0/0/26 | 10G SFP+ | 10000 | admin-down
GJ-DC-013-MMR-SW-02 | Te0/0/0/27 | 10G SFP+ | 10000 | admin-down
GJ-DC-013-MMR-SW-02 | Te0/0/0/28 | 10G SFP+ | 10000 | admin-down
GJ-DC-013-MMR-SW-02 | Te0/0/0/29 | 10G SFP+ | 10000 | admin-down
GJ-DC-013-MMR-SW-02 | Te0/0/0/30 | 10G SFP+ | 10000 | admin-down
GJ-DC-013-MMR-SW-02 | Te0/0/0/31 | 10G SFP+ | 10000 | admin-down
GJ-DC-013-MMR-SW-02 | Te0/0/0/32 | 10G SFP+ | 10000 | admin-down
GJ-DC-013-MMR-SW-02 | Te0/0/0/33 | 10G SFP+ | 10000 | admin-down
GJ-DC-013-MMR-SW-02 | Te0/0/0/34 | 10G SFP+ | 10000 | admin-down
GJ-DC-013-MMR-SW-02 | Te0/0/0/35 | 10G SFP+ | 10000 | admin-down
GJ-DC-013-MMR-SW-02 | Te0/0/0/36 | 10G SFP+ | 10000 | admin-down
GJ-DC-013-MMR-SW-02 | Te0/0/0/37 | 10G SFP+ | 10000 | admin-down
GJ-DC-013-MMR-SW-02 | Te0/0/0/38 | 10G SFP+ | 10000 | admin-down
GJ-DC-013-MMR-SW-02 | Te0/0/0/39 | 10G SFP+ | 10000 | admin-down
GJ-DC-013-MMR-SW-02 | Te0/0/0/40 | 10G SFP+ | 10000 | admin-down
GJ-DC-013-MMR-SW-02 | Te0/0/0/41 | 10G SFP+ | 10000 | admin-down
GJ-DC-013-MMR-SW-02 | Te0/0/0/42 | 10G SFP+ | 10000 | admin-down
GJ-DC-013-MMR-SW-02 | Te0/0/0/43 | 10G SFP+ | 10000 | admin-down
GJ-DC-013-MMR-SW-02 | Te0/0/0/44 | 10G SFP+ | 10000 | admin-down
GJ-DC-013-MMR-SW-02 | Te0/0/0/45 | 10G SFP+ | 10000 | admin-down
GJ-DC-013-MMR-SW-02 | Te0/0/0/46 | 10G SFP+ | 10000 | admin-down
GJ-DC-013-MMR-SW-02 | Te0/0/0/47 | 10G SFP+ | 10000 | admin-down
GJ-DC-013-MMR-SW-02 | Hu0/0/1/0 | 100G QSFP28 | 100000 | admin-down
GJ-DC-013-MMR-SW-02 | Hu0/0/1/1 | 100G QSFP28 | 100000 | admin-down
GJ-DC-013-MMR-SW-02 | Hu0/0/1/2 | 100G QSFP28 | 100000 | admin-down
GJ-DC-013-MMR-SW-02 | Hu0/0/1/3 | 100G QSFP28 | 100000 | admin-down
GJ-DC-013-MMR-SW-03 | xe-0/0/0 | 10G SFP+ | 10000 | admin-down
GJ-DC-013-MMR-SW-03 | xe-0/0/1 | 10G SFP+ | 10000 | admin-down
GJ-DC-013-MMR-SW-03 | xe-0/0/2 | 10G SFP+ | 10000 | admin-down
GJ-DC-013-MMR-SW-03 | xe-0/0/3 | 10G SFP+ | 10000 | admin-down
GJ-DC-013-MMR-SW-03 | xe-0/0/4 | 10G SFP+ | 10000 | admin-down
GJ-DC-013-MMR-SW-03 | xe-0/0/5 | 10G SFP+ | 10000 | admin-down
GJ-DC-013-MMR-SW-03 | xe-0/0/6 | 10G SFP+ | 10000 | admin-down
GJ-DC-013-MMR-SW-03 | xe-0/0/7 | 10G SFP+ | 10000 | admin-down
GJ-DC-013-MMR-SW-03 | xe-0/0/8 | 10G SFP+ | 10000 | admin-down
GJ-DC-013-MMR-SW-03 | xe-0/0/9 | 10G SFP+ | 10000 | reserved
GJ-DC-013-MMR-SW-03 | xe-0/0/10 | 10G SFP+ | 10000 | admin-down
GJ-DC-013-MMR-SW-03 | xe-0/0/11 | 10G SFP+ | 10000 | admin-down
GJ-DC-013-MMR-SW-03 | xe-0/0/12 | 10G SFP+ | 10000 | admin-down
GJ-DC-013-MMR-SW-03 | xe-0/0/13 | 10G SFP+ | 10000 | reserved
GJ-DC-013-MMR-SW-03 | xe-0/0/14 | 10G SFP+ | 10000 | admin-down
GJ-DC-013-MMR-SW-03 | xe-0/0/15 | 10G SFP+ | 10000 | admin-down
GJ-DC-013-MMR-SW-03 | xe-0/0/16 | 10G SFP+ | 10000 | admin-down
GJ-DC-013-MMR-SW-03 | xe-0/0/17 | 10G SFP+ | 10000 | admin-down
GJ-DC-013-MMR-SW-03 | xe-0/0/18 | 10G SFP+ | 10000 | admin-down
GJ-DC-013-MMR-SW-03 | xe-0/0/19 | 10G SFP+ | 10000 | admin-down
GJ-DC-013-MMR-SW-03 | xe-0/0/20 | 10G SFP+ | 10000 | admin-down
GJ-DC-013-MMR-SW-03 | xe-0/0/21 | 10G SFP+ | 10000 | admin-down
GJ-DC-013-MMR-SW-03 | xe-0/0/22 | 10G SFP+ | 10000 | admin-down
GJ-DC-013-MMR-SW-03 | xe-0/0/23 | 10G SFP+ | 10000 | admin-down
GJ-DC-013-MMR-SW-03 | xe-0/0/24 | 10G SFP+ | 10000 | admin-down
GJ-DC-013-MMR-SW-03 | xe-0/0/25 | 10G SFP+ | 10000 | admin-down
GJ-DC-013-MMR-SW-03 | xe-0/0/26 | 10G SFP+ | 10000 | admin-down
GJ-DC-013-MMR-SW-03 | xe-0/0/27 | 10G SFP+ | 10000 | admin-down
GJ-DC-013-MMR-SW-03 | xe-0/0/28 | 10G SFP+ | 10000 | admin-down
GJ-DC-013-MMR-SW-03 | xe-0/0/29 | 10G SFP+ | 10000 | admin-down
GJ-DC-013-MMR-SW-03 | xe-0/0/30 | 10G SFP+ | 10000 | admin-down
GJ-DC-013-MMR-SW-03 | xe-0/0/31 | 10G SFP+ | 10000 | admin-down
GJ-DC-013-MMR-SW-03 | xe-0/0/32 | 10G SFP+ | 10000 | admin-down
GJ-DC-013-MMR-SW-03 | xe-0/0/33 | 10G SFP+ | 10000 | admin-down
GJ-DC-013-MMR-SW-03 | xe-0/0/34 | 10G SFP+ | 10000 | admin-down
GJ-DC-013-MMR-SW-03 | xe-0/0/35 | 10G SFP+ | 10000 | admin-down
GJ-DC-013-MMR-SW-03 | xe-0/0/36 | 10G SFP+ | 10000 | admin-down
GJ-DC-013-MMR-SW-03 | xe-0/0/37 | 10G SFP+ | 10000 | admin-down
GJ-DC-013-MMR-SW-03 | xe-0/0/38 | 10G SFP+ | 10000 | reserved
GJ-DC-013-MMR-SW-03 | xe-0/0/39 | 10G SFP+ | 10000 | admin-down
GJ-DC-013-MMR-SW-03 | xe-0/0/40 | 10G SFP+ | 10000 | admin-down
GJ-DC-013-MMR-SW-03 | xe-0/0/41 | 10G SFP+ | 10000 | reserved
GJ-DC-013-MMR-SW-03 | xe-0/0/42 | 10G SFP+ | 10000 | admin-down
GJ-DC-013-MMR-SW-03 | xe-0/0/43 | 10G SFP+ | 10000 | admin-down
GJ-DC-013-MMR-SW-03 | xe-0/0/44 | 10G SFP+ | 10000 | reserved
GJ-DC-013-MMR-SW-03 | xe-0/0/45 | 10G SFP+ | 10000 | admin-down
GJ-DC-013-MMR-SW-03 | xe-0/0/46 | 10G SFP+ | 10000 | admin-down
GJ-DC-013-MMR-SW-03 | xe-0/0/47 | 10G SFP+ | 10000 | admin-down
GJ-DC-013-MMR-SW-03 | et-0/1/0 | 100G QSFP28 | 100000 | admin-down
GJ-DC-013-MMR-SW-03 | et-0/1/1 | 100G QSFP28 | 100000 | admin-down
GJ-DC-013-MMR-SW-03 | et-0/1/2 | 100G QSFP28 | 100000 | admin-down
GJ-DC-013-MMR-SW-03 | et-0/1/3 | 100G QSFP28 | 100000 | admin-down
GJ-DC-013-MMR-SW-04 | Ethernet1 | 10G SFP+ | 10000 | admin-down
GJ-DC-013-MMR-SW-04 | Ethernet2 | 10G SFP+ | 10000 | admin-down
GJ-DC-013-MMR-SW-04 | Ethernet3 | 10G SFP+ | 10000 | admin-down
GJ-DC-013-MMR-SW-04 | Ethernet4 | 10G SFP+ | 10000 | reserved
GJ-DC-013-MMR-SW-04 | Ethernet5 | 10G SFP+ | 10000 | admin-down
GJ-DC-013-MMR-SW-04 | Ethernet6 | 10G SFP+ | 10000 | admin-down
GJ-DC-013-MMR-SW-04 | Ethernet7 | 10G SFP+ | 10000 | admin-down
GJ-DC-013-MMR-SW-04 | Ethernet8 | 10G SFP+ | 10000 | admin-down
GJ-DC-013-MMR-SW-04 | Ethernet9 | 10G SFP+ | 10000 | reserved
GJ-DC-013-MMR-SW-04 | Ethernet10 | 10G SFP+ | 10000 | admin-down
GJ-DC-013-MMR-SW-04 | Ethernet11 | 10G SFP+ | 10000 | admin-down
GJ-DC-013-MMR-SW-04 | Ethernet12 | 10G SFP+ | 10000 | admin-down
GJ-DC-013-MMR-SW-04 | Ethernet13 | 10G SFP+ | 10000 | admin-down
GJ-DC-013-MMR-SW-04 | Ethernet14 | 10G SFP+ | 10000 | admin-down
GJ-DC-013-MMR-SW-04 | Ethernet15 | 10G SFP+ | 10000 | admin-down
GJ-DC-013-MMR-SW-04 | Ethernet16 | 10G SFP+ | 10000 | admin-down
GJ-DC-013-MMR-SW-04 | Ethernet17 | 10G SFP+ | 10000 | admin-down
GJ-DC-013-MMR-SW-04 | Ethernet18 | 10G SFP+ | 10000 | admin-down
GJ-DC-013-MMR-SW-04 | Ethernet19 | 10G SFP+ | 10000 | admin-down
GJ-DC-013-MMR-SW-04 | Ethernet20 | 10G SFP+ | 10000 | admin-down
GJ-DC-013-MMR-SW-04 | Ethernet21 | 10G SFP+ | 10000 | admin-down
GJ-DC-013-MMR-SW-04 | Ethernet22 | 10G SFP+ | 10000 | admin-down
GJ-DC-013-MMR-SW-04 | Ethernet23 | 10G SFP+ | 10000 | admin-down
GJ-DC-013-MMR-SW-04 | Ethernet24 | 10G SFP+ | 10000 | admin-down
GJ-DC-013-MMR-SW-04 | Ethernet25 | 10G SFP+ | 10000 | admin-down
GJ-DC-013-MMR-SW-04 | Ethernet26 | 10G SFP+ | 10000 | admin-down
GJ-DC-013-MMR-SW-04 | Ethernet27 | 10G SFP+ | 10000 | admin-down
GJ-DC-013-MMR-SW-04 | Ethernet28 | 10G SFP+ | 10000 | admin-down
GJ-DC-013-MMR-SW-04 | Ethernet29 | 10G SFP+ | 10000 | admin-down
GJ-DC-013-MMR-SW-04 | Ethernet30 | 10G SFP+ | 10000 | admin-down
GJ-DC-013-MMR-SW-04 | Ethernet31 | 10G SFP+ | 10000 | admin-down
GJ-DC-013-MMR-SW-04 | Ethernet32 | 10G SFP+ | 10000 | admin-down
GJ-DC-013-MMR-SW-04 | Ethernet33 | 10G SFP+ | 10000 | admin-down
GJ-DC-013-MMR-SW-04 | Ethernet34 | 10G SFP+ | 10000 | admin-down
GJ-DC-013-MMR-SW-04 | Ethernet35 | 10G SFP+ | 10000 | admin-down
GJ-DC-013-MMR-SW-04 | Ethernet36 | 10G SFP+ | 10000 | admin-down
GJ-DC-013-MMR-SW-04 | Ethernet37 | 10G SFP+ | 10000 | admin-down
GJ-DC-013-MMR-SW-04 | Ethernet38 | 10G SFP+ | 10000 | reserved
GJ-DC-013-MMR-SW-04 | Ethernet39 | 10G SFP+ | 10000 | admin-down
GJ-DC-013-MMR-SW-04 | Ethernet40 | 10G SFP+ | 10000 | admin-down
GJ-DC-013-MMR-SW-04 | Ethernet41 | 10G SFP+ | 10000 | admin-down
GJ-DC-013-MMR-SW-04 | Ethernet42 | 10G SFP+ | 10000 | admin-down
GJ-DC-013-MMR-SW-04 | Ethernet43 | 10G SFP+ | 10000 | admin-down
GJ-DC-013-MMR-SW-04 | Ethernet44 | 10G SFP+ | 10000 | admin-down
GJ-DC-013-MMR-SW-04 | Ethernet45 | 10G SFP+ | 10000 | admin-down
GJ-DC-013-MMR-SW-04 | Ethernet46 | 10G SFP+ | 10000 | admin-down
GJ-DC-013-MMR-SW-04 | Ethernet47 | 10G SFP+ | 10000 | reserved
GJ-DC-013-MMR-SW-04 | Ethernet48 | 10G SFP+ | 10000 | admin-down
GJ-DC-013-MMR-SW-04 | Ethernet49/1 | 100G QSFP28 | 100000 | admin-down
GJ-DC-013-MMR-SW-04 | Ethernet49/2 | 100G QSFP28 | 100000 | admin-down
GJ-DC-013-MMR-SW-04 | Ethernet49/3 | 100G QSFP28 | 100000 | admin-down
GJ-DC-013-MMR-SW-04 | Ethernet49/4 | 100G QSFP28 | 100000 | admin-down
GJ-DC-013-TOR-001 | Te0/0/0/0 | 10G SFP+ | 10000 | admin-down
GJ-DC-013-TOR-001 | Te0/0/0/1 | 10G SFP+ | 10000 | admin-down
GJ-DC-013-TOR-001 | Te0/0/0/2 | 10G SFP+ | 10000 | admin-down
GJ-DC-013-TOR-001 | Te0/0/0/3 | 10G SFP+ | 10000 | admin-down
GJ-DC-013-TOR-001 | Te0/0/0/4 | 10G SFP+ | 10000 | admin-down
GJ-DC-013-TOR-001 | Te0/0/0/5 | 10G SFP+ | 10000 | admin-down
GJ-DC-013-TOR-001 | Te0/0/0/6 | 10G SFP+ | 10000 | admin-down
GJ-DC-013-TOR-001 | Te0/0/0/7 | 10G SFP+ | 10000 | admin-down
GJ-DC-013-TOR-001 | Te0/0/0/8 | 10G SFP+ | 10000 | admin-down
GJ-DC-013-TOR-001 | Te0/0/0/9 | 10G SFP+ | 10000 | admin-down
GJ-DC-013-TOR-001 | Te0/0/0/10 | 10G SFP+ | 10000 | admin-down
GJ-DC-013-TOR-001 | Te0/0/0/11 | 10G SFP+ | 10000 | admin-down
GJ-DC-013-TOR-001 | Te0/0/0/12 | 10G SFP+ | 10000 | admin-down
GJ-DC-013-TOR-001 | Te0/0/0/13 | 10G SFP+ | 10000 | admin-down
GJ-DC-013-TOR-001 | Te0/0/0/14 | 10G SFP+ | 10000 | admin-down
GJ-DC-013-TOR-001 | Te0/0/0/15 | 10G SFP+ | 10000 | admin-down
GJ-DC-013-TOR-001 | Te0/0/0/16 | 10G SFP+ | 10000 | admin-down
GJ-DC-013-TOR-001 | Te0/0/0/17 | 10G SFP+ | 10000 | admin-down
GJ-DC-013-TOR-001 | Te0/0/0/18 | 10G SFP+ | 10000 | admin-down
GJ-DC-013-TOR-001 | Te0/0/0/19 | 10G SFP+ | 10000 | admin-down
GJ-DC-013-TOR-001 | Te0/0/0/20 | 10G SFP+ | 10000 | admin-down
GJ-DC-013-TOR-001 | Te0/0/0/21 | 10G SFP+ | 10000 | admin-down
GJ-DC-013-TOR-001 | Te0/0/0/22 | 10G SFP+ | 10000 | admin-down
GJ-DC-013-TOR-001 | Te0/0/0/23 | 10G SFP+ | 10000 | admin-down
GJ-DC-013-TOR-001 | Hu0/0/1/0 | 100G QSFP28 | 100000 | admin-down
GJ-DC-013-TOR-001 | Hu0/0/1/1 | 100G QSFP28 | 100000 | admin-down
GJ-DC-013-TOR-002 | xe-0/0/0 | 10G SFP+ | 10000 | admin-down
GJ-DC-013-TOR-002 | xe-0/0/1 | 10G SFP+ | 10000 | admin-down
GJ-DC-013-TOR-002 | xe-0/0/2 | 10G SFP+ | 10000 | admin-down
GJ-DC-013-TOR-002 | xe-0/0/3 | 10G SFP+ | 10000 | admin-down
GJ-DC-013-TOR-002 | xe-0/0/4 | 10G SFP+ | 10000 | admin-down
GJ-DC-013-TOR-002 | xe-0/0/5 | 10G SFP+ | 10000 | admin-down
GJ-DC-013-TOR-002 | xe-0/0/6 | 10G SFP+ | 10000 | admin-down
GJ-DC-013-TOR-002 | xe-0/0/7 | 10G SFP+ | 10000 | admin-down
GJ-DC-013-TOR-002 | xe-0/0/8 | 10G SFP+ | 10000 | admin-down
GJ-DC-013-TOR-002 | xe-0/0/9 | 10G SFP+ | 10000 | admin-down
GJ-DC-013-TOR-002 | xe-0/0/10 | 10G SFP+ | 10000 | admin-down
GJ-DC-013-TOR-002 | xe-0/0/11 | 10G SFP+ | 10000 | admin-down
GJ-DC-013-TOR-002 | xe-0/0/12 | 10G SFP+ | 10000 | admin-down
GJ-DC-013-TOR-002 | xe-0/0/13 | 10G SFP+ | 10000 | admin-down
GJ-DC-013-TOR-002 | xe-0/0/14 | 10G SFP+ | 10000 | admin-down
GJ-DC-013-TOR-002 | xe-0/0/15 | 10G SFP+ | 10000 | reserved
GJ-DC-013-TOR-002 | xe-0/0/16 | 10G SFP+ | 10000 | admin-down
GJ-DC-013-TOR-002 | xe-0/0/17 | 10G SFP+ | 10000 | admin-down
GJ-DC-013-TOR-002 | xe-0/0/18 | 10G SFP+ | 10000 | admin-down
GJ-DC-013-TOR-002 | xe-0/0/19 | 10G SFP+ | 10000 | admin-down
GJ-DC-013-TOR-002 | xe-0/0/20 | 10G SFP+ | 10000 | admin-down
GJ-DC-013-TOR-002 | xe-0/0/21 | 10G SFP+ | 10000 | admin-down
GJ-DC-013-TOR-002 | xe-0/0/22 | 10G SFP+ | 10000 | admin-down
GJ-DC-013-TOR-002 | xe-0/0/23 | 10G SFP+ | 10000 | admin-down
GJ-DC-013-TOR-002 | et-0/1/0 | 100G QSFP28 | 100000 | admin-down
GJ-DC-013-TOR-002 | et-0/1/1 | 100G QSFP28 | 100000 | admin-down
MP-DC-014-PE-T4-01 | xe-0/0/0 | 10G SFP+ | 10000 | admin-down
MP-DC-014-PE-T4-01 | xe-0/0/1 | 10G SFP+ | 10000 | up | Backhaul to BR-DC-019 | SFP-10G-LR
MP-DC-014-PE-T4-01 | xe-0/0/2 | 10G SFP+ | 10000 | up | Backhaul to AP-DC-010 | SFP-10G-LR
MP-DC-014-PE-T4-01 | xe-0/0/3 | 10G SFP+ | 10000 | up | Backhaul to KL-DC-024 | SFP-10G-LR
MP-DC-014-PE-T4-01 | xe-0/0/4 | 10G SFP+ | 10000 | up | Backhaul to MH-DC-004 | SFP-10G-LR
MP-DC-014-PE-T4-01 | xe-0/0/5 | 10G SFP+ | 10000 | up | Backhaul to MH-DC-001 | SFP-10G-LR
MP-DC-014-PE-T4-01 | xe-0/0/6 | 10G SFP+ | 10000 | up | Uplink to MP-DC-014-AGG-R01 | SFP-10G-LR
MP-DC-014-PE-T4-01 | xe-0/0/7 | 10G SFP+ | 10000 | admin-down
MP-DC-014-PE-T4-01 | xe-0/0/8 | 10G SFP+ | 10000 | admin-down
MP-DC-014-PE-T4-01 | xe-0/0/9 | 10G SFP+ | 10000 | admin-down
MP-DC-014-PE-T4-01 | xe-0/0/10 | 10G SFP+ | 10000 | reserved
MP-DC-014-PE-T4-01 | xe-0/0/11 | 10G SFP+ | 10000 | admin-down
MP-DC-014-PE-T4-01 | et-0/1/0 | 100G QSFP28 | 100000 | up | Fabric to MP-DC-014-PE-T4-02 | QSFP28-100G-LR4
MP-DC-014-PE-T4-01 | et-0/1/1 | 100G QSFP28 | 100000 | up | Fabric to MP-DC-014-PE-T4-03 | QSFP28-100G-LR4
MP-DC-014-PE-T4-01 | et-0/1/2 | 100G QSFP28 | 100000 | up | Fabric to MP-DC-014-PE-T4-04 | QSFP28-100G-LR4
MP-DC-014-PE-T4-01 | et-0/1/3 | 100G QSFP28 | 100000 | admin-down
MP-DC-014-PE-T4-01 | ge-0/2/0 | 1G copper | 1000 | admin-down
MP-DC-014-PE-T4-01 | ge-0/2/1 | 1G copper | 1000 | admin-down
MP-DC-014-PE-T4-01 | ge-0/2/2 | 1G copper | 1000 | admin-down
MP-DC-014-PE-T4-01 | ge-0/2/3 | 1G copper | 1000 | admin-down
MP-DC-014-PE-T4-01 | ge-0/2/4 | 1G copper | 1000 | admin-down
MP-DC-014-PE-T4-01 | ge-0/2/5 | 1G copper | 1000 | admin-down
MP-DC-014-PE-T4-01 | ge-0/2/6 | 1G copper | 1000 | admin-down
MP-DC-014-PE-T4-01 | ge-0/2/7 | 1G copper | 1000 | admin-down
MP-DC-014-PE-T4-01 | ge-0/2/8 | 1G copper | 1000 | admin-down
MP-DC-014-PE-T4-01 | ge-0/2/9 | 1G copper | 1000 | admin-down
MP-DC-014-PE-T4-01 | ge-0/2/10 | 1G copper | 1000 | admin-down
MP-DC-014-PE-T4-01 | ge-0/2/11 | 1G copper | 1000 | admin-down
MP-DC-014-PE-T4-01 | ge-0/2/12 | 1G copper | 1000 | admin-down
MP-DC-014-PE-T4-01 | ge-0/2/13 | 1G copper | 1000 | admin-down
MP-DC-014-PE-T4-01 | ge-0/2/14 | 1G copper | 1000 | admin-down
MP-DC-014-PE-T4-01 | ge-0/2/15 | 1G copper | 1000 | admin-down
MP-DC-014-PE-T4-02 | xe-0/0/0 | 10G SFP+ | 10000 | reserved
MP-DC-014-PE-T4-02 | xe-0/0/1 | 10G SFP+ | 10000 | up | Backhaul to HR-DC-011 | SFP-10G-LR
MP-DC-014-PE-T4-02 | xe-0/0/2 | 10G SFP+ | 10000 | up | Backhaul to OD-DC-018 | SFP-10G-LR
MP-DC-014-PE-T4-02 | xe-0/0/3 | 10G SFP+ | 10000 | up | Backhaul to MH-DC-002 | SFP-10G-LR
MP-DC-014-PE-T4-02 | xe-0/0/4 | 10G SFP+ | 10000 | up | Backhaul to RJ-DC-015 | SFP-10G-LR
MP-DC-014-PE-T4-02 | xe-0/0/5 | 10G SFP+ | 10000 | up | Backhaul to UP-DC-005 | SFP-10G-LR
MP-DC-014-PE-T4-02 | xe-0/0/6 | 10G SFP+ | 10000 | up | Uplink to MP-DC-014-AGG-R01 | SFP-10G-LR
MP-DC-014-PE-T4-02 | xe-0/0/7 | 10G SFP+ | 10000 | up | Uplink to MP-DC-014-AGG-R02 | SFP-10G-LR
MP-DC-014-PE-T4-02 | xe-0/0/8 | 10G SFP+ | 10000 | admin-down
MP-DC-014-PE-T4-02 | xe-0/0/9 | 10G SFP+ | 10000 | admin-down
MP-DC-014-PE-T4-02 | xe-0/0/10 | 10G SFP+ | 10000 | admin-down
MP-DC-014-PE-T4-02 | xe-0/0/11 | 10G SFP+ | 10000 | admin-down
MP-DC-014-PE-T4-02 | et-0/1/0 | 100G QSFP28 | 100000 | up | Fabric to MP-DC-014-PE-T4-01 | QSFP28-100G-LR4
MP-DC-014-PE-T4-02 | et-0/1/1 | 100G QSFP28 | 100000 | up | Fabric to MP-DC-014-PE-T4-03 | QSFP28-100G-LR4
MP-DC-014-PE-T4-02 | et-0/1/2 | 100G QSFP28 | 100000 | up | Fabric to MP-DC-014-PE-T4-04 | QSFP28-100G-LR4
MP-DC-014-PE-T4-02 | et-0/1/3 | 100G QSFP28 | 100000 | admin-down
MP-DC-014-PE-T4-02 | ge-0/2/0 | 1G copper | 1000 | admin-down
MP-DC-014-PE-T4-02 | ge-0/2/1 | 1G copper | 1000 | admin-down
MP-DC-014-PE-T4-02 | ge-0/2/2 | 1G copper | 1000 | reserved
MP-DC-014-PE-T4-02 | ge-0/2/3 | 1G copper | 1000 | admin-down
MP-DC-014-PE-T4-02 | ge-0/2/4 | 1G copper | 1000 | admin-down
MP-DC-014-PE-T4-02 | ge-0/2/5 | 1G copper | 1000 | admin-down
MP-DC-014-PE-T4-02 | ge-0/2/6 | 1G copper | 1000 | admin-down
MP-DC-014-PE-T4-02 | ge-0/2/7 | 1G copper | 1000 | admin-down
MP-DC-014-PE-T4-02 | ge-0/2/8 | 1G copper | 1000 | admin-down
MP-DC-014-PE-T4-02 | ge-0/2/9 | 1G copper | 1000 | admin-down
MP-DC-014-PE-T4-02 | ge-0/2/10 | 1G copper | 1000 | admin-down
MP-DC-014-PE-T4-02 | ge-0/2/11 | 1G copper | 1000 | admin-down
MP-DC-014-PE-T4-02 | ge-0/2/12 | 1G copper | 1000 | admin-down
MP-DC-014-PE-T4-02 | ge-0/2/13 | 1G copper | 1000 | admin-down
MP-DC-014-PE-T4-02 | ge-0/2/14 | 1G copper | 1000 | admin-down
MP-DC-014-PE-T4-02 | ge-0/2/15 | 1G copper | 1000 | admin-down
MP-DC-014-PE-T4-03 | 1/1/c1 | 10G SFP+ | 10000 | admin-down
MP-DC-014-PE-T4-03 | 1/1/c2 | 10G SFP+ | 10000 | up | Backhaul to MH-DC-003 | SFP-10G-LR
MP-DC-014-PE-T4-03 | 1/1/c3 | 10G SFP+ | 10000 | up | Backhaul to UP-DC-007 | SFP-10G-LR
MP-DC-014-PE-T4-03 | 1/1/c4 | 10G SFP+ | 10000 | up | Backhaul to TS-DC-023 | SFP-10G-LR
MP-DC-014-PE-T4-03 | 1/1/c5 | 10G SFP+ | 10000 | up | Backhaul to AP-DC-010 | SFP-10G-LR
MP-DC-014-PE-T4-03 | 1/1/c6 | 10G SFP+ | 10000 | up | Backhaul to KA-DC-008 | SFP-10G-LR
MP-DC-014-PE-T4-03 | 1/1/c7 | 10G SFP+ | 10000 | up | Uplink to MP-DC-014-AGG-R02 | SFP-10G-LR
MP-DC-014-PE-T4-03 | 1/1/c8 | 10G SFP+ | 10000 | admin-down
MP-DC-014-PE-T4-03 | 1/1/c9 | 10G SFP+ | 10000 | admin-down
MP-DC-014-PE-T4-03 | 1/1/c10 | 10G SFP+ | 10000 | admin-down
MP-DC-014-PE-T4-03 | 1/1/c11 | 10G SFP+ | 10000 | admin-down
MP-DC-014-PE-T4-03 | 1/1/c12 | 10G SFP+ | 10000 | admin-down
MP-DC-014-PE-T4-03 | 1/2/c1 | 100G QSFP28 | 100000 | up | Fabric to MP-DC-014-PE-T4-01 | QSFP28-100G-LR4
MP-DC-014-PE-T4-03 | 1/2/c2 | 100G QSFP28 | 100000 | up | Fabric to MP-DC-014-PE-T4-02 | QSFP28-100G-LR4
MP-DC-014-PE-T4-03 | 1/2/c3 | 100G QSFP28 | 100000 | up | Fabric to MP-DC-014-PE-T4-04 | QSFP28-100G-LR4
MP-DC-014-PE-T4-03 | 1/2/c4 | 100G QSFP28 | 100000 | admin-down
MP-DC-014-PE-T4-03 | 1/3/1 | 1G copper | 1000 | admin-down
MP-DC-014-PE-T4-03 | 1/3/2 | 1G copper | 1000 | admin-down
MP-DC-014-PE-T4-03 | 1/3/3 | 1G copper | 1000 | admin-down
MP-DC-014-PE-T4-03 | 1/3/4 | 1G copper | 1000 | admin-down
MP-DC-014-PE-T4-03 | 1/3/5 | 1G copper | 1000 | admin-down
MP-DC-014-PE-T4-03 | 1/3/6 | 1G copper | 1000 | admin-down
MP-DC-014-PE-T4-03 | 1/3/7 | 1G copper | 1000 | admin-down
MP-DC-014-PE-T4-03 | 1/3/8 | 1G copper | 1000 | admin-down
MP-DC-014-PE-T4-03 | 1/3/9 | 1G copper | 1000 | admin-down
MP-DC-014-PE-T4-03 | 1/3/10 | 1G copper | 1000 | admin-down
MP-DC-014-PE-T4-03 | 1/3/11 | 1G copper | 1000 | admin-down
MP-DC-014-PE-T4-03 | 1/3/12 | 1G copper | 1000 | admin-down
MP-DC-014-PE-T4-03 | 1/3/13 | 1G copper | 1000 | admin-down
MP-DC-014-PE-T4-03 | 1/3/14 | 1G copper | 1000 | admin-down
MP-DC-014-PE-T4-03 | 1/3/15 | 1G copper | 1000 | admin-down
MP-DC-014-PE-T4-03 | 1/3/16 | 1G copper | 1000 | admin-down
MP-DC-014-PE-T4-04 | 1/1/c1 | 10G SFP+ | 10000 | admin-down
MP-DC-014-PE-T4-04 | 1/1/c2 | 10G SFP+ | 10000 | up | Backhaul to TN-DC-022 | SFP-10G-LR
MP-DC-014-PE-T4-04 | 1/1/c3 | 10G SFP+ | 10000 | up | Backhaul to WB-DC-017 | SFP-10G-LR
MP-DC-014-PE-T4-04 | 1/1/c4 | 10G SFP+ | 10000 | up | Backhaul to UP-DC-006 | SFP-10G-LR
MP-DC-014-PE-T4-04 | 1/1/c5 | 10G SFP+ | 10000 | up | Backhaul to KL-DC-024 | SFP-10G-LR
MP-DC-014-PE-T4-04 | 1/1/c6 | 10G SFP+ | 10000 | up | Backhaul to PB-DC-012 | SFP-10G-LR
MP-DC-014-PE-T4-04 | 1/1/c7 | 10G SFP+ | 10000 | admin-down
MP-DC-014-PE-T4-04 | 1/1/c8 | 10G SFP+ | 10000 | admin-down
MP-DC-014-PE-T4-04 | 1/1/c9 | 10G SFP+ | 10000 | admin-down
MP-DC-014-PE-T4-04 | 1/1/c10 | 10G SFP+ | 10000 | admin-down
MP-DC-014-PE-T4-04 | 1/1/c11 | 10G SFP+ | 10000 | admin-down
MP-DC-014-PE-T4-04 | 1/1/c12 | 10G SFP+ | 10000 | admin-down
MP-DC-014-PE-T4-04 | 1/2/c1 | 100G QSFP28 | 100000 | up | Fabric to MP-DC-014-PE-T4-01 | QSFP28-100G-LR4
MP-DC-014-PE-T4-04 | 1/2/c2 | 100G QSFP28 | 100000 | up | Fabric to MP-DC-014-PE-T4-02 | QSFP28-100G-LR4
MP-DC-014-PE-T4-04 | 1/2/c3 | 100G QSFP28 | 100000 | up | Fabric to MP-DC-014-PE-T4-03 | QSFP28-100G-LR4
MP-DC-014-PE-T4-04 | 1/2/c4 | 100G QSFP28 | 100000 | admin-down
MP-DC-014-PE-T4-04 | 1/3/1 | 1G copper | 1000 | admin-down
MP-DC-014-PE-T4-04 | 1/3/2 | 1G copper | 1000 | admin-down
MP-DC-014-PE-T4-04 | 1/3/3 | 1G copper | 1000 | admin-down
MP-DC-014-PE-T4-04 | 1/3/4 | 1G copper | 1000 | admin-down
MP-DC-014-PE-T4-04 | 1/3/5 | 1G copper | 1000 | admin-down
MP-DC-014-PE-T4-04 | 1/3/6 | 1G copper | 1000 | admin-down
MP-DC-014-PE-T4-04 | 1/3/7 | 1G copper | 1000 | admin-down
MP-DC-014-PE-T4-04 | 1/3/8 | 1G copper | 1000 | admin-down
MP-DC-014-PE-T4-04 | 1/3/9 | 1G copper | 1000 | admin-down
MP-DC-014-PE-T4-04 | 1/3/10 | 1G copper | 1000 | admin-down
MP-DC-014-PE-T4-04 | 1/3/11 | 1G copper | 1000 | reserved
MP-DC-014-PE-T4-04 | 1/3/12 | 1G copper | 1000 | admin-down
MP-DC-014-PE-T4-04 | 1/3/13 | 1G copper | 1000 | admin-down
MP-DC-014-PE-T4-04 | 1/3/14 | 1G copper | 1000 | admin-down
MP-DC-014-PE-T4-04 | 1/3/15 | 1G copper | 1000 | admin-down
MP-DC-014-PE-T4-04 | 1/3/16 | 1G copper | 1000 | admin-down
MP-DC-014-FW-01 | port1 | 10G SFP+ | 10000 | up | Uplink to MP-DC-014-AGG-R01 | SFP-10G-LR
MP-DC-014-FW-01 | port2 | 10G SFP+ | 10000 | up | Uplink to MP-DC-014-AGG-R02 | SFP-10G-LR
MP-DC-014-FW-01 | port3 | 10G SFP+ | 10000 | admin-down
MP-DC-014-FW-01 | port4 | 10G SFP+ | 10000 | admin-down
MP-DC-014-FW-01 | port5 | 10G SFP+ | 10000 | admin-down
MP-DC-014-FW-01 | port6 | 10G SFP+ | 10000 | admin-down
MP-DC-014-FW-01 | port7 | 10G SFP+ | 10000 | admin-down
MP-DC-014-FW-01 | port8 | 10G SFP+ | 10000 | admin-down
MP-DC-014-OLA-01 | 1-A-1 | 100G QSFP28 | 100000 | up | Uplink to MP-DC-014-AGG-R01 | QSFP28-100G-LR4
MP-DC-014-OLA-01 | 1-A-2 | 100G QSFP28 | 100000 | admin-down
MP-DC-014-OLA-01 | 1-A-3 | 100G QSFP28 | 100000 | admin-down
MP-DC-014-OLA-01 | 1-A-4 | 100G QSFP28 | 100000 | admin-down
MP-DC-014-OLA-01 | 1-A-5 | 100G QSFP28 | 100000 | admin-down
MP-DC-014-OLA-01 | 1-A-6 | 100G QSFP28 | 100000 | admin-down
MP-DC-014-OLA-01 | 1-A-7 | 100G QSFP28 | 100000 | admin-down
MP-DC-014-OLA-01 | 1-A-8 | 100G QSFP28 | 100000 | admin-down
MP-DC-014-AGG-R01 | xe-0/0/0 | 10G SFP+ | 10000 | up | Uplink to MP-DC-014-FW-01 | SFP-10G-LR
MP-DC-014-AGG-R01 | xe-0/0/1 | 10G SFP+ | 10000 | up | Uplink to MP-DC-014-MMR-SW-01 | SFP-10G-LR
MP-DC-014-AGG-R01 | xe-0/0/2 | 10G SFP+ | 10000 | up | Uplink to MP-DC-014-MMR-SW-02 | SFP-10G-LR
MP-DC-014-AGG-R01 | xe-0/0/3 | 10G SFP+ | 10000 | up | Uplink to MP-DC-014-MMR-SW-03 | SFP-10G-LR
MP-DC-014-AGG-R01 | xe-0/0/4 | 10G SFP+ | 10000 | up | Uplink to MP-DC-014-MMR-SW-04 | SFP-10G-LR
MP-DC-014-AGG-R01 | xe-0/0/5 | 10G SFP+ | 10000 | up | Uplink to MP-DC-014-MMR-SW-05 | SFP-10G-LR
MP-DC-014-AGG-R01 | xe-0/0/6 | 10G SFP+ | 10000 | admin-down
MP-DC-014-AGG-R01 | xe-0/0/7 | 10G SFP+ | 10000 | admin-down
MP-DC-014-AGG-R01 | xe-0/0/8 | 10G SFP+ | 10000 | admin-down
MP-DC-014-AGG-R01 | xe-0/0/9 | 10G SFP+ | 10000 | admin-down
MP-DC-014-AGG-R01 | xe-0/0/10 | 10G SFP+ | 10000 | admin-down
MP-DC-014-AGG-R01 | xe-0/0/11 | 10G SFP+ | 10000 | admin-down
MP-DC-014-AGG-R01 | xe-0/0/12 | 10G SFP+ | 10000 | admin-down
MP-DC-014-AGG-R01 | xe-0/0/13 | 10G SFP+ | 10000 | admin-down
MP-DC-014-AGG-R01 | xe-0/0/14 | 10G SFP+ | 10000 | admin-down
MP-DC-014-AGG-R01 | xe-0/0/15 | 10G SFP+ | 10000 | admin-down
MP-DC-014-AGG-R01 | et-0/1/0 | 100G QSFP28 | 100000 | up | Uplink to MP-DC-014-PE-T4-01 | QSFP28-100G-LR4
MP-DC-014-AGG-R01 | et-0/1/1 | 100G QSFP28 | 100000 | up | Uplink to MP-DC-014-PE-T4-02 | QSFP28-100G-LR4
MP-DC-014-AGG-R01 | et-0/1/2 | 100G QSFP28 | 100000 | up | Uplink to MP-DC-014-OLA-01 | QSFP28-100G-LR4
MP-DC-014-AGG-R01 | et-0/1/3 | 100G QSFP28 | 100000 | admin-down
MP-DC-014-AGG-R01 | et-0/1/4 | 100G QSFP28 | 100000 | admin-down
MP-DC-014-AGG-R01 | et-0/1/5 | 100G QSFP28 | 100000 | admin-down
MP-DC-014-AGG-R01 | et-0/1/6 | 100G QSFP28 | 100000 | admin-down
MP-DC-014-AGG-R01 | et-0/1/7 | 100G QSFP28 | 100000 | admin-down
MP-DC-014-AGG-R02 | xe-0/0/0 | 10G SFP+ | 10000 | up | Uplink to MP-DC-014-FW-01 | SFP-10G-LR
MP-DC-014-AGG-R02 | xe-0/0/1 | 10G SFP+ | 10000 | up | Uplink to MP-DC-014-MMR-SW-01 | SFP-10G-LR
MP-DC-014-AGG-R02 | xe-0/0/2 | 10G SFP+ | 10000 | up | Uplink to MP-DC-014-MMR-SW-02 | SFP-10G-LR
MP-DC-014-AGG-R02 | xe-0/0/3 | 10G SFP+ | 10000 | up | Uplink to MP-DC-014-MMR-SW-03 | SFP-10G-LR
MP-DC-014-AGG-R02 | xe-0/0/4 | 10G SFP+ | 10000 | up | Uplink to MP-DC-014-MMR-SW-04 | SFP-10G-LR
MP-DC-014-AGG-R02 | xe-0/0/5 | 10G SFP+ | 10000 | up | Uplink to MP-DC-014-MMR-SW-05 | SFP-10G-LR
MP-DC-014-AGG-R02 | xe-0/0/6 | 10G SFP+ | 10000 | admin-down
MP-DC-014-AGG-R02 | xe-0/0/7 | 10G SFP+ | 10000 | admin-down
MP-DC-014-AGG-R02 | xe-0/0/8 | 10G SFP+ | 10000 | admin-down
MP-DC-014-AGG-R02 | xe-0/0/9 | 10G SFP+ | 10000 | reserved
MP-DC-014-AGG-R02 | xe-0/0/10 | 10G SFP+ | 10000 | admin-down
MP-DC-014-AGG-R02 | xe-0/0/11 | 10G SFP+ | 10000 | admin-down
MP-DC-014-AGG-R02 | xe-0/0/12 | 10G SFP+ | 10000 | admin-down
MP-DC-014-AGG-R02 | xe-0/0/13 | 10G SFP+ | 10000 | admin-down
MP-DC-014-AGG-R02 | xe-0/0/14 | 10G SFP+ | 10000 | admin-down
MP-DC-014-AGG-R02 | xe-0/0/15 | 10G SFP+ | 10000 | admin-down
MP-DC-014-AGG-R02 | et-0/1/0 | 100G QSFP28 | 100000 | up | Uplink to MP-DC-014-PE-T4-02 | QSFP28-100G-LR4
MP-DC-014-AGG-R02 | et-0/1/1 | 100G QSFP28 | 100000 | up | Uplink to MP-DC-014-PE-T4-03 | QSFP28-100G-LR4
MP-DC-014-AGG-R02 | et-0/1/2 | 100G QSFP28 | 100000 | reserved
MP-DC-014-AGG-R02 | et-0/1/3 | 100G QSFP28 | 100000 | admin-down
MP-DC-014-AGG-R02 | et-0/1/4 | 100G QSFP28 | 100000 | admin-down
MP-DC-014-AGG-R02 | et-0/1/5 | 100G QSFP28 | 100000 | admin-down
MP-DC-014-AGG-R02 | et-0/1/6 | 100G QSFP28 | 100000 | admin-down
MP-DC-014-AGG-R02 | et-0/1/7 | 100G QSFP28 | 100000 | admin-down
MP-DC-014-MMR-SW-01 | xe-0/0/0 | 10G SFP+ | 10000 | up | Access to MP-DC-014-TOR-001 | SFP-10G-LR
MP-DC-014-MMR-SW-01 | xe-0/0/1 | 10G SFP+ | 10000 | admin-down
MP-DC-014-MMR-SW-01 | xe-0/0/2 | 10G SFP+ | 10000 | reserved
MP-DC-014-MMR-SW-01 | xe-0/0/3 | 10G SFP+ | 10000 | admin-down
MP-DC-014-MMR-SW-01 | xe-0/0/4 | 10G SFP+ | 10000 | up | Server NIC
MP-DC-014-MMR-SW-01 | xe-0/0/5 | 10G SFP+ | 10000 | reserved
MP-DC-014-MMR-SW-01 | xe-0/0/6 | 10G SFP+ | 10000 | up | Server NIC
MP-DC-014-MMR-SW-01 | xe-0/0/7 | 10G SFP+ | 10000 | up | Server NIC
MP-DC-014-MMR-SW-01 | xe-0/0/8 | 10G SFP+ | 10000 | up | Server NIC
MP-DC-014-MMR-SW-01 | xe-0/0/9 | 10G SFP+ | 10000 | up | Server NIC
MP-DC-014-MMR-SW-01 | xe-0/0/10 | 10G SFP+ | 10000 | admin-down
MP-DC-014-MMR-SW-01 | xe-0/0/11 | 10G SFP+ | 10000 | up | Server NIC
MP-DC-014-MMR-SW-01 | xe-0/0/12 | 10G SFP+ | 10000 | admin-down
MP-DC-014-MMR-SW-01 | xe-0/0/13 | 10G SFP+ | 10000 | admin-down
MP-DC-014-MMR-SW-01 | xe-0/0/14 | 10G SFP+ | 10000 | admin-down
MP-DC-014-MMR-SW-01 | xe-0/0/15 | 10G SFP+ | 10000 | admin-down
MP-DC-014-MMR-SW-01 | xe-0/0/16 | 10G SFP+ | 10000 | up | Server NIC
MP-DC-014-MMR-SW-01 | xe-0/0/17 | 10G SFP+ | 10000 | admin-down
MP-DC-014-MMR-SW-01 | xe-0/0/18 | 10G SFP+ | 10000 | up | Server NIC
MP-DC-014-MMR-SW-01 | xe-0/0/19 | 10G SFP+ | 10000 | up | Server NIC
MP-DC-014-MMR-SW-01 | xe-0/0/20 | 10G SFP+ | 10000 | up | Server NIC
MP-DC-014-MMR-SW-01 | xe-0/0/21 | 10G SFP+ | 10000 | up | Server NIC
MP-DC-014-MMR-SW-01 | xe-0/0/22 | 10G SFP+ | 10000 | admin-down
MP-DC-014-MMR-SW-01 | xe-0/0/23 | 10G SFP+ | 10000 | up | Server NIC
MP-DC-014-MMR-SW-01 | xe-0/0/24 | 10G SFP+ | 10000 | up | Server NIC
MP-DC-014-MMR-SW-01 | xe-0/0/25 | 10G SFP+ | 10000 | up | Server NIC
MP-DC-014-MMR-SW-01 | xe-0/0/26 | 10G SFP+ | 10000 | admin-down
MP-DC-014-MMR-SW-01 | xe-0/0/27 | 10G SFP+ | 10000 | admin-down
MP-DC-014-MMR-SW-01 | xe-0/0/28 | 10G SFP+ | 10000 | up | Server NIC
MP-DC-014-MMR-SW-01 | xe-0/0/29 | 10G SFP+ | 10000 | up | Server NIC
MP-DC-014-MMR-SW-01 | xe-0/0/30 | 10G SFP+ | 10000 | up | Server NIC
MP-DC-014-MMR-SW-01 | xe-0/0/31 | 10G SFP+ | 10000 | up | Server NIC
MP-DC-014-MMR-SW-01 | xe-0/0/32 | 10G SFP+ | 10000 | up | Server NIC
MP-DC-014-MMR-SW-01 | xe-0/0/33 | 10G SFP+ | 10000 | up | Server NIC
MP-DC-014-MMR-SW-01 | xe-0/0/34 | 10G SFP+ | 10000 | admin-down
MP-DC-014-MMR-SW-01 | xe-0/0/35 | 10G SFP+ | 10000 | up | Server NIC
MP-DC-014-MMR-SW-01 | xe-0/0/36 | 10G SFP+ | 10000 | up | Server NIC
MP-DC-014-MMR-SW-01 | xe-0/0/37 | 10G SFP+ | 10000 | up | Server NIC
MP-DC-014-MMR-SW-01 | xe-0/0/38 | 10G SFP+ | 10000 | up | Server NIC
MP-DC-014-MMR-SW-01 | xe-0/0/39 | 10G SFP+ | 10000 | admin-down
MP-DC-014-MMR-SW-01 | xe-0/0/40 | 10G SFP+ | 10000 | admin-down
MP-DC-014-MMR-SW-01 | xe-0/0/41 | 10G SFP+ | 10000 | admin-down
MP-DC-014-MMR-SW-01 | xe-0/0/42 | 10G SFP+ | 10000 | up | Server NIC
MP-DC-014-MMR-SW-01 | xe-0/0/43 | 10G SFP+ | 10000 | admin-down
MP-DC-014-MMR-SW-01 | xe-0/0/44 | 10G SFP+ | 10000 | up | Server NIC
MP-DC-014-MMR-SW-01 | xe-0/0/45 | 10G SFP+ | 10000 | up | Server NIC
MP-DC-014-MMR-SW-01 | xe-0/0/46 | 10G SFP+ | 10000 | admin-down
MP-DC-014-MMR-SW-01 | xe-0/0/47 | 10G SFP+ | 10000 | up | Server NIC
MP-DC-014-MMR-SW-01 | et-0/1/0 | 100G QSFP28 | 100000 | up | Uplink to MP-DC-014-AGG-R01 | QSFP28-100G-LR4
MP-DC-014-MMR-SW-01 | et-0/1/1 | 100G QSFP28 | 100000 | up | Uplink to MP-DC-014-AGG-R02 | QSFP28-100G-LR4
MP-DC-014-MMR-SW-01 | et-0/1/2 | 100G QSFP28 | 100000 | admin-down
MP-DC-014-MMR-SW-01 | et-0/1/3 | 100G QSFP28 | 100000 | admin-down
MP-DC-014-MMR-SW-02 | Ethernet1 | 10G SFP+ | 10000 | up | Access to MP-DC-014-TOR-001 | SFP-10G-LR
MP-DC-014-MMR-SW-02 | Ethernet2 | 10G SFP+ | 10000 | up | Access to MP-DC-014-TOR-002 | SFP-10G-LR
MP-DC-014-MMR-SW-02 | Ethernet3 | 10G SFP+ | 10000 | up | Server NIC
MP-DC-014-MMR-SW-02 | Ethernet4 | 10G SFP+ | 10000 | up | Server NIC
MP-DC-014-MMR-SW-02 | Ethernet5 | 10G SFP+ | 10000 | admin-down
MP-DC-014-MMR-SW-02 | Ethernet6 | 10G SFP+ | 10000 | up | Server NIC
MP-DC-014-MMR-SW-02 | Ethernet7 | 10G SFP+ | 10000 | admin-down
MP-DC-014-MMR-SW-02 | Ethernet8 | 10G SFP+ | 10000 | up | Server NIC
MP-DC-014-MMR-SW-02 | Ethernet9 | 10G SFP+ | 10000 | up | Server NIC
MP-DC-014-MMR-SW-02 | Ethernet10 | 10G SFP+ | 10000 | admin-down
MP-DC-014-MMR-SW-02 | Ethernet11 | 10G SFP+ | 10000 | up | Server NIC
MP-DC-014-MMR-SW-02 | Ethernet12 | 10G SFP+ | 10000 | up | Server NIC
MP-DC-014-MMR-SW-02 | Ethernet13 | 10G SFP+ | 10000 | admin-down
MP-DC-014-MMR-SW-02 | Ethernet14 | 10G SFP+ | 10000 | admin-down
MP-DC-014-MMR-SW-02 | Ethernet15 | 10G SFP+ | 10000 | up | Server NIC
MP-DC-014-MMR-SW-02 | Ethernet16 | 10G SFP+ | 10000 | admin-down
MP-DC-014-MMR-SW-02 | Ethernet17 | 10G SFP+ | 10000 | up | Server NIC
MP-DC-014-MMR-SW-02 | Ethernet18 | 10G SFP+ | 10000 | up | Server NIC
MP-DC-014-MMR-SW-02 | Ethernet19 | 10G SFP+ | 10000 | admin-down
MP-DC-014-MMR-SW-02 | Ethernet20 | 10G SFP+ | 10000 | up | Server NIC
MP-DC-014-MMR-SW-02 | Ethernet21 | 10G SFP+ | 10000 | up | Server NIC
MP-DC-014-MMR-SW-02 | Ethernet22 | 10G SFP+ | 10000 | up | Server NIC
MP-DC-014-MMR-SW-02 | Ethernet23 | 10G SFP+ | 10000 | up | Server NIC
MP-DC-014-MMR-SW-02 | Ethernet24 | 10G SFP+ | 10000 | up | Server NIC
MP-DC-014-MMR-SW-02 | Ethernet25 | 10G SFP+ | 10000 | up | Server NIC
MP-DC-014-MMR-SW-02 | Ethernet26 | 10G SFP+ | 10000 | admin-down
MP-DC-014-MMR-SW-02 | Ethernet27 | 10G SFP+ | 10000 | up | Server NIC
MP-DC-014-MMR-SW-02 | Ethernet28 | 10G SFP+ | 10000 | up | Server NIC
MP-DC-014-MMR-SW-02 | Ethernet29 | 10G SFP+ | 10000 | admin-down
MP-DC-014-MMR-SW-02 | Ethernet30 | 10G SFP+ | 10000 | admin-down
MP-DC-014-MMR-SW-02 | Ethernet31 | 10G SFP+ | 10000 | up | Server NIC
MP-DC-014-MMR-SW-02 | Ethernet32 | 10G SFP+ | 10000 | admin-down
MP-DC-014-MMR-SW-02 | Ethernet33 | 10G SFP+ | 10000 | admin-down
MP-DC-014-MMR-SW-02 | Ethernet34 | 10G SFP+ | 10000 | up | Server NIC
MP-DC-014-MMR-SW-02 | Ethernet35 | 10G SFP+ | 10000 | admin-down
MP-DC-014-MMR-SW-02 | Ethernet36 | 10G SFP+ | 10000 | admin-down
MP-DC-014-MMR-SW-02 | Ethernet37 | 10G SFP+ | 10000 | up | Server NIC
MP-DC-014-MMR-SW-02 | Ethernet38 | 10G SFP+ | 10000 | up | Server NIC
MP-DC-014-MMR-SW-02 | Ethernet39 | 10G SFP+ | 10000 | admin-down
MP-DC-014-MMR-SW-02 | Ethernet40 | 10G SFP+ | 10000 | up | Server NIC
MP-DC-014-MMR-SW-02 | Ethernet41 | 10G SFP+ | 10000 | admin-down
MP-DC-014-MMR-SW-02 | Ethernet42 | 10G SFP+ | 10000 | up | Server NIC
MP-DC-014-MMR-SW-02 | Ethernet43 | 10G SFP+ | 10000 | up | Server NIC
MP-DC-014-MMR-SW-02 | Ethernet44 | 10G SFP+ | 10000 | admin-down
MP-DC-014-MMR-SW-02 | Ethernet45 | 10G SFP+ | 10000 | up | Server NIC
MP-DC-014-MMR-SW-02 | Ethernet46 | 10G SFP+ | 10000 | admin-down
MP-DC-014-MMR-SW-02 | Ethernet47 | 10G SFP+ | 10000 | up | Server NIC
MP-DC-014-MMR-SW-02 | Ethernet48 | 10G SFP+ | 10000 | up | Server NIC
MP-DC-014-MMR-SW-02 | Ethernet49/1 | 100G QSFP28 | 100000 | up | Uplink to MP-DC-014-AGG-R02 | QSFP28-100G-LR4
MP-DC-014-MMR-SW-02 | Ethernet49/2 | 100G QSFP28 | 100000 | up | Uplink to MP-DC-014-AGG-R01 | QSFP28-100G-LR4
MP-DC-014-MMR-SW-02 | Ethernet49/3 | 100G QSFP28 | 100000 | admin-down
MP-DC-014-MMR-SW-02 | Ethernet49/4 | 100G QSFP28 | 100000 | admin-down
MP-DC-014-MMR-SW-03 | Te0/0/0/0 | 10G SFP+ | 10000 | up | Access to MP-DC-014-TOR-002 | SFP-10G-LR
MP-DC-014-MMR-SW-03 | Te0/0/0/1 | 10G SFP+ | 10000 | up | Access to MP-DC-014-TOR-003 | SFP-10G-LR
MP-DC-014-MMR-SW-03 | Te0/0/0/2 | 10G SFP+ | 10000 | up | Server NIC
MP-DC-014-MMR-SW-03 | Te0/0/0/3 | 10G SFP+ | 10000 | up | Server NIC
MP-DC-014-MMR-SW-03 | Te0/0/0/4 | 10G SFP+ | 10000 | up | Server NIC
MP-DC-014-MMR-SW-03 | Te0/0/0/5 | 10G SFP+ | 10000 | up | Server NIC
MP-DC-014-MMR-SW-03 | Te0/0/0/6 | 10G SFP+ | 10000 | admin-down
MP-DC-014-MMR-SW-03 | Te0/0/0/7 | 10G SFP+ | 10000 | up | Server NIC
MP-DC-014-MMR-SW-03 | Te0/0/0/8 | 10G SFP+ | 10000 | up | Server NIC
MP-DC-014-MMR-SW-03 | Te0/0/0/9 | 10G SFP+ | 10000 | up | Server NIC
MP-DC-014-MMR-SW-03 | Te0/0/0/10 | 10G SFP+ | 10000 | up | Server NIC
MP-DC-014-MMR-SW-03 | Te0/0/0/11 | 10G SFP+ | 10000 | up | Server NIC
MP-DC-014-MMR-SW-03 | Te0/0/0/12 | 10G SFP+ | 10000 | up | Server NIC
MP-DC-014-MMR-SW-03 | Te0/0/0/13 | 10G SFP+ | 10000 | up | Server NIC
MP-DC-014-MMR-SW-03 | Te0/0/0/14 | 10G SFP+ | 10000 | admin-down
MP-DC-014-MMR-SW-03 | Te0/0/0/15 | 10G SFP+ | 10000 | up | Server NIC
MP-DC-014-MMR-SW-03 | Te0/0/0/16 | 10G SFP+ | 10000 | admin-down
MP-DC-014-MMR-SW-03 | Te0/0/0/17 | 10G SFP+ | 10000 | up | Server NIC
MP-DC-014-MMR-SW-03 | Te0/0/0/18 | 10G SFP+ | 10000 | up | Server NIC
MP-DC-014-MMR-SW-03 | Te0/0/0/19 | 10G SFP+ | 10000 | up | Server NIC
MP-DC-014-MMR-SW-03 | Te0/0/0/20 | 10G SFP+ | 10000 | admin-down
MP-DC-014-MMR-SW-03 | Te0/0/0/21 | 10G SFP+ | 10000 | admin-down
MP-DC-014-MMR-SW-03 | Te0/0/0/22 | 10G SFP+ | 10000 | up | Server NIC
MP-DC-014-MMR-SW-03 | Te0/0/0/23 | 10G SFP+ | 10000 | up | Server NIC
MP-DC-014-MMR-SW-03 | Te0/0/0/24 | 10G SFP+ | 10000 | up | Server NIC
MP-DC-014-MMR-SW-03 | Te0/0/0/25 | 10G SFP+ | 10000 | admin-down
MP-DC-014-MMR-SW-03 | Te0/0/0/26 | 10G SFP+ | 10000 | up | Server NIC
MP-DC-014-MMR-SW-03 | Te0/0/0/27 | 10G SFP+ | 10000 | up | Server NIC
MP-DC-014-MMR-SW-03 | Te0/0/0/28 | 10G SFP+ | 10000 | admin-down
MP-DC-014-MMR-SW-03 | Te0/0/0/29 | 10G SFP+ | 10000 | up | Server NIC
MP-DC-014-MMR-SW-03 | Te0/0/0/30 | 10G SFP+ | 10000 | admin-down
MP-DC-014-MMR-SW-03 | Te0/0/0/31 | 10G SFP+ | 10000 | up | Server NIC
MP-DC-014-MMR-SW-03 | Te0/0/0/32 | 10G SFP+ | 10000 | up | Server NIC
MP-DC-014-MMR-SW-03 | Te0/0/0/33 | 10G SFP+ | 10000 | admin-down
MP-DC-014-MMR-SW-03 | Te0/0/0/34 | 10G SFP+ | 10000 | reserved
MP-DC-014-MMR-SW-03 | Te0/0/0/35 | 10G SFP+ | 10000 | up | Server NIC
MP-DC-014-MMR-SW-03 | Te0/0/0/36 | 10G SFP+ | 10000 | up | Server NIC
MP-DC-014-MMR-SW-03 | Te0/0/0/37 | 10G SFP+ | 10000 | up | Server NIC
MP-DC-014-MMR-SW-03 | Te0/0/0/38 | 10G SFP+ | 10000 | up | Server NIC
MP-DC-014-MMR-SW-03 | Te0/0/0/39 | 10G SFP+ | 10000 | up | Server NIC
MP-DC-014-MMR-SW-03 | Te0/0/0/40 | 10G SFP+ | 10000 | admin-down
MP-DC-014-MMR-SW-03 | Te0/0/0/41 | 10G SFP+ | 10000 | up | Server NIC
MP-DC-014-MMR-SW-03 | Te0/0/0/42 | 10G SFP+ | 10000 | admin-down
MP-DC-014-MMR-SW-03 | Te0/0/0/43 | 10G SFP+ | 10000 | up | Server NIC
MP-DC-014-MMR-SW-03 | Te0/0/0/44 | 10G SFP+ | 10000 | admin-down
MP-DC-014-MMR-SW-03 | Te0/0/0/45 | 10G SFP+ | 10000 | up | Server NIC
MP-DC-014-MMR-SW-03 | Te0/0/0/46 | 10G SFP+ | 10000 | reserved
MP-DC-014-MMR-SW-03 | Te0/0/0/47 | 10G SFP+ | 10000 | up | Server NIC
MP-DC-014-MMR-SW-03 | Hu0/0/1/0 | 100G QSFP28 | 100000 | up | Uplink to MP-DC-014-AGG-R01 | QSFP28-100G-LR4
MP-DC-014-MMR-SW-03 | Hu0/0/1/1 | 100G QSFP28 | 100000 | up | Uplink to MP-DC-014-AGG-R02 | QSFP28-100G-LR4
MP-DC-014-MMR-SW-03 | Hu0/0/1/2 | 100G QSFP28 | 100000 | admin-down
MP-DC-014-MMR-SW-03 | Hu0/0/1/3 | 100G QSFP28 | 100000 | admin-down
MP-DC-014-MMR-SW-04 | Te0/0/0/0 | 10G SFP+ | 10000 | up | Access to MP-DC-014-TOR-003 | SFP-10G-LR
MP-DC-014-MMR-SW-04 | Te0/0/0/1 | 10G SFP+ | 10000 | up | Server NIC
MP-DC-014-MMR-SW-04 | Te0/0/0/2 | 10G SFP+ | 10000 | admin-down
MP-DC-014-MMR-SW-04 | Te0/0/0/3 | 10G SFP+ | 10000 | admin-down
MP-DC-014-MMR-SW-04 | Te0/0/0/4 | 10G SFP+ | 10000 | up | Server NIC
MP-DC-014-MMR-SW-04 | Te0/0/0/5 | 10G SFP+ | 10000 | up | Server NIC
MP-DC-014-MMR-SW-04 | Te0/0/0/6 | 10G SFP+ | 10000 | admin-down
MP-DC-014-MMR-SW-04 | Te0/0/0/7 | 10G SFP+ | 10000 | admin-down
MP-DC-014-MMR-SW-04 | Te0/0/0/8 | 10G SFP+ | 10000 | admin-down
MP-DC-014-MMR-SW-04 | Te0/0/0/9 | 10G SFP+ | 10000 | up | Server NIC
MP-DC-014-MMR-SW-04 | Te0/0/0/10 | 10G SFP+ | 10000 | up | Server NIC
MP-DC-014-MMR-SW-04 | Te0/0/0/11 | 10G SFP+ | 10000 | up | Server NIC
MP-DC-014-MMR-SW-04 | Te0/0/0/12 | 10G SFP+ | 10000 | up | Server NIC
MP-DC-014-MMR-SW-04 | Te0/0/0/13 | 10G SFP+ | 10000 | up | Server NIC
MP-DC-014-MMR-SW-04 | Te0/0/0/14 | 10G SFP+ | 10000 | up | Server NIC
MP-DC-014-MMR-SW-04 | Te0/0/0/15 | 10G SFP+ | 10000 | admin-down
MP-DC-014-MMR-SW-04 | Te0/0/0/16 | 10G SFP+ | 10000 | up | Server NIC
MP-DC-014-MMR-SW-04 | Te0/0/0/17 | 10G SFP+ | 10000 | up | Server NIC
MP-DC-014-MMR-SW-04 | Te0/0/0/18 | 10G SFP+ | 10000 | up | Server NIC
MP-DC-014-MMR-SW-04 | Te0/0/0/19 | 10G SFP+ | 10000 | up | Server NIC
MP-DC-014-MMR-SW-04 | Te0/0/0/20 | 10G SFP+ | 10000 | up | Server NIC
MP-DC-014-MMR-SW-04 | Te0/0/0/21 | 10G SFP+ | 10000 | up | Server NIC
MP-DC-014-MMR-SW-04 | Te0/0/0/22 | 10G SFP+ | 10000 | admin-down
MP-DC-014-MMR-SW-04 | Te0/0/0/23 | 10G SFP+ | 10000 | admin-down
MP-DC-014-MMR-SW-04 | Te0/0/0/24 | 10G SFP+ | 10000 | reserved
MP-DC-014-MMR-SW-04 | Te0/0/0/25 | 10G SFP+ | 10000 | up | Server NIC
MP-DC-014-MMR-SW-04 | Te0/0/0/26 | 10G SFP+ | 10000 | admin-down
MP-DC-014-MMR-SW-04 | Te0/0/0/27 | 10G SFP+ | 10000 | up | Server NIC
MP-DC-014-MMR-SW-04 | Te0/0/0/28 | 10G SFP+ | 10000 | admin-down
MP-DC-014-MMR-SW-04 | Te0/0/0/29 | 10G SFP+ | 10000 | up | Server NIC
MP-DC-014-MMR-SW-04 | Te0/0/0/30 | 10G SFP+ | 10000 | up | Server NIC
MP-DC-014-MMR-SW-04 | Te0/0/0/31 | 10G SFP+ | 10000 | reserved
MP-DC-014-MMR-SW-04 | Te0/0/0/32 | 10G SFP+ | 10000 | up | Server NIC
MP-DC-014-MMR-SW-04 | Te0/0/0/33 | 10G SFP+ | 10000 | up | Server NIC
MP-DC-014-MMR-SW-04 | Te0/0/0/34 | 10G SFP+ | 10000 | up | Server NIC
MP-DC-014-MMR-SW-04 | Te0/0/0/35 | 10G SFP+ | 10000 | up | Server NIC
MP-DC-014-MMR-SW-04 | Te0/0/0/36 | 10G SFP+ | 10000 | reserved
MP-DC-014-MMR-SW-04 | Te0/0/0/37 | 10G SFP+ | 10000 | admin-down
MP-DC-014-MMR-SW-04 | Te0/0/0/38 | 10G SFP+ | 10000 | up | Server NIC
MP-DC-014-MMR-SW-04 | Te0/0/0/39 | 10G SFP+ | 10000 | up | Server NIC
MP-DC-014-MMR-SW-04 | Te0/0/0/40 | 10G SFP+ | 10000 | admin-down
MP-DC-014-MMR-SW-04 | Te0/0/0/41 | 10G SFP+ | 10000 | admin-down
MP-DC-014-MMR-SW-04 | Te0/0/0/42 | 10G SFP+ | 10000 | admin-down
MP-DC-014-MMR-SW-04 | Te0/0/0/43 | 10G SFP+ | 10000 | up | Server NIC
MP-DC-014-MMR-SW-04 | Te0/0/0/44 | 10G SFP+ | 10000 | up | Server NIC
MP-DC-014-MMR-SW-04 | Te0/0/0/45 | 10G SFP+ | 10000 | up | Server NIC
MP-DC-014-MMR-SW-04 | Te0/0/0/46 | 10G SFP+ | 10000 | up | Server NIC
MP-DC-014-MMR-SW-04 | Te0/0/0/47 | 10G SFP+ | 10000 | admin-down
MP-DC-014-MMR-SW-04 | Hu0/0/1/0 | 100G QSFP28 | 100000 | up | Uplink to MP-DC-014-AGG-R02 | QSFP28-100G-LR4
MP-DC-014-MMR-SW-04 | Hu0/0/1/1 | 100G QSFP28 | 100000 | up | Uplink to MP-DC-014-AGG-R01 | QSFP28-100G-LR4
MP-DC-014-MMR-SW-04 | Hu0/0/1/2 | 100G QSFP28 | 100000 | admin-down
MP-DC-014-MMR-SW-04 | Hu0/0/1/3 | 100G QSFP28 | 100000 | admin-down
MP-DC-014-MMR-SW-05 | xe-0/0/0 | 10G SFP+ | 10000 | admin-down
MP-DC-014-MMR-SW-05 | xe-0/0/1 | 10G SFP+ | 10000 | admin-down
MP-DC-014-MMR-SW-05 | xe-0/0/2 | 10G SFP+ | 10000 | admin-down
MP-DC-014-MMR-SW-05 | xe-0/0/3 | 10G SFP+ | 10000 | up | Server NIC
MP-DC-014-MMR-SW-05 | xe-0/0/4 | 10G SFP+ | 10000 | up | Server NIC
MP-DC-014-MMR-SW-05 | xe-0/0/5 | 10G SFP+ | 10000 | up | Server NIC
MP-DC-014-MMR-SW-05 | xe-0/0/6 | 10G SFP+ | 10000 | admin-down
MP-DC-014-MMR-SW-05 | xe-0/0/7 | 10G SFP+ | 10000 | up | Server NIC
MP-DC-014-MMR-SW-05 | xe-0/0/8 | 10G SFP+ | 10000 | up | Server NIC
MP-DC-014-MMR-SW-05 | xe-0/0/9 | 10G SFP+ | 10000 | up | Server NIC
MP-DC-014-MMR-SW-05 | xe-0/0/10 | 10G SFP+ | 10000 | admin-down
MP-DC-014-MMR-SW-05 | xe-0/0/11 | 10G SFP+ | 10000 | up | Server NIC
MP-DC-014-MMR-SW-05 | xe-0/0/12 | 10G SFP+ | 10000 | up | Server NIC
MP-DC-014-MMR-SW-05 | xe-0/0/13 | 10G SFP+ | 10000 | up | Server NIC
MP-DC-014-MMR-SW-05 | xe-0/0/14 | 10G SFP+ | 10000 | admin-down
MP-DC-014-MMR-SW-05 | xe-0/0/15 | 10G SFP+ | 10000 | up | Server NIC
MP-DC-014-MMR-SW-05 | xe-0/0/16 | 10G SFP+ | 10000 | up | Server NIC
MP-DC-014-MMR-SW-05 | xe-0/0/17 | 10G SFP+ | 10000 | admin-down
MP-DC-014-MMR-SW-05 | xe-0/0/18 | 10G SFP+ | 10000 | up | Server NIC
MP-DC-014-MMR-SW-05 | xe-0/0/19 | 10G SFP+ | 10000 | admin-down
MP-DC-014-MMR-SW-05 | xe-0/0/20 | 10G SFP+ | 10000 | up | Server NIC
MP-DC-014-MMR-SW-05 | xe-0/0/21 | 10G SFP+ | 10000 | up | Server NIC
MP-DC-014-MMR-SW-05 | xe-0/0/22 | 10G SFP+ | 10000 | up | Server NIC
MP-DC-014-MMR-SW-05 | xe-0/0/23 | 10G SFP+ | 10000 | up | Server NIC
MP-DC-014-MMR-SW-05 | xe-0/0/24 | 10G SFP+ | 10000 | up | Server NIC
MP-DC-014-MMR-SW-05 | xe-0/0/25 | 10G SFP+ | 10000 | up | Server NIC
MP-DC-014-MMR-SW-05 | xe-0/0/26 | 10G SFP+ | 10000 | up | Server NIC
MP-DC-014-MMR-SW-05 | xe-0/0/27 | 10G SFP+ | 10000 | up | Server NIC
MP-DC-014-MMR-SW-05 | xe-0/0/28 | 10G SFP+ | 10000 | up | Server NIC
MP-DC-014-MMR-SW-05 | xe-0/0/29 | 10G SFP+ | 10000 | up | Server NIC
MP-DC-014-MMR-SW-05 | xe-0/0/30 | 10G SFP+ | 10000 | up | Server NIC
MP-DC-014-MMR-SW-05 | xe-0/0/31 | 10G SFP+ | 10000 | up | Server NIC
MP-DC-014-MMR-SW-05 | xe-0/0/32 | 10G SFP+ | 10000 | up | Server NIC
MP-DC-014-MMR-SW-05 | xe-0/0/33 | 10G SFP+ | 10000 | up | Server NIC
MP-DC-014-MMR-SW-05 | xe-0/0/34 | 10G SFP+ | 10000 | up | Server NIC
MP-DC-014-MMR-SW-05 | xe-0/0/35 | 10G SFP+ | 10000 | admin-down
MP-DC-014-MMR-SW-05 | xe-0/0/36 | 10G SFP+ | 10000 | up | Server NIC
MP-DC-014-MMR-SW-05 | xe-0/0/37 | 10G SFP+ | 10000 | up | Server NIC
MP-DC-014-MMR-SW-05 | xe-0/0/38 | 10G SFP+ | 10000 | admin-down
MP-DC-014-MMR-SW-05 | xe-0/0/39 | 10G SFP+ | 10000 | up | Server NIC
MP-DC-014-MMR-SW-05 | xe-0/0/40 | 10G SFP+ | 10000 | up | Server NIC
MP-DC-014-MMR-SW-05 | xe-0/0/41 | 10G SFP+ | 10000 | up | Server NIC
MP-DC-014-MMR-SW-05 | xe-0/0/42 | 10G SFP+ | 10000 | up | Server NIC
MP-DC-014-MMR-SW-05 | xe-0/0/43 | 10G SFP+ | 10000 | up | Server NIC
MP-DC-014-MMR-SW-05 | xe-0/0/44 | 10G SFP+ | 10000 | up | Server NIC
MP-DC-014-MMR-SW-05 | xe-0/0/45 | 10G SFP+ | 10000 | up | Server NIC
MP-DC-014-MMR-SW-05 | xe-0/0/46 | 10G SFP+ | 10000 | up | Server NIC
MP-DC-014-MMR-SW-05 | xe-0/0/47 | 10G SFP+ | 10000 | up | Server NIC
MP-DC-014-MMR-SW-05 | et-0/1/0 | 100G QSFP28 | 100000 | up | Uplink to MP-DC-014-AGG-R01 | QSFP28-100G-LR4
MP-DC-014-MMR-SW-05 | et-0/1/1 | 100G QSFP28 | 100000 | up | Uplink to MP-DC-014-AGG-R02 | QSFP28-100G-LR4
MP-DC-014-MMR-SW-05 | et-0/1/2 | 100G QSFP28 | 100000 | admin-down
MP-DC-014-MMR-SW-05 | et-0/1/3 | 100G QSFP28 | 100000 | admin-down
MP-DC-014-TOR-001 | Ethernet1 | 10G SFP+ | 10000 | up | Access to MP-DC-014-MMR-SW-01 | SFP-10G-LR
MP-DC-014-TOR-001 | Ethernet2 | 10G SFP+ | 10000 | up | Access to MP-DC-014-MMR-SW-02 | SFP-10G-LR
MP-DC-014-TOR-001 | Ethernet3 | 10G SFP+ | 10000 | up | Server NIC
MP-DC-014-TOR-001 | Ethernet4 | 10G SFP+ | 10000 | up | Server NIC
MP-DC-014-TOR-001 | Ethernet5 | 10G SFP+ | 10000 | admin-down
MP-DC-014-TOR-001 | Ethernet6 | 10G SFP+ | 10000 | admin-down
MP-DC-014-TOR-001 | Ethernet7 | 10G SFP+ | 10000 | admin-down
MP-DC-014-TOR-001 | Ethernet8 | 10G SFP+ | 10000 | up | Server NIC
MP-DC-014-TOR-001 | Ethernet9 | 10G SFP+ | 10000 | up | Server NIC
MP-DC-014-TOR-001 | Ethernet10 | 10G SFP+ | 10000 | up | Server NIC
MP-DC-014-TOR-001 | Ethernet11 | 10G SFP+ | 10000 | up | Server NIC
MP-DC-014-TOR-001 | Ethernet12 | 10G SFP+ | 10000 | up | Server NIC
MP-DC-014-TOR-001 | Ethernet13 | 10G SFP+ | 10000 | up | Server NIC
MP-DC-014-TOR-001 | Ethernet14 | 10G SFP+ | 10000 | admin-down
MP-DC-014-TOR-001 | Ethernet15 | 10G SFP+ | 10000 | up | Server NIC
MP-DC-014-TOR-001 | Ethernet16 | 10G SFP+ | 10000 | up | Server NIC
MP-DC-014-TOR-001 | Ethernet17 | 10G SFP+ | 10000 | up | Server NIC
MP-DC-014-TOR-001 | Ethernet18 | 10G SFP+ | 10000 | admin-down
MP-DC-014-TOR-001 | Ethernet19 | 10G SFP+ | 10000 | admin-down
MP-DC-014-TOR-001 | Ethernet20 | 10G SFP+ | 10000 | admin-down
MP-DC-014-TOR-001 | Ethernet21 | 10G SFP+ | 10000 | admin-down
MP-DC-014-TOR-001 | Ethernet22 | 10G SFP+ | 10000 | up | Server NIC
MP-DC-014-TOR-001 | Ethernet23 | 10G SFP+ | 10000 | up | Server NIC
MP-DC-014-TOR-001 | Ethernet24 | 10G SFP+ | 10000 | up | Server NIC
MP-DC-014-TOR-001 | Ethernet49/1 | 100G QSFP28 | 100000 | admin-down
MP-DC-014-TOR-001 | Ethernet49/2 | 100G QSFP28 | 100000 | reserved
MP-DC-014-TOR-002 | xe-0/0/0 | 10G SFP+ | 10000 | up | Access to MP-DC-014-MMR-SW-02 | SFP-10G-LR
MP-DC-014-TOR-002 | xe-0/0/1 | 10G SFP+ | 10000 | up | Access to MP-DC-014-MMR-SW-03 | SFP-10G-LR
MP-DC-014-TOR-002 | xe-0/0/2 | 10G SFP+ | 10000 | admin-down
MP-DC-014-TOR-002 | xe-0/0/3 | 10G SFP+ | 10000 | up | Server NIC
MP-DC-014-TOR-002 | xe-0/0/4 | 10G SFP+ | 10000 | up | Server NIC
MP-DC-014-TOR-002 | xe-0/0/5 | 10G SFP+ | 10000 | up | Server NIC
MP-DC-014-TOR-002 | xe-0/0/6 | 10G SFP+ | 10000 | admin-down
MP-DC-014-TOR-002 | xe-0/0/7 | 10G SFP+ | 10000 | admin-down
MP-DC-014-TOR-002 | xe-0/0/8 | 10G SFP+ | 10000 | up | Server NIC
MP-DC-014-TOR-002 | xe-0/0/9 | 10G SFP+ | 10000 | admin-down
MP-DC-014-TOR-002 | xe-0/0/10 | 10G SFP+ | 10000 | up | Server NIC
MP-DC-014-TOR-002 | xe-0/0/11 | 10G SFP+ | 10000 | admin-down
MP-DC-014-TOR-002 | xe-0/0/12 | 10G SFP+ | 10000 | up | Server NIC
MP-DC-014-TOR-002 | xe-0/0/13 | 10G SFP+ | 10000 | admin-down
MP-DC-014-TOR-002 | xe-0/0/14 | 10G SFP+ | 10000 | up | Server NIC
MP-DC-014-TOR-002 | xe-0/0/15 | 10G SFP+ | 10000 | admin-down
MP-DC-014-TOR-002 | xe-0/0/16 | 10G SFP+ | 10000 | up | Server NIC
MP-DC-014-TOR-002 | xe-0/0/17 | 10G SFP+ | 10000 | admin-down
MP-DC-014-TOR-002 | xe-0/0/18 | 10G SFP+ | 10000 | admin-down
MP-DC-014-TOR-002 | xe-0/0/19 | 10G SFP+ | 10000 | admin-down
MP-DC-014-TOR-002 | xe-0/0/20 | 10G SFP+ | 10000 | admin-down
MP-DC-014-TOR-002 | xe-0/0/21 | 10G SFP+ | 10000 | up | Server NIC
MP-DC-014-TOR-002 | xe-0/0/22 | 10G SFP+ | 10000 | up | Server NIC
MP-DC-014-TOR-002 | xe-0/0/23 | 10G SFP+ | 10000 | admin-down
MP-DC-014-TOR-002 | et-0/1/0 | 100G QSFP28 | 100000 | admin-down
MP-DC-014-TOR-002 | et-0/1/1 | 100G QSFP28 | 100000 | admin-down
MP-DC-014-TOR-003 | Ethernet1 | 10G SFP+ | 10000 | up | Access to MP-DC-014-MMR-SW-03 | SFP-10G-LR
MP-DC-014-TOR-003 | Ethernet2 | 10G SFP+ | 10000 | up | Access to MP-DC-014-MMR-SW-04 | SFP-10G-LR
MP-DC-014-TOR-003 | Ethernet3 | 10G SFP+ | 10000 | reserved
MP-DC-014-TOR-003 | Ethernet4 | 10G SFP+ | 10000 | up | Server NIC
MP-DC-014-TOR-003 | Ethernet5 | 10G SFP+ | 10000 | up | Server NIC
MP-DC-014-TOR-003 | Ethernet6 | 10G SFP+ | 10000 | up | Server NIC
MP-DC-014-TOR-003 | Ethernet7 | 10G SFP+ | 10000 | admin-down
MP-DC-014-TOR-003 | Ethernet8 | 10G SFP+ | 10000 | up | Server NIC
MP-DC-014-TOR-003 | Ethernet9 | 10G SFP+ | 10000 | up | Server NIC
MP-DC-014-TOR-003 | Ethernet10 | 10G SFP+ | 10000 | up | Server NIC
MP-DC-014-TOR-003 | Ethernet11 | 10G SFP+ | 10000 | admin-down
MP-DC-014-TOR-003 | Ethernet12 | 10G SFP+ | 10000 | up | Server NIC
MP-DC-014-TOR-003 | Ethernet13 | 10G SFP+ | 10000 | up | Server NIC
MP-DC-014-TOR-003 | Ethernet14 | 10G SFP+ | 10000 | up | Server NIC
MP-DC-014-TOR-003 | Ethernet15 | 10G SFP+ | 10000 | admin-down
MP-DC-014-TOR-003 | Ethernet16 | 10G SFP+ | 10000 | up | Server NIC
MP-DC-014-TOR-003 | Ethernet17 | 10G SFP+ | 10000 | up | Server NIC
MP-DC-014-TOR-003 | Ethernet18 | 10G SFP+ | 10000 | up | Server NIC
MP-DC-014-TOR-003 | Ethernet19 | 10G SFP+ | 10000 | up | Server NIC
MP-DC-014-TOR-003 | Ethernet20 | 10G SFP+ | 10000 | up | Server NIC
MP-DC-014-TOR-003 | Ethernet21 | 10G SFP+ | 10000 | up | Server NIC
MP-DC-014-TOR-003 | Ethernet22 | 10G SFP+ | 10000 | up | Server NIC
MP-DC-014-TOR-003 | Ethernet23 | 10G SFP+ | 10000 | admin-down
MP-DC-014-TOR-003 | Ethernet24 | 10G SFP+ | 10000 | up | Server NIC
MP-DC-014-TOR-003 | Ethernet49/1 | 100G QSFP28 | 100000 | admin-down
MP-DC-014-TOR-003 | Ethernet49/2 | 100G QSFP28 | 100000 | admin-down
RJ-DC-015-PE-T4-01 | xe-0/0/0 | 10G SFP+ | 10000 | admin-down
RJ-DC-015-PE-T4-01 | xe-0/0/1 | 10G SFP+ | 10000 | up | Backhaul to WB-DC-017 | SFP-10G-LR
RJ-DC-015-PE-T4-01 | xe-0/0/2 | 10G SFP+ | 10000 | up | Backhaul to PB-DC-012 | SFP-10G-LR
RJ-DC-015-PE-T4-01 | xe-0/0/3 | 10G SFP+ | 10000 | up | Backhaul to MH-DC-004 | SFP-10G-LR
RJ-DC-015-PE-T4-01 | xe-0/0/4 | 10G SFP+ | 10000 | up | Backhaul to BR-DC-019 | SFP-10G-LR
RJ-DC-015-PE-T4-01 | xe-0/0/5 | 10G SFP+ | 10000 | up | Backhaul to MH-DC-001 | SFP-10G-LR
RJ-DC-015-PE-T4-01 | xe-0/0/6 | 10G SFP+ | 10000 | up | Uplink to RJ-DC-015-AGG-R01 | SFP-10G-LR
RJ-DC-015-PE-T4-01 | xe-0/0/7 | 10G SFP+ | 10000 | admin-down
RJ-DC-015-PE-T4-01 | xe-0/0/8 | 10G SFP+ | 10000 | admin-down
RJ-DC-015-PE-T4-01 | xe-0/0/9 | 10G SFP+ | 10000 | reserved
RJ-DC-015-PE-T4-01 | xe-0/0/10 | 10G SFP+ | 10000 | admin-down
RJ-DC-015-PE-T4-01 | xe-0/0/11 | 10G SFP+ | 10000 | admin-down
RJ-DC-015-PE-T4-01 | et-0/1/0 | 100G QSFP28 | 100000 | up | Fabric to RJ-DC-015-PE-T4-02 | QSFP28-100G-LR4
RJ-DC-015-PE-T4-01 | et-0/1/1 | 100G QSFP28 | 100000 | up | Fabric to RJ-DC-015-PE-T4-03 | QSFP28-100G-LR4
RJ-DC-015-PE-T4-01 | et-0/1/2 | 100G QSFP28 | 100000 | up | Fabric to RJ-DC-015-PE-T4-04 | QSFP28-100G-LR4
RJ-DC-015-PE-T4-01 | et-0/1/3 | 100G QSFP28 | 100000 | admin-down
RJ-DC-015-PE-T4-01 | ge-0/2/0 | 1G copper | 1000 | admin-down
RJ-DC-015-PE-T4-01 | ge-0/2/1 | 1G copper | 1000 | admin-down
RJ-DC-015-PE-T4-01 | ge-0/2/2 | 1G copper | 1000 | admin-down
RJ-DC-015-PE-T4-01 | ge-0/2/3 | 1G copper | 1000 | admin-down
RJ-DC-015-PE-T4-01 | ge-0/2/4 | 1G copper | 1000 | reserved
RJ-DC-015-PE-T4-01 | ge-0/2/5 | 1G copper | 1000 | admin-down
RJ-DC-015-PE-T4-01 | ge-0/2/6 | 1G copper | 1000 | admin-down
RJ-DC-015-PE-T4-01 | ge-0/2/7 | 1G copper | 1000 | admin-down
RJ-DC-015-PE-T4-01 | ge-0/2/8 | 1G copper | 1000 | admin-down
RJ-DC-015-PE-T4-01 | ge-0/2/9 | 1G copper | 1000 | admin-down
RJ-DC-015-PE-T4-01 | ge-0/2/10 | 1G copper | 1000 | admin-down
RJ-DC-015-PE-T4-01 | ge-0/2/11 | 1G copper | 1000 | admin-down
RJ-DC-015-PE-T4-01 | ge-0/2/12 | 1G copper | 1000 | reserved
RJ-DC-015-PE-T4-01 | ge-0/2/13 | 1G copper | 1000 | admin-down
RJ-DC-015-PE-T4-01 | ge-0/2/14 | 1G copper | 1000 | admin-down
RJ-DC-015-PE-T4-01 | ge-0/2/15 | 1G copper | 1000 | admin-down
RJ-DC-015-PE-T4-02 | xe-0/0/0 | 10G SFP+ | 10000 | admin-down
RJ-DC-015-PE-T4-02 | xe-0/0/1 | 10G SFP+ | 10000 | up | Backhaul to UP-DC-005 | SFP-10G-LR
RJ-DC-015-PE-T4-02 | xe-0/0/2 | 10G SFP+ | 10000 | up | Backhaul to KA-DC-020 | SFP-10G-LR
RJ-DC-015-PE-T4-02 | xe-0/0/3 | 10G SFP+ | 10000 | up | Backhaul to BR-DC-019 | SFP-10G-LR
RJ-DC-015-PE-T4-02 | xe-0/0/4 | 10G SFP+ | 10000 | up | Backhaul to MH-DC-003 | SFP-10G-LR
RJ-DC-015-PE-T4-02 | xe-0/0/5 | 10G SFP+ | 10000 | up | Backhaul to UP-DC-007 | SFP-10G-LR
RJ-DC-015-PE-T4-02 | xe-0/0/6 | 10G SFP+ | 10000 | up | Uplink to RJ-DC-015-AGG-R01 | SFP-10G-LR
RJ-DC-015-PE-T4-02 | xe-0/0/7 | 10G SFP+ | 10000 | up | Uplink to RJ-DC-015-AGG-R02 | SFP-10G-LR
RJ-DC-015-PE-T4-02 | xe-0/0/8 | 10G SFP+ | 10000 | admin-down
RJ-DC-015-PE-T4-02 | xe-0/0/9 | 10G SFP+ | 10000 | admin-down
RJ-DC-015-PE-T4-02 | xe-0/0/10 | 10G SFP+ | 10000 | admin-down
RJ-DC-015-PE-T4-02 | xe-0/0/11 | 10G SFP+ | 10000 | admin-down
RJ-DC-015-PE-T4-02 | et-0/1/0 | 100G QSFP28 | 100000 | up | Fabric to RJ-DC-015-PE-T4-01 | QSFP28-100G-LR4
RJ-DC-015-PE-T4-02 | et-0/1/1 | 100G QSFP28 | 100000 | up | Fabric to RJ-DC-015-PE-T4-03 | QSFP28-100G-LR4
RJ-DC-015-PE-T4-02 | et-0/1/2 | 100G QSFP28 | 100000 | up | Fabric to RJ-DC-015-PE-T4-04 | QSFP28-100G-LR4
RJ-DC-015-PE-T4-02 | et-0/1/3 | 100G QSFP28 | 100000 | admin-down
RJ-DC-015-PE-T4-02 | ge-0/2/0 | 1G copper | 1000 | admin-down
RJ-DC-015-PE-T4-02 | ge-0/2/1 | 1G copper | 1000 | admin-down
RJ-DC-015-PE-T4-02 | ge-0/2/2 | 1G copper | 1000 | admin-down
RJ-DC-015-PE-T4-02 | ge-0/2/3 | 1G copper | 1000 | admin-down
RJ-DC-015-PE-T4-02 | ge-0/2/4 | 1G copper | 1000 | admin-down
RJ-DC-015-PE-T4-02 | ge-0/2/5 | 1G copper | 1000 | admin-down
RJ-DC-015-PE-T4-02 | ge-0/2/6 | 1G copper | 1000 | admin-down
RJ-DC-015-PE-T4-02 | ge-0/2/7 | 1G copper | 1000 | admin-down
RJ-DC-015-PE-T4-02 | ge-0/2/8 | 1G copper | 1000 | admin-down
RJ-DC-015-PE-T4-02 | ge-0/2/9 | 1G copper | 1000 | admin-down
RJ-DC-015-PE-T4-02 | ge-0/2/10 | 1G copper | 1000 | admin-down
RJ-DC-015-PE-T4-02 | ge-0/2/11 | 1G copper | 1000 | admin-down
RJ-DC-015-PE-T4-02 | ge-0/2/12 | 1G copper | 1000 | admin-down
RJ-DC-015-PE-T4-02 | ge-0/2/13 | 1G copper | 1000 | admin-down
RJ-DC-015-PE-T4-02 | ge-0/2/14 | 1G copper | 1000 | admin-down
RJ-DC-015-PE-T4-02 | ge-0/2/15 | 1G copper | 1000 | admin-down
RJ-DC-015-PE-T4-03 | 1/1/c1 | 10G SFP+ | 10000 | admin-down
RJ-DC-015-PE-T4-03 | 1/1/c2 | 10G SFP+ | 10000 | up | Backhaul to OD-DC-018 | SFP-10G-LR
RJ-DC-015-PE-T4-03 | 1/1/c3 | 10G SFP+ | 10000 | up | Backhaul to TN-DC-022 | SFP-10G-LR
RJ-DC-015-PE-T4-03 | 1/1/c4 | 10G SFP+ | 10000 | up | Backhaul to PB-DC-012 | SFP-10G-LR
RJ-DC-015-PE-T4-03 | 1/1/c5 | 10G SFP+ | 10000 | up | Backhaul to KA-DC-020 | SFP-10G-LR
RJ-DC-015-PE-T4-03 | 1/1/c6 | 10G SFP+ | 10000 | up | Backhaul to WB-DC-016 | SFP-10G-LR
RJ-DC-015-PE-T4-03 | 1/1/c7 | 10G SFP+ | 10000 | up | Uplink to RJ-DC-015-AGG-R02 | SFP-10G-LR
RJ-DC-015-PE-T4-03 | 1/1/c8 | 10G SFP+ | 10000 | admin-down
RJ-DC-015-PE-T4-03 | 1/1/c9 | 10G SFP+ | 10000 | admin-down
RJ-DC-015-PE-T4-03 | 1/1/c10 | 10G SFP+ | 10000 | admin-down
RJ-DC-015-PE-T4-03 | 1/1/c11 | 10G SFP+ | 10000 | admin-down
RJ-DC-015-PE-T4-03 | 1/1/c12 | 10G SFP+ | 10000 | admin-down
RJ-DC-015-PE-T4-03 | 1/2/c1 | 100G QSFP28 | 100000 | up | Fabric to RJ-DC-015-PE-T4-01 | QSFP28-100G-LR4
RJ-DC-015-PE-T4-03 | 1/2/c2 | 100G QSFP28 | 100000 | up | Fabric to RJ-DC-015-PE-T4-02 | QSFP28-100G-LR4
RJ-DC-015-PE-T4-03 | 1/2/c3 | 100G QSFP28 | 100000 | up | Fabric to RJ-DC-015-PE-T4-04 | QSFP28-100G-LR4
RJ-DC-015-PE-T4-03 | 1/2/c4 | 100G QSFP28 | 100000 | admin-down
RJ-DC-015-PE-T4-03 | 1/3/1 | 1G copper | 1000 | admin-down
RJ-DC-015-PE-T4-03 | 1/3/2 | 1G copper | 1000 | admin-down
RJ-DC-015-PE-T4-03 | 1/3/3 | 1G copper | 1000 | admin-down
RJ-DC-015-PE-T4-03 | 1/3/4 | 1G copper | 1000 | admin-down
RJ-DC-015-PE-T4-03 | 1/3/5 | 1G copper | 1000 | admin-down
RJ-DC-015-PE-T4-03 | 1/3/6 | 1G copper | 1000 | admin-down
RJ-DC-015-PE-T4-03 | 1/3/7 | 1G copper | 1000 | admin-down
RJ-DC-015-PE-T4-03 | 1/3/8 | 1G copper | 1000 | admin-down
RJ-DC-015-PE-T4-03 | 1/3/9 | 1G copper | 1000 | admin-down
RJ-DC-015-PE-T4-03 | 1/3/10 | 1G copper | 1000 | reserved
RJ-DC-015-PE-T4-03 | 1/3/11 | 1G copper | 1000 | reserved
RJ-DC-015-PE-T4-03 | 1/3/12 | 1G copper | 1000 | reserved
RJ-DC-015-PE-T4-03 | 1/3/13 | 1G copper | 1000 | reserved
RJ-DC-015-PE-T4-03 | 1/3/14 | 1G copper | 1000 | admin-down
RJ-DC-015-PE-T4-03 | 1/3/15 | 1G copper | 1000 | admin-down
RJ-DC-015-PE-T4-03 | 1/3/16 | 1G copper | 1000 | admin-down
RJ-DC-015-PE-T4-04 | 1/1/c1 | 10G SFP+ | 10000 | admin-down
RJ-DC-015-PE-T4-04 | 1/1/c2 | 10G SFP+ | 10000 | up | Backhaul to MH-DC-002 | SFP-10G-LR
RJ-DC-015-PE-T4-04 | 1/1/c3 | 10G SFP+ | 10000 | up | Backhaul to MP-DC-014 | SFP-10G-LR
RJ-DC-015-PE-T4-04 | 1/1/c4 | 10G SFP+ | 10000 | up | Backhaul to KA-DC-021 | SFP-10G-LR
RJ-DC-015-PE-T4-04 | 1/1/c5 | 10G SFP+ | 10000 | up | Backhaul to MH-DC-002 | SFP-10G-LR
RJ-DC-015-PE-T4-04 | 1/1/c6 | 10G SFP+ | 10000 | up | Backhaul to UP-DC-007 | SFP-10G-LR
RJ-DC-015-PE-T4-04 | 1/1/c7 | 10G SFP+ | 10000 | admin-down
RJ-DC-015-PE-T4-04 | 1/1/c8 | 10G SFP+ | 10000 | admin-down
RJ-DC-015-PE-T4-04 | 1/1/c9 | 10G SFP+ | 10000 | admin-down
RJ-DC-015-PE-T4-04 | 1/1/c10 | 10G SFP+ | 10000 | admin-down
RJ-DC-015-PE-T4-04 | 1/1/c11 | 10G SFP+ | 10000 | reserved
RJ-DC-015-PE-T4-04 | 1/1/c12 | 10G SFP+ | 10000 | admin-down
RJ-DC-015-PE-T4-04 | 1/2/c1 | 100G QSFP28 | 100000 | up | Fabric to RJ-DC-015-PE-T4-01 | QSFP28-100G-LR4
RJ-DC-015-PE-T4-04 | 1/2/c2 | 100G QSFP28 | 100000 | up | Fabric to RJ-DC-015-PE-T4-02 | QSFP28-100G-LR4
RJ-DC-015-PE-T4-04 | 1/2/c3 | 100G QSFP28 | 100000 | up | Fabric to RJ-DC-015-PE-T4-03 | QSFP28-100G-LR4
RJ-DC-015-PE-T4-04 | 1/2/c4 | 100G QSFP28 | 100000 | reserved
RJ-DC-015-PE-T4-04 | 1/3/1 | 1G copper | 1000 | reserved
RJ-DC-015-PE-T4-04 | 1/3/2 | 1G copper | 1000 | reserved
RJ-DC-015-PE-T4-04 | 1/3/3 | 1G copper | 1000 | admin-down
RJ-DC-015-PE-T4-04 | 1/3/4 | 1G copper | 1000 | admin-down
RJ-DC-015-PE-T4-04 | 1/3/5 | 1G copper | 1000 | admin-down
RJ-DC-015-PE-T4-04 | 1/3/6 | 1G copper | 1000 | admin-down
RJ-DC-015-PE-T4-04 | 1/3/7 | 1G copper | 1000 | admin-down
RJ-DC-015-PE-T4-04 | 1/3/8 | 1G copper | 1000 | admin-down
RJ-DC-015-PE-T4-04 | 1/3/9 | 1G copper | 1000 | admin-down
RJ-DC-015-PE-T4-04 | 1/3/10 | 1G copper | 1000 | admin-down
RJ-DC-015-PE-T4-04 | 1/3/11 | 1G copper | 1000 | admin-down
RJ-DC-015-PE-T4-04 | 1/3/12 | 1G copper | 1000 | admin-down
RJ-DC-015-PE-T4-04 | 1/3/13 | 1G copper | 1000 | admin-down
RJ-DC-015-PE-T4-04 | 1/3/14 | 1G copper | 1000 | admin-down
RJ-DC-015-PE-T4-04 | 1/3/15 | 1G copper | 1000 | admin-down
RJ-DC-015-PE-T4-04 | 1/3/16 | 1G copper | 1000 | admin-down
RJ-DC-015-FW-01 | port1 | 10G SFP+ | 10000 | up | Uplink to RJ-DC-015-AGG-R01 | SFP-10G-LR
RJ-DC-015-FW-01 | port2 | 10G SFP+ | 10000 | up | Uplink to RJ-DC-015-AGG-R02 | SFP-10G-LR
RJ-DC-015-FW-01 | port3 | 10G SFP+ | 10000 | admin-down
RJ-DC-015-FW-01 | port4 | 10G SFP+ | 10000 | admin-down
RJ-DC-015-FW-01 | port5 | 10G SFP+ | 10000 | admin-down
RJ-DC-015-FW-01 | port6 | 10G SFP+ | 10000 | admin-down
RJ-DC-015-FW-01 | port7 | 10G SFP+ | 10000 | admin-down
RJ-DC-015-FW-01 | port8 | 10G SFP+ | 10000 | admin-down
RJ-DC-015-OLA-01 | 1/2/c1 | 100G QSFP28 | 100000 | up | Uplink to RJ-DC-015-AGG-R01 | QSFP28-100G-LR4
RJ-DC-015-OLA-01 | 1/2/c2 | 100G QSFP28 | 100000 | admin-down
RJ-DC-015-OLA-01 | 1/2/c3 | 100G QSFP28 | 100000 | admin-down
RJ-DC-015-OLA-01 | 1/2/c4 | 100G QSFP28 | 100000 | admin-down
RJ-DC-015-OLA-01 | 1/2/c5 | 100G QSFP28 | 100000 | admin-down
RJ-DC-015-OLA-01 | 1/2/c6 | 100G QSFP28 | 100000 | admin-down
RJ-DC-015-OLA-01 | 1/2/c7 | 100G QSFP28 | 100000 | admin-down
RJ-DC-015-OLA-01 | 1/2/c8 | 100G QSFP28 | 100000 | reserved
RJ-DC-015-AGG-R01 | xe-0/0/0 | 10G SFP+ | 10000 | up | Uplink to RJ-DC-015-FW-01 | SFP-10G-LR
RJ-DC-015-AGG-R01 | xe-0/0/1 | 10G SFP+ | 10000 | up | Uplink to RJ-DC-015-MMR-SW-01 | SFP-10G-LR
RJ-DC-015-AGG-R01 | xe-0/0/2 | 10G SFP+ | 10000 | up | Uplink to RJ-DC-015-MMR-SW-02 | SFP-10G-LR
RJ-DC-015-AGG-R01 | xe-0/0/3 | 10G SFP+ | 10000 | up | Uplink to RJ-DC-015-MMR-SW-03 | SFP-10G-LR
RJ-DC-015-AGG-R01 | xe-0/0/4 | 10G SFP+ | 10000 | up | Uplink to RJ-DC-015-MMR-SW-04 | SFP-10G-LR
RJ-DC-015-AGG-R01 | xe-0/0/5 | 10G SFP+ | 10000 | admin-down
RJ-DC-015-AGG-R01 | xe-0/0/6 | 10G SFP+ | 10000 | admin-down
RJ-DC-015-AGG-R01 | xe-0/0/7 | 10G SFP+ | 10000 | admin-down
RJ-DC-015-AGG-R01 | xe-0/0/8 | 10G SFP+ | 10000 | admin-down
RJ-DC-015-AGG-R01 | xe-0/0/9 | 10G SFP+ | 10000 | admin-down
RJ-DC-015-AGG-R01 | xe-0/0/10 | 10G SFP+ | 10000 | admin-down
RJ-DC-015-AGG-R01 | xe-0/0/11 | 10G SFP+ | 10000 | admin-down
RJ-DC-015-AGG-R01 | xe-0/0/12 | 10G SFP+ | 10000 | admin-down
RJ-DC-015-AGG-R01 | xe-0/0/13 | 10G SFP+ | 10000 | admin-down
RJ-DC-015-AGG-R01 | xe-0/0/14 | 10G SFP+ | 10000 | admin-down
RJ-DC-015-AGG-R01 | xe-0/0/15 | 10G SFP+ | 10000 | admin-down
RJ-DC-015-AGG-R01 | et-0/1/0 | 100G QSFP28 | 100000 | up | Uplink to RJ-DC-015-PE-T4-01 | QSFP28-100G-LR4
RJ-DC-015-AGG-R01 | et-0/1/1 | 100G QSFP28 | 100000 | up | Uplink to RJ-DC-015-PE-T4-02 | QSFP28-100G-LR4
RJ-DC-015-AGG-R01 | et-0/1/2 | 100G QSFP28 | 100000 | up | Uplink to RJ-DC-015-OLA-01 | QSFP28-100G-LR4
RJ-DC-015-AGG-R01 | et-0/1/3 | 100G QSFP28 | 100000 | admin-down
RJ-DC-015-AGG-R01 | et-0/1/4 | 100G QSFP28 | 100000 | admin-down
RJ-DC-015-AGG-R01 | et-0/1/5 | 100G QSFP28 | 100000 | admin-down
RJ-DC-015-AGG-R01 | et-0/1/6 | 100G QSFP28 | 100000 | admin-down
RJ-DC-015-AGG-R01 | et-0/1/7 | 100G QSFP28 | 100000 | admin-down
RJ-DC-015-AGG-R02 | xe-0/0/0 | 10G SFP+ | 10000 | up | Uplink to RJ-DC-015-FW-01 | SFP-10G-LR
RJ-DC-015-AGG-R02 | xe-0/0/1 | 10G SFP+ | 10000 | up | Uplink to RJ-DC-015-MMR-SW-01 | SFP-10G-LR
RJ-DC-015-AGG-R02 | xe-0/0/2 | 10G SFP+ | 10000 | up | Uplink to RJ-DC-015-MMR-SW-02 | SFP-10G-LR
RJ-DC-015-AGG-R02 | xe-0/0/3 | 10G SFP+ | 10000 | up | Uplink to RJ-DC-015-MMR-SW-03 | SFP-10G-LR
RJ-DC-015-AGG-R02 | xe-0/0/4 | 10G SFP+ | 10000 | up | Uplink to RJ-DC-015-MMR-SW-04 | SFP-10G-LR
RJ-DC-015-AGG-R02 | xe-0/0/5 | 10G SFP+ | 10000 | admin-down
RJ-DC-015-AGG-R02 | xe-0/0/6 | 10G SFP+ | 10000 | reserved
RJ-DC-015-AGG-R02 | xe-0/0/7 | 10G SFP+ | 10000 | admin-down
RJ-DC-015-AGG-R02 | xe-0/0/8 | 10G SFP+ | 10000 | admin-down
RJ-DC-015-AGG-R02 | xe-0/0/9 | 10G SFP+ | 10000 | admin-down
RJ-DC-015-AGG-R02 | xe-0/0/10 | 10G SFP+ | 10000 | admin-down
RJ-DC-015-AGG-R02 | xe-0/0/11 | 10G SFP+ | 10000 | reserved
RJ-DC-015-AGG-R02 | xe-0/0/12 | 10G SFP+ | 10000 | admin-down
RJ-DC-015-AGG-R02 | xe-0/0/13 | 10G SFP+ | 10000 | admin-down
RJ-DC-015-AGG-R02 | xe-0/0/14 | 10G SFP+ | 10000 | admin-down
RJ-DC-015-AGG-R02 | xe-0/0/15 | 10G SFP+ | 10000 | admin-down
RJ-DC-015-AGG-R02 | et-0/1/0 | 100G QSFP28 | 100000 | up | Uplink to RJ-DC-015-PE-T4-02 | QSFP28-100G-LR4
RJ-DC-015-AGG-R02 | et-0/1/1 | 100G QSFP28 | 100000 | up | Uplink to RJ-DC-015-PE-T4-03 | QSFP28-100G-LR4
RJ-DC-015-AGG-R02 | et-0/1/2 | 100G QSFP28 | 100000 | admin-down
RJ-DC-015-AGG-R02 | et-0/1/3 | 100G QSFP28 | 100000 | admin-down
RJ-DC-015-AGG-R02 | et-0/1/4 | 100G QSFP28 | 100000 | admin-down
RJ-DC-015-AGG-R02 | et-0/1/5 | 100G QSFP28 | 100000 | admin-down
RJ-DC-015-AGG-R02 | et-0/1/6 | 100G QSFP28 | 100000 | admin-down
RJ-DC-015-AGG-R02 | et-0/1/7 | 100G QSFP28 | 100000 | admin-down
RJ-DC-015-MMR-SW-01 | Ethernet1 | 10G SFP+ | 10000 | up | Access to RJ-DC-015-TOR-001 | SFP-10G-LR
RJ-DC-015-MMR-SW-01 | Ethernet2 | 10G SFP+ | 10000 | reserved
RJ-DC-015-MMR-SW-01 | Ethernet3 | 10G SFP+ | 10000 | up | Server NIC
RJ-DC-015-MMR-SW-01 | Ethernet4 | 10G SFP+ | 10000 | admin-down
RJ-DC-015-MMR-SW-01 | Ethernet5 | 10G SFP+ | 10000 | admin-down
RJ-DC-015-MMR-SW-01 | Ethernet6 | 10G SFP+ | 10000 | up | Server NIC
RJ-DC-015-MMR-SW-01 | Ethernet7 | 10G SFP+ | 10000 | up | Server NIC
RJ-DC-015-MMR-SW-01 | Ethernet8 | 10G SFP+ | 10000 | admin-down
RJ-DC-015-MMR-SW-01 | Ethernet9 | 10G SFP+ | 10000 | up | Server NIC
RJ-DC-015-MMR-SW-01 | Ethernet10 | 10G SFP+ | 10000 | up | Server NIC
RJ-DC-015-MMR-SW-01 | Ethernet11 | 10G SFP+ | 10000 | admin-down
RJ-DC-015-MMR-SW-01 | Ethernet12 | 10G SFP+ | 10000 | admin-down
RJ-DC-015-MMR-SW-01 | Ethernet13 | 10G SFP+ | 10000 | up | Server NIC
RJ-DC-015-MMR-SW-01 | Ethernet14 | 10G SFP+ | 10000 | up | Server NIC
RJ-DC-015-MMR-SW-01 | Ethernet15 | 10G SFP+ | 10000 | up | Server NIC
RJ-DC-015-MMR-SW-01 | Ethernet16 | 10G SFP+ | 10000 | admin-down
RJ-DC-015-MMR-SW-01 | Ethernet17 | 10G SFP+ | 10000 | admin-down
RJ-DC-015-MMR-SW-01 | Ethernet18 | 10G SFP+ | 10000 | up | Server NIC
RJ-DC-015-MMR-SW-01 | Ethernet19 | 10G SFP+ | 10000 | up | Server NIC
RJ-DC-015-MMR-SW-01 | Ethernet20 | 10G SFP+ | 10000 | up | Server NIC
RJ-DC-015-MMR-SW-01 | Ethernet21 | 10G SFP+ | 10000 | up | Server NIC
RJ-DC-015-MMR-SW-01 | Ethernet22 | 10G SFP+ | 10000 | up | Server NIC
RJ-DC-015-MMR-SW-01 | Ethernet23 | 10G SFP+ | 10000 | up | Server NIC
RJ-DC-015-MMR-SW-01 | Ethernet24 | 10G SFP+ | 10000 | admin-down
RJ-DC-015-MMR-SW-01 | Ethernet25 | 10G SFP+ | 10000 | up | Server NIC
RJ-DC-015-MMR-SW-01 | Ethernet26 | 10G SFP+ | 10000 | up | Server NIC
RJ-DC-015-MMR-SW-01 | Ethernet27 | 10G SFP+ | 10000 | admin-down
RJ-DC-015-MMR-SW-01 | Ethernet28 | 10G SFP+ | 10000 | up | Server NIC
RJ-DC-015-MMR-SW-01 | Ethernet29 | 10G SFP+ | 10000 | admin-down
RJ-DC-015-MMR-SW-01 | Ethernet30 | 10G SFP+ | 10000 | up | Server NIC
RJ-DC-015-MMR-SW-01 | Ethernet31 | 10G SFP+ | 10000 | reserved
RJ-DC-015-MMR-SW-01 | Ethernet32 | 10G SFP+ | 10000 | admin-down
RJ-DC-015-MMR-SW-01 | Ethernet33 | 10G SFP+ | 10000 | up | Server NIC
RJ-DC-015-MMR-SW-01 | Ethernet34 | 10G SFP+ | 10000 | admin-down
RJ-DC-015-MMR-SW-01 | Ethernet35 | 10G SFP+ | 10000 | admin-down
RJ-DC-015-MMR-SW-01 | Ethernet36 | 10G SFP+ | 10000 | admin-down
RJ-DC-015-MMR-SW-01 | Ethernet37 | 10G SFP+ | 10000 | up | Server NIC
RJ-DC-015-MMR-SW-01 | Ethernet38 | 10G SFP+ | 10000 | up | Server NIC
RJ-DC-015-MMR-SW-01 | Ethernet39 | 10G SFP+ | 10000 | up | Server NIC
RJ-DC-015-MMR-SW-01 | Ethernet40 | 10G SFP+ | 10000 | up | Server NIC
RJ-DC-015-MMR-SW-01 | Ethernet41 | 10G SFP+ | 10000 | admin-down
RJ-DC-015-MMR-SW-01 | Ethernet42 | 10G SFP+ | 10000 | up | Server NIC
RJ-DC-015-MMR-SW-01 | Ethernet43 | 10G SFP+ | 10000 | admin-down
RJ-DC-015-MMR-SW-01 | Ethernet44 | 10G SFP+ | 10000 | admin-down
RJ-DC-015-MMR-SW-01 | Ethernet45 | 10G SFP+ | 10000 | admin-down
RJ-DC-015-MMR-SW-01 | Ethernet46 | 10G SFP+ | 10000 | up | Server NIC
RJ-DC-015-MMR-SW-01 | Ethernet47 | 10G SFP+ | 10000 | up | Server NIC
RJ-DC-015-MMR-SW-01 | Ethernet48 | 10G SFP+ | 10000 | up | Server NIC
RJ-DC-015-MMR-SW-01 | Ethernet49/1 | 100G QSFP28 | 100000 | up | Uplink to RJ-DC-015-AGG-R01 | QSFP28-100G-LR4
RJ-DC-015-MMR-SW-01 | Ethernet49/2 | 100G QSFP28 | 100000 | up | Uplink to RJ-DC-015-AGG-R02 | QSFP28-100G-LR4
RJ-DC-015-MMR-SW-01 | Ethernet49/3 | 100G QSFP28 | 100000 | admin-down
RJ-DC-015-MMR-SW-01 | Ethernet49/4 | 100G QSFP28 | 100000 | admin-down
RJ-DC-015-MMR-SW-02 | xe-0/0/0 | 10G SFP+ | 10000 | up | Access to RJ-DC-015-TOR-001 | SFP-10G-LR
RJ-DC-015-MMR-SW-02 | xe-0/0/1 | 10G SFP+ | 10000 | up | Access to RJ-DC-015-TOR-002 | SFP-10G-LR
RJ-DC-015-MMR-SW-02 | xe-0/0/2 | 10G SFP+ | 10000 | up | Server NIC
RJ-DC-015-MMR-SW-02 | xe-0/0/3 | 10G SFP+ | 10000 | admin-down
RJ-DC-015-MMR-SW-02 | xe-0/0/4 | 10G SFP+ | 10000 | up | Server NIC
RJ-DC-015-MMR-SW-02 | xe-0/0/5 | 10G SFP+ | 10000 | admin-down
RJ-DC-015-MMR-SW-02 | xe-0/0/6 | 10G SFP+ | 10000 | up | Server NIC
RJ-DC-015-MMR-SW-02 | xe-0/0/7 | 10G SFP+ | 10000 | admin-down
RJ-DC-015-MMR-SW-02 | xe-0/0/8 | 10G SFP+ | 10000 | admin-down
RJ-DC-015-MMR-SW-02 | xe-0/0/9 | 10G SFP+ | 10000 | up | Server NIC
RJ-DC-015-MMR-SW-02 | xe-0/0/10 | 10G SFP+ | 10000 | up | Server NIC
RJ-DC-015-MMR-SW-02 | xe-0/0/11 | 10G SFP+ | 10000 | up | Server NIC
RJ-DC-015-MMR-SW-02 | xe-0/0/12 | 10G SFP+ | 10000 | up | Server NIC
RJ-DC-015-MMR-SW-02 | xe-0/0/13 | 10G SFP+ | 10000 | up | Server NIC
RJ-DC-015-MMR-SW-02 | xe-0/0/14 | 10G SFP+ | 10000 | up | Server NIC
RJ-DC-015-MMR-SW-02 | xe-0/0/15 | 10G SFP+ | 10000 | admin-down
RJ-DC-015-MMR-SW-02 | xe-0/0/16 | 10G SFP+ | 10000 | up | Server NIC
RJ-DC-015-MMR-SW-02 | xe-0/0/17 | 10G SFP+ | 10000 | admin-down
RJ-DC-015-MMR-SW-02 | xe-0/0/18 | 10G SFP+ | 10000 | admin-down
RJ-DC-015-MMR-SW-02 | xe-0/0/19 | 10G SFP+ | 10000 | up | Server NIC
RJ-DC-015-MMR-SW-02 | xe-0/0/20 | 10G SFP+ | 10000 | reserved
RJ-DC-015-MMR-SW-02 | xe-0/0/21 | 10G SFP+ | 10000 | up | Server NIC
RJ-DC-015-MMR-SW-02 | xe-0/0/22 | 10G SFP+ | 10000 | admin-down
RJ-DC-015-MMR-SW-02 | xe-0/0/23 | 10G SFP+ | 10000 | admin-down
RJ-DC-015-MMR-SW-02 | xe-0/0/24 | 10G SFP+ | 10000 | up | Server NIC
RJ-DC-015-MMR-SW-02 | xe-0/0/25 | 10G SFP+ | 10000 | up | Server NIC
RJ-DC-015-MMR-SW-02 | xe-0/0/26 | 10G SFP+ | 10000 | up | Server NIC
RJ-DC-015-MMR-SW-02 | xe-0/0/27 | 10G SFP+ | 10000 | up | Server NIC
RJ-DC-015-MMR-SW-02 | xe-0/0/28 | 10G SFP+ | 10000 | admin-down
RJ-DC-015-MMR-SW-02 | xe-0/0/29 | 10G SFP+ | 10000 | admin-down
RJ-DC-015-MMR-SW-02 | xe-0/0/30 | 10G SFP+ | 10000 | admin-down
RJ-DC-015-MMR-SW-02 | xe-0/0/31 | 10G SFP+ | 10000 | up | Server NIC
RJ-DC-015-MMR-SW-02 | xe-0/0/32 | 10G SFP+ | 10000 | admin-down
RJ-DC-015-MMR-SW-02 | xe-0/0/33 | 10G SFP+ | 10000 | up | Server NIC
RJ-DC-015-MMR-SW-02 | xe-0/0/34 | 10G SFP+ | 10000 | admin-down
RJ-DC-015-MMR-SW-02 | xe-0/0/35 | 10G SFP+ | 10000 | admin-down
RJ-DC-015-MMR-SW-02 | xe-0/0/36 | 10G SFP+ | 10000 | up | Server NIC
RJ-DC-015-MMR-SW-02 | xe-0/0/37 | 10G SFP+ | 10000 | admin-down
RJ-DC-015-MMR-SW-02 | xe-0/0/38 | 10G SFP+ | 10000 | admin-down
RJ-DC-015-MMR-SW-02 | xe-0/0/39 | 10G SFP+ | 10000 | up | Server NIC
RJ-DC-015-MMR-SW-02 | xe-0/0/40 | 10G SFP+ | 10000 | up | Server NIC
RJ-DC-015-MMR-SW-02 | xe-0/0/41 | 10G SFP+ | 10000 | up | Server NIC
RJ-DC-015-MMR-SW-02 | xe-0/0/42 | 10G SFP+ | 10000 | admin-down
RJ-DC-015-MMR-SW-02 | xe-0/0/43 | 10G SFP+ | 10000 | admin-down
RJ-DC-015-MMR-SW-02 | xe-0/0/44 | 10G SFP+ | 10000 | up | Server NIC
RJ-DC-015-MMR-SW-02 | xe-0/0/45 | 10G SFP+ | 10000 | up | Server NIC
RJ-DC-015-MMR-SW-02 | xe-0/0/46 | 10G SFP+ | 10000 | admin-down
RJ-DC-015-MMR-SW-02 | xe-0/0/47 | 10G SFP+ | 10000 | up | Server NIC
RJ-DC-015-MMR-SW-02 | et-0/1/0 | 100G QSFP28 | 100000 | up | Uplink to RJ-DC-015-AGG-R02 | QSFP28-100G-LR4
RJ-DC-015-MMR-SW-02 | et-0/1/1 | 100G QSFP28 | 100000 | up | Uplink to RJ-DC-015-AGG-R01 | QSFP28-100G-LR4
RJ-DC-015-MMR-SW-02 | et-0/1/2 | 100G QSFP28 | 100000 | admin-down
RJ-DC-015-MMR-SW-02 | et-0/1/3 | 100G QSFP28 | 100000 | admin-down
RJ-DC-015-MMR-SW-03 | Te0/0/0/0 | 10G SFP+ | 10000 | up | Access to RJ-DC-015-TOR-002 | SFP-10G-LR
RJ-DC-015-MMR-SW-03 | Te0/0/0/1 | 10G SFP+ | 10000 | up | Access to RJ-DC-015-TOR-003 | SFP-10G-LR
RJ-DC-015-MMR-SW-03 | Te0/0/0/2 | 10G SFP+ | 10000 | admin-down
RJ-DC-015-MMR-SW-03 | Te0/0/0/3 | 10G SFP+ | 10000 | up | Server NIC
RJ-DC-015-MMR-SW-03 | Te0/0/0/4 | 10G SFP+ | 10000 | up | Server NIC
RJ-DC-015-MMR-SW-03 | Te0/0/0/5 | 10G SFP+ | 10000 | up | Server NIC
RJ-DC-015-MMR-SW-03 | Te0/0/0/6 | 10G SFP+ | 10000 | up | Server NIC
RJ-DC-015-MMR-SW-03 | Te0/0/0/7 | 10G SFP+ | 10000 | up | Server NIC
RJ-DC-015-MMR-SW-03 | Te0/0/0/8 | 10G SFP+ | 10000 | up | Server NIC
RJ-DC-015-MMR-SW-03 | Te0/0/0/9 | 10G SFP+ | 10000 | up | Server NIC
RJ-DC-015-MMR-SW-03 | Te0/0/0/10 | 10G SFP+ | 10000 | up | Server NIC
RJ-DC-015-MMR-SW-03 | Te0/0/0/11 | 10G SFP+ | 10000 | up | Server NIC
RJ-DC-015-MMR-SW-03 | Te0/0/0/12 | 10G SFP+ | 10000 | admin-down
RJ-DC-015-MMR-SW-03 | Te0/0/0/13 | 10G SFP+ | 10000 | up | Server NIC
RJ-DC-015-MMR-SW-03 | Te0/0/0/14 | 10G SFP+ | 10000 | up | Server NIC
RJ-DC-015-MMR-SW-03 | Te0/0/0/15 | 10G SFP+ | 10000 | admin-down
RJ-DC-015-MMR-SW-03 | Te0/0/0/16 | 10G SFP+ | 10000 | up | Server NIC
RJ-DC-015-MMR-SW-03 | Te0/0/0/17 | 10G SFP+ | 10000 | admin-down
RJ-DC-015-MMR-SW-03 | Te0/0/0/18 | 10G SFP+ | 10000 | admin-down
RJ-DC-015-MMR-SW-03 | Te0/0/0/19 | 10G SFP+ | 10000 | admin-down
RJ-DC-015-MMR-SW-03 | Te0/0/0/20 | 10G SFP+ | 10000 | up | Server NIC
RJ-DC-015-MMR-SW-03 | Te0/0/0/21 | 10G SFP+ | 10000 | admin-down
RJ-DC-015-MMR-SW-03 | Te0/0/0/22 | 10G SFP+ | 10000 | up | Server NIC
RJ-DC-015-MMR-SW-03 | Te0/0/0/23 | 10G SFP+ | 10000 | up | Server NIC
RJ-DC-015-MMR-SW-03 | Te0/0/0/24 | 10G SFP+ | 10000 | up | Server NIC
RJ-DC-015-MMR-SW-03 | Te0/0/0/25 | 10G SFP+ | 10000 | up | Server NIC
RJ-DC-015-MMR-SW-03 | Te0/0/0/26 | 10G SFP+ | 10000 | up | Server NIC
RJ-DC-015-MMR-SW-03 | Te0/0/0/27 | 10G SFP+ | 10000 | admin-down
RJ-DC-015-MMR-SW-03 | Te0/0/0/28 | 10G SFP+ | 10000 | up | Server NIC
RJ-DC-015-MMR-SW-03 | Te0/0/0/29 | 10G SFP+ | 10000 | admin-down
RJ-DC-015-MMR-SW-03 | Te0/0/0/30 | 10G SFP+ | 10000 | up | Server NIC
RJ-DC-015-MMR-SW-03 | Te0/0/0/31 | 10G SFP+ | 10000 | admin-down
RJ-DC-015-MMR-SW-03 | Te0/0/0/32 | 10G SFP+ | 10000 | up | Server NIC
RJ-DC-015-MMR-SW-03 | Te0/0/0/33 | 10G SFP+ | 10000 | up | Server NIC
RJ-DC-015-MMR-SW-03 | Te0/0/0/34 | 10G SFP+ | 10000 | admin-down
RJ-DC-015-MMR-SW-03 | Te0/0/0/35 | 10G SFP+ | 10000 | up | Server NIC
RJ-DC-015-MMR-SW-03 | Te0/0/0/36 | 10G SFP+ | 10000 | admin-down
RJ-DC-015-MMR-SW-03 | Te0/0/0/37 | 10G SFP+ | 10000 | up | Server NIC
RJ-DC-015-MMR-SW-03 | Te0/0/0/38 | 10G SFP+ | 10000 | admin-down
RJ-DC-015-MMR-SW-03 | Te0/0/0/39 | 10G SFP+ | 10000 | up | Server NIC
RJ-DC-015-MMR-SW-03 | Te0/0/0/40 | 10G SFP+ | 10000 | up | Server NIC
RJ-DC-015-MMR-SW-03 | Te0/0/0/41 | 10G SFP+ | 10000 | up | Server NIC
RJ-DC-015-MMR-SW-03 | Te0/0/0/42 | 10G SFP+ | 10000 | admin-down
RJ-DC-015-MMR-SW-03 | Te0/0/0/43 | 10G SFP+ | 10000 | admin-down
RJ-DC-015-MMR-SW-03 | Te0/0/0/44 | 10G SFP+ | 10000 | up | Server NIC
RJ-DC-015-MMR-SW-03 | Te0/0/0/45 | 10G SFP+ | 10000 | up | Server NIC
RJ-DC-015-MMR-SW-03 | Te0/0/0/46 | 10G SFP+ | 10000 | up | Server NIC
RJ-DC-015-MMR-SW-03 | Te0/0/0/47 | 10G SFP+ | 10000 | admin-down
RJ-DC-015-MMR-SW-03 | Hu0/0/1/0 | 100G QSFP28 | 100000 | up | Uplink to RJ-DC-015-AGG-R01 | QSFP28-100G-LR4
RJ-DC-015-MMR-SW-03 | Hu0/0/1/1 | 100G QSFP28 | 100000 | up | Uplink to RJ-DC-015-AGG-R02 | QSFP28-100G-LR4
RJ-DC-015-MMR-SW-03 | Hu0/0/1/2 | 100G QSFP28 | 100000 | admin-down
RJ-DC-015-MMR-SW-03 | Hu0/0/1/3 | 100G QSFP28 | 100000 | admin-down
RJ-DC-015-MMR-SW-04 | Te0/0/0/0 | 10G SFP+ | 10000 | up | Access to RJ-DC-015-TOR-003 | SFP-10G-LR
RJ-DC-015-MMR-SW-04 | Te0/0/0/1 | 10G SFP+ | 10000 | up | Server NIC
RJ-DC-015-MMR-SW-04 | Te0/0/0/2 | 10G SFP+ | 10000 | admin-down
RJ-DC-015-MMR-SW-04 | Te0/0/0/3 | 10G SFP+ | 10000 | up | Server NIC
RJ-DC-015-MMR-SW-04 | Te0/0/0/4 | 10G SFP+ | 10000 | admin-down
RJ-DC-015-MMR-SW-04 | Te0/0/0/5 | 10G SFP+ | 10000 | up | Server NIC
RJ-DC-015-MMR-SW-04 | Te0/0/0/6 | 10G SFP+ | 10000 | admin-down
RJ-DC-015-MMR-SW-04 | Te0/0/0/7 | 10G SFP+ | 10000 | admin-down
RJ-DC-015-MMR-SW-04 | Te0/0/0/8 | 10G SFP+ | 10000 | up | Server NIC
RJ-DC-015-MMR-SW-04 | Te0/0/0/9 | 10G SFP+ | 10000 | reserved
RJ-DC-015-MMR-SW-04 | Te0/0/0/10 | 10G SFP+ | 10000 | up | Server NIC
RJ-DC-015-MMR-SW-04 | Te0/0/0/11 | 10G SFP+ | 10000 | up | Server NIC
RJ-DC-015-MMR-SW-04 | Te0/0/0/12 | 10G SFP+ | 10000 | up | Server NIC
RJ-DC-015-MMR-SW-04 | Te0/0/0/13 | 10G SFP+ | 10000 | up | Server NIC
RJ-DC-015-MMR-SW-04 | Te0/0/0/14 | 10G SFP+ | 10000 | up | Server NIC
RJ-DC-015-MMR-SW-04 | Te0/0/0/15 | 10G SFP+ | 10000 | admin-down
RJ-DC-015-MMR-SW-04 | Te0/0/0/16 | 10G SFP+ | 10000 | up | Server NIC
RJ-DC-015-MMR-SW-04 | Te0/0/0/17 | 10G SFP+ | 10000 | admin-down
RJ-DC-015-MMR-SW-04 | Te0/0/0/18 | 10G SFP+ | 10000 | up | Server NIC
RJ-DC-015-MMR-SW-04 | Te0/0/0/19 | 10G SFP+ | 10000 | admin-down
RJ-DC-015-MMR-SW-04 | Te0/0/0/20 | 10G SFP+ | 10000 | up | Server NIC
RJ-DC-015-MMR-SW-04 | Te0/0/0/21 | 10G SFP+ | 10000 | up | Server NIC
RJ-DC-015-MMR-SW-04 | Te0/0/0/22 | 10G SFP+ | 10000 | up | Server NIC
RJ-DC-015-MMR-SW-04 | Te0/0/0/23 | 10G SFP+ | 10000 | up | Server NIC
RJ-DC-015-MMR-SW-04 | Te0/0/0/24 | 10G SFP+ | 10000 | admin-down
RJ-DC-015-MMR-SW-04 | Te0/0/0/25 | 10G SFP+ | 10000 | up | Server NIC
RJ-DC-015-MMR-SW-04 | Te0/0/0/26 | 10G SFP+ | 10000 | admin-down
RJ-DC-015-MMR-SW-04 | Te0/0/0/27 | 10G SFP+ | 10000 | admin-down
RJ-DC-015-MMR-SW-04 | Te0/0/0/28 | 10G SFP+ | 10000 | up | Server NIC
RJ-DC-015-MMR-SW-04 | Te0/0/0/29 | 10G SFP+ | 10000 | up | Server NIC
RJ-DC-015-MMR-SW-04 | Te0/0/0/30 | 10G SFP+ | 10000 | admin-down
RJ-DC-015-MMR-SW-04 | Te0/0/0/31 | 10G SFP+ | 10000 | up | Server NIC
RJ-DC-015-MMR-SW-04 | Te0/0/0/32 | 10G SFP+ | 10000 | admin-down
RJ-DC-015-MMR-SW-04 | Te0/0/0/33 | 10G SFP+ | 10000 | up | Server NIC
RJ-DC-015-MMR-SW-04 | Te0/0/0/34 | 10G SFP+ | 10000 | admin-down
RJ-DC-015-MMR-SW-04 | Te0/0/0/35 | 10G SFP+ | 10000 | up | Server NIC
RJ-DC-015-MMR-SW-04 | Te0/0/0/36 | 10G SFP+ | 10000 | up | Server NIC
RJ-DC-015-MMR-SW-04 | Te0/0/0/37 | 10G SFP+ | 10000 | up | Server NIC
RJ-DC-015-MMR-SW-04 | Te0/0/0/38 | 10G SFP+ | 10000 | up | Server NIC
RJ-DC-015-MMR-SW-04 | Te0/0/0/39 | 10G SFP+ | 10000 | admin-down
RJ-DC-015-MMR-SW-04 | Te0/0/0/40 | 10G SFP+ | 10000 | up | Server NIC
RJ-DC-015-MMR-SW-04 | Te0/0/0/41 | 10G SFP+ | 10000 | admin-down
RJ-DC-015-MMR-SW-04 | Te0/0/0/42 | 10G SFP+ | 10000 | up | Server NIC
RJ-DC-015-MMR-SW-04 | Te0/0/0/43 | 10G SFP+ | 10000 | admin-down
RJ-DC-015-MMR-SW-04 | Te0/0/0/44 | 10G SFP+ | 10000 | admin-down
RJ-DC-015-MMR-SW-04 | Te0/0/0/45 | 10G SFP+ | 10000 | admin-down
RJ-DC-015-MMR-SW-04 | Te0/0/0/46 | 10G SFP+ | 10000 | admin-down
RJ-DC-015-MMR-SW-04 | Te0/0/0/47 | 10G SFP+ | 10000 | up | Server NIC
RJ-DC-015-MMR-SW-04 | Hu0/0/1/0 | 100G QSFP28 | 100000 | up | Uplink to RJ-DC-015-AGG-R02 | QSFP28-100G-LR4
RJ-DC-015-MMR-SW-04 | Hu0/0/1/1 | 100G QSFP28 | 100000 | up | Uplink to RJ-DC-015-AGG-R01 | QSFP28-100G-LR4
RJ-DC-015-MMR-SW-04 | Hu0/0/1/2 | 100G QSFP28 | 100000 | admin-down
RJ-DC-015-MMR-SW-04 | Hu0/0/1/3 | 100G QSFP28 | 100000 | admin-down
RJ-DC-015-TOR-001 | xe-0/0/0 | 10G SFP+ | 10000 | up | Access to RJ-DC-015-MMR-SW-01 | SFP-10G-LR
RJ-DC-015-TOR-001 | xe-0/0/1 | 10G SFP+ | 10000 | up | Access to RJ-DC-015-MMR-SW-02 | SFP-10G-LR
RJ-DC-015-TOR-001 | xe-0/0/2 | 10G SFP+ | 10000 | admin-down
RJ-DC-015-TOR-001 | xe-0/0/3 | 10G SFP+ | 10000 | up | Server NIC
RJ-DC-015-TOR-001 | xe-0/0/4 | 10G SFP+ | 10000 | up | Server NIC
RJ-DC-015-TOR-001 | xe-0/0/5 | 10G SFP+ | 10000 | up | Server NIC
RJ-DC-015-TOR-001 | xe-0/0/6 | 10G SFP+ | 10000 | up | Server NIC
RJ-DC-015-TOR-001 | xe-0/0/7 | 10G SFP+ | 10000 | up | Server NIC
RJ-DC-015-TOR-001 | xe-0/0/8 | 10G SFP+ | 10000 | admin-down
RJ-DC-015-TOR-001 | xe-0/0/9 | 10G SFP+ | 10000 | up | Server NIC
RJ-DC-015-TOR-001 | xe-0/0/10 | 10G SFP+ | 10000 | reserved
RJ-DC-015-TOR-001 | xe-0/0/11 | 10G SFP+ | 10000 | up | Server NIC
RJ-DC-015-TOR-001 | xe-0/0/12 | 10G SFP+ | 10000 | up | Server NIC
RJ-DC-015-TOR-001 | xe-0/0/13 | 10G SFP+ | 10000 | up | Server NIC
RJ-DC-015-TOR-001 | xe-0/0/14 | 10G SFP+ | 10000 | up | Server NIC
RJ-DC-015-TOR-001 | xe-0/0/15 | 10G SFP+ | 10000 | admin-down
RJ-DC-015-TOR-001 | xe-0/0/16 | 10G SFP+ | 10000 | up | Server NIC
RJ-DC-015-TOR-001 | xe-0/0/17 | 10G SFP+ | 10000 | reserved
RJ-DC-015-TOR-001 | xe-0/0/18 | 10G SFP+ | 10000 | up | Server NIC
RJ-DC-015-TOR-001 | xe-0/0/19 | 10G SFP+ | 10000 | up | Server NIC
RJ-DC-015-TOR-001 | xe-0/0/20 | 10G SFP+ | 10000 | up | Server NIC
RJ-DC-015-TOR-001 | xe-0/0/21 | 10G SFP+ | 10000 | admin-down
RJ-DC-015-TOR-001 | xe-0/0/22 | 10G SFP+ | 10000 | admin-down
RJ-DC-015-TOR-001 | xe-0/0/23 | 10G SFP+ | 10000 | up | Server NIC
RJ-DC-015-TOR-001 | et-0/1/0 | 100G QSFP28 | 100000 | admin-down
RJ-DC-015-TOR-001 | et-0/1/1 | 100G QSFP28 | 100000 | admin-down
RJ-DC-015-TOR-002 | xe-0/0/0 | 10G SFP+ | 10000 | up | Access to RJ-DC-015-MMR-SW-02 | SFP-10G-LR
RJ-DC-015-TOR-002 | xe-0/0/1 | 10G SFP+ | 10000 | up | Access to RJ-DC-015-MMR-SW-03 | SFP-10G-LR
RJ-DC-015-TOR-002 | xe-0/0/2 | 10G SFP+ | 10000 | up | Server NIC
RJ-DC-015-TOR-002 | xe-0/0/3 | 10G SFP+ | 10000 | admin-down
RJ-DC-015-TOR-002 | xe-0/0/4 | 10G SFP+ | 10000 | admin-down
RJ-DC-015-TOR-002 | xe-0/0/5 | 10G SFP+ | 10000 | admin-down
RJ-DC-015-TOR-002 | xe-0/0/6 | 10G SFP+ | 10000 | up | Server NIC
RJ-DC-015-TOR-002 | xe-0/0/7 | 10G SFP+ | 10000 | up | Server NIC
RJ-DC-015-TOR-002 | xe-0/0/8 | 10G SFP+ | 10000 | up | Server NIC
RJ-DC-015-TOR-002 | xe-0/0/9 | 10G SFP+ | 10000 | up | Server NIC
RJ-DC-015-TOR-002 | xe-0/0/10 | 10G SFP+ | 10000 | up | Server NIC
RJ-DC-015-TOR-002 | xe-0/0/11 | 10G SFP+ | 10000 | up | Server NIC
RJ-DC-015-TOR-002 | xe-0/0/12 | 10G SFP+ | 10000 | up | Server NIC
RJ-DC-015-TOR-002 | xe-0/0/13 | 10G SFP+ | 10000 | up | Server NIC
RJ-DC-015-TOR-002 | xe-0/0/14 | 10G SFP+ | 10000 | up | Server NIC
RJ-DC-015-TOR-002 | xe-0/0/15 | 10G SFP+ | 10000 | up | Server NIC
RJ-DC-015-TOR-002 | xe-0/0/16 | 10G SFP+ | 10000 | admin-down
RJ-DC-015-TOR-002 | xe-0/0/17 | 10G SFP+ | 10000 | up | Server NIC
RJ-DC-015-TOR-002 | xe-0/0/18 | 10G SFP+ | 10000 | admin-down
RJ-DC-015-TOR-002 | xe-0/0/19 | 10G SFP+ | 10000 | up | Server NIC
RJ-DC-015-TOR-002 | xe-0/0/20 | 10G SFP+ | 10000 | up | Server NIC
RJ-DC-015-TOR-002 | xe-0/0/21 | 10G SFP+ | 10000 | up | Server NIC
RJ-DC-015-TOR-002 | xe-0/0/22 | 10G SFP+ | 10000 | up | Server NIC
RJ-DC-015-TOR-002 | xe-0/0/23 | 10G SFP+ | 10000 | up | Server NIC
RJ-DC-015-TOR-002 | et-0/1/0 | 100G QSFP28 | 100000 | admin-down
RJ-DC-015-TOR-002 | et-0/1/1 | 100G QSFP28 | 100000 | admin-down
RJ-DC-015-TOR-003 | Ethernet1 | 10G SFP+ | 10000 | up | Access to RJ-DC-015-MMR-SW-03 | SFP-10G-LR
RJ-DC-015-TOR-003 | Ethernet2 | 10G SFP+ | 10000 | up | Access to RJ-DC-015-MMR-SW-04 | SFP-10G-LR
RJ-DC-015-TOR-003 | Ethernet3 | 10G SFP+ | 10000 | up | Server NIC
RJ-DC-015-TOR-003 | Ethernet4 | 10G SFP+ | 10000 | up | Server NIC
RJ-DC-015-TOR-003 | Ethernet5 | 10G SFP+ | 10000 | up | Server NIC
RJ-DC-015-TOR-003 | Ethernet6 | 10G SFP+ | 10000 | up | Server NIC
RJ-DC-015-TOR-003 | Ethernet7 | 10G SFP+ | 10000 | admin-down
RJ-DC-015-TOR-003 | Ethernet8 | 10G SFP+ | 10000 | up | Server NIC
RJ-DC-015-TOR-003 | Ethernet9 | 10G SFP+ | 10000 | up | Server NIC
RJ-DC-015-TOR-003 | Ethernet10 | 10G SFP+ | 10000 | up | Server NIC
RJ-DC-015-TOR-003 | Ethernet11 | 10G SFP+ | 10000 | admin-down
RJ-DC-015-TOR-003 | Ethernet12 | 10G SFP+ | 10000 | admin-down
RJ-DC-015-TOR-003 | Ethernet13 | 10G SFP+ | 10000 | admin-down
RJ-DC-015-TOR-003 | Ethernet14 | 10G SFP+ | 10000 | up | Server NIC
RJ-DC-015-TOR-003 | Ethernet15 | 10G SFP+ | 10000 | admin-down
RJ-DC-015-TOR-003 | Ethernet16 | 10G SFP+ | 10000 | admin-down
RJ-DC-015-TOR-003 | Ethernet17 | 10G SFP+ | 10000 | up | Server NIC
RJ-DC-015-TOR-003 | Ethernet18 | 10G SFP+ | 10000 | up | Server NIC
RJ-DC-015-TOR-003 | Ethernet19 | 10G SFP+ | 10000 | admin-down
RJ-DC-015-TOR-003 | Ethernet20 | 10G SFP+ | 10000 | admin-down
RJ-DC-015-TOR-003 | Ethernet21 | 10G SFP+ | 10000 | reserved
RJ-DC-015-TOR-003 | Ethernet22 | 10G SFP+ | 10000 | up | Server NIC
RJ-DC-015-TOR-003 | Ethernet23 | 10G SFP+ | 10000 | up | Server NIC
RJ-DC-015-TOR-003 | Ethernet24 | 10G SFP+ | 10000 | up | Server NIC
RJ-DC-015-TOR-003 | Ethernet49/1 | 100G QSFP28 | 100000 | admin-down
RJ-DC-015-TOR-003 | Ethernet49/2 | 100G QSFP28 | 100000 | admin-down
WB-DC-016-PE-T4-01 | xe-0/0/0 | 10G SFP+ | 10000 | admin-down
WB-DC-016-PE-T4-01 | xe-0/0/1 | 10G SFP+ | 10000 | up | Backhaul to TS-DC-023 | SFP-10G-LR
WB-DC-016-PE-T4-01 | xe-0/0/2 | 10G SFP+ | 10000 | up | Backhaul to BR-DC-019 | SFP-10G-LR
WB-DC-016-PE-T4-01 | xe-0/0/3 | 10G SFP+ | 10000 | up | Backhaul to KA-DC-008 | SFP-10G-LR
WB-DC-016-PE-T4-01 | xe-0/0/4 | 10G SFP+ | 10000 | up | Backhaul to UP-DC-007 | SFP-10G-LR
WB-DC-016-PE-T4-01 | xe-0/0/5 | 10G SFP+ | 10000 | up | Backhaul to UP-DC-006 | SFP-10G-LR
WB-DC-016-PE-T4-01 | xe-0/0/6 | 10G SFP+ | 10000 | up | Uplink to WB-DC-016-AGG-R01 | SFP-10G-LR
WB-DC-016-PE-T4-01 | xe-0/0/7 | 10G SFP+ | 10000 | admin-down
WB-DC-016-PE-T4-01 | xe-0/0/8 | 10G SFP+ | 10000 | admin-down
WB-DC-016-PE-T4-01 | xe-0/0/9 | 10G SFP+ | 10000 | admin-down
WB-DC-016-PE-T4-01 | xe-0/0/10 | 10G SFP+ | 10000 | admin-down
WB-DC-016-PE-T4-01 | xe-0/0/11 | 10G SFP+ | 10000 | admin-down
WB-DC-016-PE-T4-01 | et-0/1/0 | 100G QSFP28 | 100000 | up | Fabric to WB-DC-016-PE-T4-02 | QSFP28-100G-LR4
WB-DC-016-PE-T4-01 | et-0/1/1 | 100G QSFP28 | 100000 | up | Fabric to WB-DC-016-PE-T4-03 | QSFP28-100G-LR4
WB-DC-016-PE-T4-01 | et-0/1/2 | 100G QSFP28 | 100000 | up | Fabric to WB-DC-016-PE-T4-04 | QSFP28-100G-LR4
WB-DC-016-PE-T4-01 | et-0/1/3 | 100G QSFP28 | 100000 | admin-down
WB-DC-016-PE-T4-01 | ge-0/2/0 | 1G copper | 1000 | admin-down
WB-DC-016-PE-T4-01 | ge-0/2/1 | 1G copper | 1000 | admin-down
WB-DC-016-PE-T4-01 | ge-0/2/2 | 1G copper | 1000 | admin-down
WB-DC-016-PE-T4-01 | ge-0/2/3 | 1G copper | 1000 | admin-down
WB-DC-016-PE-T4-01 | ge-0/2/4 | 1G copper | 1000 | admin-down
WB-DC-016-PE-T4-01 | ge-0/2/5 | 1G copper | 1000 | admin-down
WB-DC-016-PE-T4-01 | ge-0/2/6 | 1G copper | 1000 | admin-down
WB-DC-016-PE-T4-01 | ge-0/2/7 | 1G copper | 1000 | admin-down
WB-DC-016-PE-T4-01 | ge-0/2/8 | 1G copper | 1000 | admin-down
WB-DC-016-PE-T4-01 | ge-0/2/9 | 1G copper | 1000 | admin-down
WB-DC-016-PE-T4-01 | ge-0/2/10 | 1G copper | 1000 | admin-down
WB-DC-016-PE-T4-01 | ge-0/2/11 | 1G copper | 1000 | admin-down
WB-DC-016-PE-T4-01 | ge-0/2/12 | 1G copper | 1000 | admin-down
WB-DC-016-PE-T4-01 | ge-0/2/13 | 1G copper | 1000 | admin-down
WB-DC-016-PE-T4-01 | ge-0/2/14 | 1G copper | 1000 | admin-down
WB-DC-016-PE-T4-01 | ge-0/2/15 | 1G copper | 1000 | admin-down
WB-DC-016-PE-T4-02 | xe-0/0/0 | 10G SFP+ | 10000 | admin-down
WB-DC-016-PE-T4-02 | xe-0/0/1 | 10G SFP+ | 10000 | up | Backhaul to OD-DC-018 | SFP-10G-LR
WB-DC-016-PE-T4-02 | xe-0/0/2 | 10G SFP+ | 10000 | up | Backhaul to AP-DC-010 | SFP-10G-LR
WB-DC-016-PE-T4-02 | xe-0/0/3 | 10G SFP+ | 10000 | up | Backhaul to MH-DC-003 | SFP-10G-LR
WB-DC-016-PE-T4-02 | xe-0/0/4 | 10G SFP+ | 10000 | up | Backhaul to UP-DC-005 | SFP-10G-LR
WB-DC-016-PE-T4-02 | xe-0/0/5 | 10G SFP+ | 10000 | up | Backhaul to RJ-DC-015 | SFP-10G-LR
WB-DC-016-PE-T4-02 | xe-0/0/6 | 10G SFP+ | 10000 | up | Uplink to WB-DC-016-AGG-R01 | SFP-10G-LR
WB-DC-016-PE-T4-02 | xe-0/0/7 | 10G SFP+ | 10000 | up | Uplink to WB-DC-016-AGG-R02 | SFP-10G-LR
WB-DC-016-PE-T4-02 | xe-0/0/8 | 10G SFP+ | 10000 | admin-down
WB-DC-016-PE-T4-02 | xe-0/0/9 | 10G SFP+ | 10000 | admin-down
WB-DC-016-PE-T4-02 | xe-0/0/10 | 10G SFP+ | 10000 | admin-down
WB-DC-016-PE-T4-02 | xe-0/0/11 | 10G SFP+ | 10000 | admin-down
WB-DC-016-PE-T4-02 | et-0/1/0 | 100G QSFP28 | 100000 | up | Fabric to WB-DC-016-PE-T4-01 | QSFP28-100G-LR4
WB-DC-016-PE-T4-02 | et-0/1/1 | 100G QSFP28 | 100000 | up | Fabric to WB-DC-016-PE-T4-03 | QSFP28-100G-LR4
WB-DC-016-PE-T4-02 | et-0/1/2 | 100G QSFP28 | 100000 | up | Fabric to WB-DC-016-PE-T4-04 | QSFP28-100G-LR4
WB-DC-016-PE-T4-02 | et-0/1/3 | 100G QSFP28 | 100000 | admin-down
WB-DC-016-PE-T4-02 | ge-0/2/0 | 1G copper | 1000 | admin-down
WB-DC-016-PE-T4-02 | ge-0/2/1 | 1G copper | 1000 | admin-down
WB-DC-016-PE-T4-02 | ge-0/2/2 | 1G copper | 1000 | admin-down
WB-DC-016-PE-T4-02 | ge-0/2/3 | 1G copper | 1000 | admin-down
WB-DC-016-PE-T4-02 | ge-0/2/4 | 1G copper | 1000 | admin-down
WB-DC-016-PE-T4-02 | ge-0/2/5 | 1G copper | 1000 | admin-down
WB-DC-016-PE-T4-02 | ge-0/2/6 | 1G copper | 1000 | admin-down
WB-DC-016-PE-T4-02 | ge-0/2/7 | 1G copper | 1000 | admin-down
WB-DC-016-PE-T4-02 | ge-0/2/8 | 1G copper | 1000 | admin-down
WB-DC-016-PE-T4-02 | ge-0/2/9 | 1G copper | 1000 | admin-down
WB-DC-016-PE-T4-02 | ge-0/2/10 | 1G copper | 1000 | admin-down
WB-DC-016-PE-T4-02 | ge-0/2/11 | 1G copper | 1000 | admin-down
WB-DC-016-PE-T4-02 | ge-0/2/12 | 1G copper | 1000 | admin-down
WB-DC-016-PE-T4-02 | ge-0/2/13 | 1G copper | 1000 | admin-down
WB-DC-016-PE-T4-02 | ge-0/2/14 | 1G copper | 1000 | admin-down
WB-DC-016-PE-T4-02 | ge-0/2/15 | 1G copper | 1000 | admin-down
WB-DC-016-PE-T4-03 | xe-0/0/0 | 10G SFP+ | 10000 | admin-down
WB-DC-016-PE-T4-03 | xe-0/0/1 | 10G SFP+ | 10000 | up | Backhaul to UP-DC-006 | SFP-10G-LR
WB-DC-016-PE-T4-03 | xe-0/0/2 | 10G SFP+ | 10000 | up | Backhaul to TS-DC-023 | SFP-10G-LR
WB-DC-016-PE-T4-03 | xe-0/0/3 | 10G SFP+ | 10000 | up | Backhaul to PB-DC-012 | SFP-10G-LR
WB-DC-016-PE-T4-03 | xe-0/0/4 | 10G SFP+ | 10000 | up | Backhaul to MH-DC-004 | SFP-10G-LR
WB-DC-016-PE-T4-03 | xe-0/0/5 | 10G SFP+ | 10000 | up | Backhaul to KA-DC-021 | SFP-10G-LR
WB-DC-016-PE-T4-03 | xe-0/0/6 | 10G SFP+ | 10000 | up | Uplink to WB-DC-016-AGG-R02 | SFP-10G-LR
WB-DC-016-PE-T4-03 | xe-0/0/7 | 10G SFP+ | 10000 | admin-down
WB-DC-016-PE-T4-03 | xe-0/0/8 | 10G SFP+ | 10000 | admin-down
WB-DC-016-PE-T4-03 | xe-0/0/9 | 10G SFP+ | 10000 | admin-down
WB-DC-016-PE-T4-03 | xe-0/0/10 | 10G SFP+ | 10000 | admin-down
WB-DC-016-PE-T4-03 | xe-0/0/11 | 10G SFP+ | 10000 | admin-down
WB-DC-016-PE-T4-03 | et-0/1/0 | 100G QSFP28 | 100000 | up | Fabric to WB-DC-016-PE-T4-01 | QSFP28-100G-LR4
WB-DC-016-PE-T4-03 | et-0/1/1 | 100G QSFP28 | 100000 | up | Fabric to WB-DC-016-PE-T4-02 | QSFP28-100G-LR4
WB-DC-016-PE-T4-03 | et-0/1/2 | 100G QSFP28 | 100000 | up | Fabric to WB-DC-016-PE-T4-04 | QSFP28-100G-LR4
WB-DC-016-PE-T4-03 | et-0/1/3 | 100G QSFP28 | 100000 | admin-down
WB-DC-016-PE-T4-03 | ge-0/2/0 | 1G copper | 1000 | admin-down
WB-DC-016-PE-T4-03 | ge-0/2/1 | 1G copper | 1000 | admin-down
WB-DC-016-PE-T4-03 | ge-0/2/2 | 1G copper | 1000 | admin-down
WB-DC-016-PE-T4-03 | ge-0/2/3 | 1G copper | 1000 | admin-down
WB-DC-016-PE-T4-03 | ge-0/2/4 | 1G copper | 1000 | reserved
WB-DC-016-PE-T4-03 | ge-0/2/5 | 1G copper | 1000 | admin-down
WB-DC-016-PE-T4-03 | ge-0/2/6 | 1G copper | 1000 | admin-down
WB-DC-016-PE-T4-03 | ge-0/2/7 | 1G copper | 1000 | admin-down
WB-DC-016-PE-T4-03 | ge-0/2/8 | 1G copper | 1000 | admin-down
WB-DC-016-PE-T4-03 | ge-0/2/9 | 1G copper | 1000 | admin-down
WB-DC-016-PE-T4-03 | ge-0/2/10 | 1G copper | 1000 | admin-down
WB-DC-016-PE-T4-03 | ge-0/2/11 | 1G copper | 1000 | admin-down
WB-DC-016-PE-T4-03 | ge-0/2/12 | 1G copper | 1000 | admin-down
WB-DC-016-PE-T4-03 | ge-0/2/13 | 1G copper | 1000 | admin-down
WB-DC-016-PE-T4-03 | ge-0/2/14 | 1G copper | 1000 | admin-down
WB-DC-016-PE-T4-03 | ge-0/2/15 | 1G copper | 1000 | admin-down
WB-DC-016-PE-T4-04 | xe-0/0/0 | 10G SFP+ | 10000 | admin-down
WB-DC-016-PE-T4-04 | xe-0/0/1 | 10G SFP+ | 10000 | up | Backhaul to MH-DC-001 | SFP-10G-LR
WB-DC-016-PE-T4-04 | xe-0/0/2 | 10G SFP+ | 10000 | up | Backhaul to MH-DC-003 | SFP-10G-LR
WB-DC-016-PE-T4-04 | xe-0/0/3 | 10G SFP+ | 10000 | up | Backhaul to DL-DC-009 | SFP-10G-LR
WB-DC-016-PE-T4-04 | xe-0/0/4 | 10G SFP+ | 10000 | up | Backhaul to UP-DC-007 | SFP-10G-LR
WB-DC-016-PE-T4-04 | xe-0/0/5 | 10G SFP+ | 10000 | up | Backhaul to MH-DC-004 | SFP-10G-LR
WB-DC-016-PE-T4-04 | xe-0/0/6 | 10G SFP+ | 10000 | admin-down
WB-DC-016-PE-T4-04 | xe-0/0/7 | 10G SFP+ | 10000 | admin-down
WB-DC-016-PE-T4-04 | xe-0/0/8 | 10G SFP+ | 10000 | admin-down
WB-DC-016-PE-T4-04 | xe-0/0/9 | 10G SFP+ | 10000 | admin-down
WB-DC-016-PE-T4-04 | xe-0/0/10 | 10G SFP+ | 10000 | admin-down
WB-DC-016-PE-T4-04 | xe-0/0/11 | 10G SFP+ | 10000 | admin-down
WB-DC-016-PE-T4-04 | et-0/1/0 | 100G QSFP28 | 100000 | up | Fabric to WB-DC-016-PE-T4-01 | QSFP28-100G-LR4
WB-DC-016-PE-T4-04 | et-0/1/1 | 100G QSFP28 | 100000 | up | Fabric to WB-DC-016-PE-T4-02 | QSFP28-100G-LR4
WB-DC-016-PE-T4-04 | et-0/1/2 | 100G QSFP28 | 100000 | up | Fabric to WB-DC-016-PE-T4-03 | QSFP28-100G-LR4
WB-DC-016-PE-T4-04 | et-0/1/3 | 100G QSFP28 | 100000 | admin-down
WB-DC-016-PE-T4-04 | ge-0/2/0 | 1G copper | 1000 | admin-down
WB-DC-016-PE-T4-04 | ge-0/2/1 | 1G copper | 1000 | admin-down
WB-DC-016-PE-T4-04 | ge-0/2/2 | 1G copper | 1000 | reserved
WB-DC-016-PE-T4-04 | ge-0/2/3 | 1G copper | 1000 | admin-down
WB-DC-016-PE-T4-04 | ge-0/2/4 | 1G copper | 1000 | admin-down
WB-DC-016-PE-T4-04 | ge-0/2/5 | 1G copper | 1000 | admin-down
WB-DC-016-PE-T4-04 | ge-0/2/6 | 1G copper | 1000 | admin-down
WB-DC-016-PE-T4-04 | ge-0/2/7 | 1G copper | 1000 | admin-down
WB-DC-016-PE-T4-04 | ge-0/2/8 | 1G copper | 1000 | admin-down
WB-DC-016-PE-T4-04 | ge-0/2/9 | 1G copper | 1000 | admin-down
WB-DC-016-PE-T4-04 | ge-0/2/10 | 1G copper | 1000 | admin-down
WB-DC-016-PE-T4-04 | ge-0/2/11 | 1G copper | 1000 | admin-down
WB-DC-016-PE-T4-04 | ge-0/2/12 | 1G copper | 1000 | admin-down
WB-DC-016-PE-T4-04 | ge-0/2/13 | 1G copper | 1000 | admin-down
WB-DC-016-PE-T4-04 | ge-0/2/14 | 1G copper | 1000 | admin-down
WB-DC-016-PE-T4-04 | ge-0/2/15 | 1G copper | 1000 | admin-down
WB-DC-016-FW-01 | port1 | 10G SFP+ | 10000 | up | Uplink to WB-DC-016-AGG-R01 | SFP-10G-LR
WB-DC-016-FW-01 | port2 | 10G SFP+ | 10000 | up | Uplink to WB-DC-016-AGG-R02 | SFP-10G-LR
WB-DC-016-FW-01 | port3 | 10G SFP+ | 10000 | admin-down
WB-DC-016-FW-01 | port4 | 10G SFP+ | 10000 | admin-down
WB-DC-016-FW-01 | port5 | 10G SFP+ | 10000 | admin-down
WB-DC-016-FW-01 | port6 | 10G SFP+ | 10000 | admin-down
WB-DC-016-FW-01 | port7 | 10G SFP+ | 10000 | admin-down
WB-DC-016-FW-01 | port8 | 10G SFP+ | 10000 | admin-down
WB-DC-016-OLA-01 | 1/2/c1 | 100G QSFP28 | 100000 | up | Uplink to WB-DC-016-AGG-R01 | QSFP28-100G-LR4
WB-DC-016-OLA-01 | 1/2/c2 | 100G QSFP28 | 100000 | admin-down
WB-DC-016-OLA-01 | 1/2/c3 | 100G QSFP28 | 100000 | admin-down
WB-DC-016-OLA-01 | 1/2/c4 | 100G QSFP28 | 100000 | admin-down
WB-DC-016-OLA-01 | 1/2/c5 | 100G QSFP28 | 100000 | admin-down
WB-DC-016-OLA-01 | 1/2/c6 | 100G QSFP28 | 100000 | admin-down
WB-DC-016-OLA-01 | 1/2/c7 | 100G QSFP28 | 100000 | admin-down
WB-DC-016-OLA-01 | 1/2/c8 | 100G QSFP28 | 100000 | admin-down
WB-DC-016-OLA-02 | 1/2/c1 | 100G QSFP28 | 100000 | up | Uplink to WB-DC-016-AGG-R02 | QSFP28-100G-LR4
WB-DC-016-OLA-02 | 1/2/c2 | 100G QSFP28 | 100000 | admin-down
WB-DC-016-OLA-02 | 1/2/c3 | 100G QSFP28 | 100000 | admin-down
WB-DC-016-OLA-02 | 1/2/c4 | 100G QSFP28 | 100000 | admin-down
WB-DC-016-OLA-02 | 1/2/c5 | 100G QSFP28 | 100000 | admin-down
WB-DC-016-OLA-02 | 1/2/c6 | 100G QSFP28 | 100000 | admin-down
WB-DC-016-OLA-02 | 1/2/c7 | 100G QSFP28 | 100000 | reserved
WB-DC-016-OLA-02 | 1/2/c8 | 100G QSFP28 | 100000 | admin-down
WB-DC-016-AGG-R01 | xe-0/0/0 | 10G SFP+ | 10000 | up | Uplink to WB-DC-016-FW-01 | SFP-10G-LR
WB-DC-016-AGG-R01 | xe-0/0/1 | 10G SFP+ | 10000 | up | Uplink to WB-DC-016-MMR-SW-01 | SFP-10G-LR
WB-DC-016-AGG-R01 | xe-0/0/2 | 10G SFP+ | 10000 | up | Uplink to WB-DC-016-MMR-SW-02 | SFP-10G-LR
WB-DC-016-AGG-R01 | xe-0/0/3 | 10G SFP+ | 10000 | up | Uplink to WB-DC-016-MMR-SW-03 | SFP-10G-LR
WB-DC-016-AGG-R01 | xe-0/0/4 | 10G SFP+ | 10000 | up | Uplink to WB-DC-016-MMR-SW-04 | SFP-10G-LR
WB-DC-016-AGG-R01 | xe-0/0/5 | 10G SFP+ | 10000 | up | Uplink to WB-DC-016-MMR-SW-05 | SFP-10G-LR
WB-DC-016-AGG-R01 | xe-0/0/6 | 10G SFP+ | 10000 | up | Uplink to WB-DC-016-MMR-SW-06 | SFP-10G-LR
WB-DC-016-AGG-R01 | xe-0/0/7 | 10G SFP+ | 10000 | admin-down
WB-DC-016-AGG-R01 | xe-0/0/8 | 10G SFP+ | 10000 | admin-down
WB-DC-016-AGG-R01 | xe-0/0/9 | 10G SFP+ | 10000 | admin-down
WB-DC-016-AGG-R01 | xe-0/0/10 | 10G SFP+ | 10000 | admin-down
WB-DC-016-AGG-R01 | xe-0/0/11 | 10G SFP+ | 10000 | admin-down
WB-DC-016-AGG-R01 | xe-0/0/12 | 10G SFP+ | 10000 | admin-down
WB-DC-016-AGG-R01 | xe-0/0/13 | 10G SFP+ | 10000 | admin-down
WB-DC-016-AGG-R01 | xe-0/0/14 | 10G SFP+ | 10000 | admin-down
WB-DC-016-AGG-R01 | xe-0/0/15 | 10G SFP+ | 10000 | admin-down
WB-DC-016-AGG-R01 | et-0/1/0 | 100G QSFP28 | 100000 | up | Uplink to WB-DC-016-PE-T4-01 | QSFP28-100G-LR4
WB-DC-016-AGG-R01 | et-0/1/1 | 100G QSFP28 | 100000 | up | Uplink to WB-DC-016-PE-T4-02 | QSFP28-100G-LR4
WB-DC-016-AGG-R01 | et-0/1/2 | 100G QSFP28 | 100000 | up | Uplink to WB-DC-016-OLA-01 | QSFP28-100G-LR4
WB-DC-016-AGG-R01 | et-0/1/3 | 100G QSFP28 | 100000 | admin-down
WB-DC-016-AGG-R01 | et-0/1/4 | 100G QSFP28 | 100000 | admin-down
WB-DC-016-AGG-R01 | et-0/1/5 | 100G QSFP28 | 100000 | admin-down
WB-DC-016-AGG-R01 | et-0/1/6 | 100G QSFP28 | 100000 | admin-down
WB-DC-016-AGG-R01 | et-0/1/7 | 100G QSFP28 | 100000 | admin-down
WB-DC-016-AGG-R02 | xe-0/0/0 | 10G SFP+ | 10000 | up | Uplink to WB-DC-016-FW-01 | SFP-10G-LR
WB-DC-016-AGG-R02 | xe-0/0/1 | 10G SFP+ | 10000 | up | Uplink to WB-DC-016-MMR-SW-01 | SFP-10G-LR
WB-DC-016-AGG-R02 | xe-0/0/2 | 10G SFP+ | 10000 | up | Uplink to WB-DC-016-MMR-SW-02 | SFP-10G-LR
WB-DC-016-AGG-R02 | xe-0/0/3 | 10G SFP+ | 10000 | up | Uplink to WB-DC-016-MMR-SW-03 | SFP-10G-LR
WB-DC-016-AGG-R02 | xe-0/0/4 | 10G SFP+ | 10000 | up | Uplink to WB-DC-016-MMR-SW-04 | SFP-10G-LR
WB-DC-016-AGG-R02 | xe-0/0/5 | 10G SFP+ | 10000 | up | Uplink to WB-DC-016-MMR-SW-05 | SFP-10G-LR
WB-DC-016-AGG-R02 | xe-0/0/6 | 10G SFP+ | 10000 | up | Uplink to WB-DC-016-MMR-SW-06 | SFP-10G-LR
WB-DC-016-AGG-R02 | xe-0/0/7 | 10G SFP+ | 10000 | admin-down
WB-DC-016-AGG-R02 | xe-0/0/8 | 10G SFP+ | 10000 | admin-down
WB-DC-016-AGG-R02 | xe-0/0/9 | 10G SFP+ | 10000 | admin-down
WB-DC-016-AGG-R02 | xe-0/0/10 | 10G SFP+ | 10000 | admin-down
WB-DC-016-AGG-R02 | xe-0/0/11 | 10G SFP+ | 10000 | admin-down
WB-DC-016-AGG-R02 | xe-0/0/12 | 10G SFP+ | 10000 | admin-down
WB-DC-016-AGG-R02 | xe-0/0/13 | 10G SFP+ | 10000 | admin-down
WB-DC-016-AGG-R02 | xe-0/0/14 | 10G SFP+ | 10000 | admin-down
WB-DC-016-AGG-R02 | xe-0/0/15 | 10G SFP+ | 10000 | admin-down
WB-DC-016-AGG-R02 | et-0/1/0 | 100G QSFP28 | 100000 | up | Uplink to WB-DC-016-PE-T4-02 | QSFP28-100G-LR4
WB-DC-016-AGG-R02 | et-0/1/1 | 100G QSFP28 | 100000 | up | Uplink to WB-DC-016-PE-T4-03 | QSFP28-100G-LR4
WB-DC-016-AGG-R02 | et-0/1/2 | 100G QSFP28 | 100000 | up | Uplink to WB-DC-016-OLA-02 | QSFP28-100G-LR4
WB-DC-016-AGG-R02 | et-0/1/3 | 100G QSFP28 | 100000 | admin-down
WB-DC-016-AGG-R02 | et-0/1/4 | 100G QSFP28 | 100000 | admin-down
WB-DC-016-AGG-R02 | et-0/1/5 | 100G QSFP28 | 100000 | admin-down
WB-DC-016-AGG-R02 | et-0/1/6 | 100G QSFP28 | 100000 | reserved
WB-DC-016-AGG-R02 | et-0/1/7 | 100G QSFP28 | 100000 | admin-down
WB-DC-016-MMR-SW-01 | xe-0/0/0 | 10G SFP+ | 10000 | up | Access to WB-DC-016-TOR-001 | SFP-10G-LR
WB-DC-016-MMR-SW-01 | xe-0/0/1 | 10G SFP+ | 10000 | up | Server NIC
WB-DC-016-MMR-SW-01 | xe-0/0/2 | 10G SFP+ | 10000 | up | Server NIC
WB-DC-016-MMR-SW-01 | xe-0/0/3 | 10G SFP+ | 10000 | admin-down
WB-DC-016-MMR-SW-01 | xe-0/0/4 | 10G SFP+ | 10000 | admin-down
WB-DC-016-MMR-SW-01 | xe-0/0/5 | 10G SFP+ | 10000 | up | Server NIC
WB-DC-016-MMR-SW-01 | xe-0/0/6 | 10G SFP+ | 10000 | admin-down
WB-DC-016-MMR-SW-01 | xe-0/0/7 | 10G SFP+ | 10000 | up | Server NIC
WB-DC-016-MMR-SW-01 | xe-0/0/8 | 10G SFP+ | 10000 | up | Server NIC
WB-DC-016-MMR-SW-01 | xe-0/0/9 | 10G SFP+ | 10000 | up | Server NIC
WB-DC-016-MMR-SW-01 | xe-0/0/10 | 10G SFP+ | 10000 | admin-down
WB-DC-016-MMR-SW-01 | xe-0/0/11 | 10G SFP+ | 10000 | up | Server NIC
WB-DC-016-MMR-SW-01 | xe-0/0/12 | 10G SFP+ | 10000 | admin-down
WB-DC-016-MMR-SW-01 | xe-0/0/13 | 10G SFP+ | 10000 | admin-down
WB-DC-016-MMR-SW-01 | xe-0/0/14 | 10G SFP+ | 10000 | admin-down
WB-DC-016-MMR-SW-01 | xe-0/0/15 | 10G SFP+ | 10000 | up | Server NIC
WB-DC-016-MMR-SW-01 | xe-0/0/16 | 10G SFP+ | 10000 | up | Server NIC
WB-DC-016-MMR-SW-01 | xe-0/0/17 | 10G SFP+ | 10000 | up | Server NIC
WB-DC-016-MMR-SW-01 | xe-0/0/18 | 10G SFP+ | 10000 | up | Server NIC
WB-DC-016-MMR-SW-01 | xe-0/0/19 | 10G SFP+ | 10000 | admin-down
WB-DC-016-MMR-SW-01 | xe-0/0/20 | 10G SFP+ | 10000 | admin-down
WB-DC-016-MMR-SW-01 | xe-0/0/21 | 10G SFP+ | 10000 | reserved
WB-DC-016-MMR-SW-01 | xe-0/0/22 | 10G SFP+ | 10000 | up | Server NIC
WB-DC-016-MMR-SW-01 | xe-0/0/23 | 10G SFP+ | 10000 | up | Server NIC
WB-DC-016-MMR-SW-01 | xe-0/0/24 | 10G SFP+ | 10000 | up | Server NIC
WB-DC-016-MMR-SW-01 | xe-0/0/25 | 10G SFP+ | 10000 | admin-down
WB-DC-016-MMR-SW-01 | xe-0/0/26 | 10G SFP+ | 10000 | up | Server NIC
WB-DC-016-MMR-SW-01 | xe-0/0/27 | 10G SFP+ | 10000 | up | Server NIC
WB-DC-016-MMR-SW-01 | xe-0/0/28 | 10G SFP+ | 10000 | admin-down
WB-DC-016-MMR-SW-01 | xe-0/0/29 | 10G SFP+ | 10000 | admin-down
WB-DC-016-MMR-SW-01 | xe-0/0/30 | 10G SFP+ | 10000 | admin-down
WB-DC-016-MMR-SW-01 | xe-0/0/31 | 10G SFP+ | 10000 | up | Server NIC
WB-DC-016-MMR-SW-01 | xe-0/0/32 | 10G SFP+ | 10000 | up | Server NIC
WB-DC-016-MMR-SW-01 | xe-0/0/33 | 10G SFP+ | 10000 | up | Server NIC
WB-DC-016-MMR-SW-01 | xe-0/0/34 | 10G SFP+ | 10000 | up | Server NIC
WB-DC-016-MMR-SW-01 | xe-0/0/35 | 10G SFP+ | 10000 | up | Server NIC
WB-DC-016-MMR-SW-01 | xe-0/0/36 | 10G SFP+ | 10000 | up | Server NIC
WB-DC-016-MMR-SW-01 | xe-0/0/37 | 10G SFP+ | 10000 | reserved
WB-DC-016-MMR-SW-01 | xe-0/0/38 | 10G SFP+ | 10000 | admin-down
WB-DC-016-MMR-SW-01 | xe-0/0/39 | 10G SFP+ | 10000 | up | Server NIC
WB-DC-016-MMR-SW-01 | xe-0/0/40 | 10G SFP+ | 10000 | up | Server NIC
WB-DC-016-MMR-SW-01 | xe-0/0/41 | 10G SFP+ | 10000 | up | Server NIC
WB-DC-016-MMR-SW-01 | xe-0/0/42 | 10G SFP+ | 10000 | reserved
WB-DC-016-MMR-SW-01 | xe-0/0/43 | 10G SFP+ | 10000 | admin-down
WB-DC-016-MMR-SW-01 | xe-0/0/44 | 10G SFP+ | 10000 | up | Server NIC
WB-DC-016-MMR-SW-01 | xe-0/0/45 | 10G SFP+ | 10000 | up | Server NIC
WB-DC-016-MMR-SW-01 | xe-0/0/46 | 10G SFP+ | 10000 | up | Server NIC
WB-DC-016-MMR-SW-01 | xe-0/0/47 | 10G SFP+ | 10000 | up | Server NIC
WB-DC-016-MMR-SW-01 | et-0/1/0 | 100G QSFP28 | 100000 | up | Uplink to WB-DC-016-AGG-R01 | QSFP28-100G-LR4
WB-DC-016-MMR-SW-01 | et-0/1/1 | 100G QSFP28 | 100000 | up | Uplink to WB-DC-016-AGG-R02 | QSFP28-100G-LR4
WB-DC-016-MMR-SW-01 | et-0/1/2 | 100G QSFP28 | 100000 | admin-down
WB-DC-016-MMR-SW-01 | et-0/1/3 | 100G QSFP28 | 100000 | admin-down
WB-DC-016-MMR-SW-02 | xe-0/0/0 | 10G SFP+ | 10000 | up | Access to WB-DC-016-TOR-001 | SFP-10G-LR
WB-DC-016-MMR-SW-02 | xe-0/0/1 | 10G SFP+ | 10000 | up | Access to WB-DC-016-TOR-002 | SFP-10G-LR
WB-DC-016-MMR-SW-02 | xe-0/0/2 | 10G SFP+ | 10000 | up | Server NIC
WB-DC-016-MMR-SW-02 | xe-0/0/3 | 10G SFP+ | 10000 | up | Server NIC
WB-DC-016-MMR-SW-02 | xe-0/0/4 | 10G SFP+ | 10000 | up | Server NIC
WB-DC-016-MMR-SW-02 | xe-0/0/5 | 10G SFP+ | 10000 | admin-down
WB-DC-016-MMR-SW-02 | xe-0/0/6 | 10G SFP+ | 10000 | admin-down
WB-DC-016-MMR-SW-02 | xe-0/0/7 | 10G SFP+ | 10000 | admin-down
WB-DC-016-MMR-SW-02 | xe-0/0/8 | 10G SFP+ | 10000 | up | Server NIC
WB-DC-016-MMR-SW-02 | xe-0/0/9 | 10G SFP+ | 10000 | up | Server NIC
WB-DC-016-MMR-SW-02 | xe-0/0/10 | 10G SFP+ | 10000 | up | Server NIC
WB-DC-016-MMR-SW-02 | xe-0/0/11 | 10G SFP+ | 10000 | admin-down
WB-DC-016-MMR-SW-02 | xe-0/0/12 | 10G SFP+ | 10000 | up | Server NIC
WB-DC-016-MMR-SW-02 | xe-0/0/13 | 10G SFP+ | 10000 | up | Server NIC
WB-DC-016-MMR-SW-02 | xe-0/0/14 | 10G SFP+ | 10000 | admin-down
WB-DC-016-MMR-SW-02 | xe-0/0/15 | 10G SFP+ | 10000 | up | Server NIC
WB-DC-016-MMR-SW-02 | xe-0/0/16 | 10G SFP+ | 10000 | up | Server NIC
WB-DC-016-MMR-SW-02 | xe-0/0/17 | 10G SFP+ | 10000 | admin-down
WB-DC-016-MMR-SW-02 | xe-0/0/18 | 10G SFP+ | 10000 | up | Server NIC
WB-DC-016-MMR-SW-02 | xe-0/0/19 | 10G SFP+ | 10000 | up | Server NIC
WB-DC-016-MMR-SW-02 | xe-0/0/20 | 10G SFP+ | 10000 | admin-down
WB-DC-016-MMR-SW-02 | xe-0/0/21 | 10G SFP+ | 10000 | up | Server NIC
WB-DC-016-MMR-SW-02 | xe-0/0/22 | 10G SFP+ | 10000 | admin-down
WB-DC-016-MMR-SW-02 | xe-0/0/23 | 10G SFP+ | 10000 | admin-down
WB-DC-016-MMR-SW-02 | xe-0/0/24 | 10G SFP+ | 10000 | up | Server NIC
WB-DC-016-MMR-SW-02 | xe-0/0/25 | 10G SFP+ | 10000 | admin-down
WB-DC-016-MMR-SW-02 | xe-0/0/26 | 10G SFP+ | 10000 | up | Server NIC
WB-DC-016-MMR-SW-02 | xe-0/0/27 | 10G SFP+ | 10000 | up | Server NIC
WB-DC-016-MMR-SW-02 | xe-0/0/28 | 10G SFP+ | 10000 | up | Server NIC
WB-DC-016-MMR-SW-02 | xe-0/0/29 | 10G SFP+ | 10000 | up | Server NIC
WB-DC-016-MMR-SW-02 | xe-0/0/30 | 10G SFP+ | 10000 | admin-down
WB-DC-016-MMR-SW-02 | xe-0/0/31 | 10G SFP+ | 10000 | admin-down
WB-DC-016-MMR-SW-02 | xe-0/0/32 | 10G SFP+ | 10000 | up | Server NIC
WB-DC-016-MMR-SW-02 | xe-0/0/33 | 10G SFP+ | 10000 | up | Server NIC
WB-DC-016-MMR-SW-02 | xe-0/0/34 | 10G SFP+ | 10000 | up | Server NIC
WB-DC-016-MMR-SW-02 | xe-0/0/35 | 10G SFP+ | 10000 | up | Server NIC
WB-DC-016-MMR-SW-02 | xe-0/0/36 | 10G SFP+ | 10000 | admin-down
WB-DC-016-MMR-SW-02 | xe-0/0/37 | 10G SFP+ | 10000 | admin-down
WB-DC-016-MMR-SW-02 | xe-0/0/38 | 10G SFP+ | 10000 | admin-down
WB-DC-016-MMR-SW-02 | xe-0/0/39 | 10G SFP+ | 10000 | up | Server NIC
WB-DC-016-MMR-SW-02 | xe-0/0/40 | 10G SFP+ | 10000 | up | Server NIC
WB-DC-016-MMR-SW-02 | xe-0/0/41 | 10G SFP+ | 10000 | up | Server NIC
WB-DC-016-MMR-SW-02 | xe-0/0/42 | 10G SFP+ | 10000 | up | Server NIC
WB-DC-016-MMR-SW-02 | xe-0/0/43 | 10G SFP+ | 10000 | admin-down
WB-DC-016-MMR-SW-02 | xe-0/0/44 | 10G SFP+ | 10000 | up | Server NIC
WB-DC-016-MMR-SW-02 | xe-0/0/45 | 10G SFP+ | 10000 | up | Server NIC
WB-DC-016-MMR-SW-02 | xe-0/0/46 | 10G SFP+ | 10000 | admin-down
WB-DC-016-MMR-SW-02 | xe-0/0/47 | 10G SFP+ | 10000 | up | Server NIC
WB-DC-016-MMR-SW-02 | et-0/1/0 | 100G QSFP28 | 100000 | up | Uplink to WB-DC-016-AGG-R02 | QSFP28-100G-LR4
WB-DC-016-MMR-SW-02 | et-0/1/1 | 100G QSFP28 | 100000 | up | Uplink to WB-DC-016-AGG-R01 | QSFP28-100G-LR4
WB-DC-016-MMR-SW-02 | et-0/1/2 | 100G QSFP28 | 100000 | admin-down
WB-DC-016-MMR-SW-02 | et-0/1/3 | 100G QSFP28 | 100000 | admin-down
WB-DC-016-MMR-SW-03 | Te0/0/0/0 | 10G SFP+ | 10000 | up | Access to WB-DC-016-TOR-002 | SFP-10G-LR
WB-DC-016-MMR-SW-03 | Te0/0/0/1 | 10G SFP+ | 10000 | up | Access to WB-DC-016-TOR-003 | SFP-10G-LR
WB-DC-016-MMR-SW-03 | Te0/0/0/2 | 10G SFP+ | 10000 | admin-down
WB-DC-016-MMR-SW-03 | Te0/0/0/3 | 10G SFP+ | 10000 | up | Server NIC
WB-DC-016-MMR-SW-03 | Te0/0/0/4 | 10G SFP+ | 10000 | admin-down
WB-DC-016-MMR-SW-03 | Te0/0/0/5 | 10G SFP+ | 10000 | admin-down
WB-DC-016-MMR-SW-03 | Te0/0/0/6 | 10G SFP+ | 10000 | up | Server NIC
WB-DC-016-MMR-SW-03 | Te0/0/0/7 | 10G SFP+ | 10000 | up | Server NIC
WB-DC-016-MMR-SW-03 | Te0/0/0/8 | 10G SFP+ | 10000 | admin-down
WB-DC-016-MMR-SW-03 | Te0/0/0/9 | 10G SFP+ | 10000 | up | Server NIC
WB-DC-016-MMR-SW-03 | Te0/0/0/10 | 10G SFP+ | 10000 | up | Server NIC
WB-DC-016-MMR-SW-03 | Te0/0/0/11 | 10G SFP+ | 10000 | up | Server NIC
WB-DC-016-MMR-SW-03 | Te0/0/0/12 | 10G SFP+ | 10000 | admin-down
WB-DC-016-MMR-SW-03 | Te0/0/0/13 | 10G SFP+ | 10000 | up | Server NIC
WB-DC-016-MMR-SW-03 | Te0/0/0/14 | 10G SFP+ | 10000 | up | Server NIC
WB-DC-016-MMR-SW-03 | Te0/0/0/15 | 10G SFP+ | 10000 | up | Server NIC
WB-DC-016-MMR-SW-03 | Te0/0/0/16 | 10G SFP+ | 10000 | admin-down
WB-DC-016-MMR-SW-03 | Te0/0/0/17 | 10G SFP+ | 10000 | up | Server NIC
WB-DC-016-MMR-SW-03 | Te0/0/0/18 | 10G SFP+ | 10000 | up | Server NIC
WB-DC-016-MMR-SW-03 | Te0/0/0/19 | 10G SFP+ | 10000 | up | Server NIC
WB-DC-016-MMR-SW-03 | Te0/0/0/20 | 10G SFP+ | 10000 | up | Server NIC
WB-DC-016-MMR-SW-03 | Te0/0/0/21 | 10G SFP+ | 10000 | admin-down
WB-DC-016-MMR-SW-03 | Te0/0/0/22 | 10G SFP+ | 10000 | up | Server NIC
WB-DC-016-MMR-SW-03 | Te0/0/0/23 | 10G SFP+ | 10000 | admin-down
WB-DC-016-MMR-SW-03 | Te0/0/0/24 | 10G SFP+ | 10000 | admin-down
WB-DC-016-MMR-SW-03 | Te0/0/0/25 | 10G SFP+ | 10000 | up | Server NIC
WB-DC-016-MMR-SW-03 | Te0/0/0/26 | 10G SFP+ | 10000 | admin-down
WB-DC-016-MMR-SW-03 | Te0/0/0/27 | 10G SFP+ | 10000 | up | Server NIC
WB-DC-016-MMR-SW-03 | Te0/0/0/28 | 10G SFP+ | 10000 | admin-down
WB-DC-016-MMR-SW-03 | Te0/0/0/29 | 10G SFP+ | 10000 | admin-down
WB-DC-016-MMR-SW-03 | Te0/0/0/30 | 10G SFP+ | 10000 | up | Server NIC
WB-DC-016-MMR-SW-03 | Te0/0/0/31 | 10G SFP+ | 10000 | up | Server NIC
WB-DC-016-MMR-SW-03 | Te0/0/0/32 | 10G SFP+ | 10000 | up | Server NIC
WB-DC-016-MMR-SW-03 | Te0/0/0/33 | 10G SFP+ | 10000 | admin-down
WB-DC-016-MMR-SW-03 | Te0/0/0/34 | 10G SFP+ | 10000 | up | Server NIC
WB-DC-016-MMR-SW-03 | Te0/0/0/35 | 10G SFP+ | 10000 | admin-down
WB-DC-016-MMR-SW-03 | Te0/0/0/36 | 10G SFP+ | 10000 | admin-down
WB-DC-016-MMR-SW-03 | Te0/0/0/37 | 10G SFP+ | 10000 | up | Server NIC
WB-DC-016-MMR-SW-03 | Te0/0/0/38 | 10G SFP+ | 10000 | admin-down
WB-DC-016-MMR-SW-03 | Te0/0/0/39 | 10G SFP+ | 10000 | up | Server NIC
WB-DC-016-MMR-SW-03 | Te0/0/0/40 | 10G SFP+ | 10000 | up | Server NIC
WB-DC-016-MMR-SW-03 | Te0/0/0/41 | 10G SFP+ | 10000 | admin-down
WB-DC-016-MMR-SW-03 | Te0/0/0/42 | 10G SFP+ | 10000 | admin-down
WB-DC-016-MMR-SW-03 | Te0/0/0/43 | 10G SFP+ | 10000 | admin-down
WB-DC-016-MMR-SW-03 | Te0/0/0/44 | 10G SFP+ | 10000 | up | Server NIC
WB-DC-016-MMR-SW-03 | Te0/0/0/45 | 10G SFP+ | 10000 | up | Server NIC
WB-DC-016-MMR-SW-03 | Te0/0/0/46 | 10G SFP+ | 10000 | up | Server NIC
WB-DC-016-MMR-SW-03 | Te0/0/0/47 | 10G SFP+ | 10000 | up | Server NIC
WB-DC-016-MMR-SW-03 | Hu0/0/1/0 | 100G QSFP28 | 100000 | up | Uplink to WB-DC-016-AGG-R01 | QSFP28-100G-LR4
WB-DC-016-MMR-SW-03 | Hu0/0/1/1 | 100G QSFP28 | 100000 | up | Uplink to WB-DC-016-AGG-R02 | QSFP28-100G-LR4
WB-DC-016-MMR-SW-03 | Hu0/0/1/2 | 100G QSFP28 | 100000 | admin-down
WB-DC-016-MMR-SW-03 | Hu0/0/1/3 | 100G QSFP28 | 100000 | admin-down
WB-DC-016-MMR-SW-04 | Te0/0/0/0 | 10G SFP+ | 10000 | up | Access to WB-DC-016-TOR-003 | SFP-10G-LR
WB-DC-016-MMR-SW-04 | Te0/0/0/1 | 10G SFP+ | 10000 | up | Access to WB-DC-016-TOR-004 | SFP-10G-LR
WB-DC-016-MMR-SW-04 | Te0/0/0/2 | 10G SFP+ | 10000 | admin-down
WB-DC-016-MMR-SW-04 | Te0/0/0/3 | 10G SFP+ | 10000 | up | Server NIC
WB-DC-016-MMR-SW-04 | Te0/0/0/4 | 10G SFP+ | 10000 | up | Server NIC
WB-DC-016-MMR-SW-04 | Te0/0/0/5 | 10G SFP+ | 10000 | admin-down
WB-DC-016-MMR-SW-04 | Te0/0/0/6 | 10G SFP+ | 10000 | up | Server NIC
WB-DC-016-MMR-SW-04 | Te0/0/0/7 | 10G SFP+ | 10000 | up | Server NIC
WB-DC-016-MMR-SW-04 | Te0/0/0/8 | 10G SFP+ | 10000 | admin-down
WB-DC-016-MMR-SW-04 | Te0/0/0/9 | 10G SFP+ | 10000 | admin-down
WB-DC-016-MMR-SW-04 | Te0/0/0/10 | 10G SFP+ | 10000 | up | Server NIC
WB-DC-016-MMR-SW-04 | Te0/0/0/11 | 10G SFP+ | 10000 | admin-down
WB-DC-016-MMR-SW-04 | Te0/0/0/12 | 10G SFP+ | 10000 | admin-down
WB-DC-016-MMR-SW-04 | Te0/0/0/13 | 10G SFP+ | 10000 | up | Server NIC
WB-DC-016-MMR-SW-04 | Te0/0/0/14 | 10G SFP+ | 10000 | up | Server NIC
WB-DC-016-MMR-SW-04 | Te0/0/0/15 | 10G SFP+ | 10000 | admin-down
WB-DC-016-MMR-SW-04 | Te0/0/0/16 | 10G SFP+ | 10000 | up | Server NIC
WB-DC-016-MMR-SW-04 | Te0/0/0/17 | 10G SFP+ | 10000 | up | Server NIC
WB-DC-016-MMR-SW-04 | Te0/0/0/18 | 10G SFP+ | 10000 | up | Server NIC
WB-DC-016-MMR-SW-04 | Te0/0/0/19 | 10G SFP+ | 10000 | up | Server NIC
WB-DC-016-MMR-SW-04 | Te0/0/0/20 | 10G SFP+ | 10000 | up | Server NIC
WB-DC-016-MMR-SW-04 | Te0/0/0/21 | 10G SFP+ | 10000 | up | Server NIC
WB-DC-016-MMR-SW-04 | Te0/0/0/22 | 10G SFP+ | 10000 | up | Server NIC
WB-DC-016-MMR-SW-04 | Te0/0/0/23 | 10G SFP+ | 10000 | up | Server NIC
WB-DC-016-MMR-SW-04 | Te0/0/0/24 | 10G SFP+ | 10000 | up | Server NIC
WB-DC-016-MMR-SW-04 | Te0/0/0/25 | 10G SFP+ | 10000 | admin-down
WB-DC-016-MMR-SW-04 | Te0/0/0/26 | 10G SFP+ | 10000 | up | Server NIC
WB-DC-016-MMR-SW-04 | Te0/0/0/27 | 10G SFP+ | 10000 | up | Server NIC
WB-DC-016-MMR-SW-04 | Te0/0/0/28 | 10G SFP+ | 10000 | up | Server NIC
WB-DC-016-MMR-SW-04 | Te0/0/0/29 | 10G SFP+ | 10000 | up | Server NIC
WB-DC-016-MMR-SW-04 | Te0/0/0/30 | 10G SFP+ | 10000 | admin-down
WB-DC-016-MMR-SW-04 | Te0/0/0/31 | 10G SFP+ | 10000 | up | Server NIC
WB-DC-016-MMR-SW-04 | Te0/0/0/32 | 10G SFP+ | 10000 | admin-down
WB-DC-016-MMR-SW-04 | Te0/0/0/33 | 10G SFP+ | 10000 | admin-down
WB-DC-016-MMR-SW-04 | Te0/0/0/34 | 10G SFP+ | 10000 | up | Server NIC
WB-DC-016-MMR-SW-04 | Te0/0/0/35 | 10G SFP+ | 10000 | admin-down
WB-DC-016-MMR-SW-04 | Te0/0/0/36 | 10G SFP+ | 10000 | admin-down
WB-DC-016-MMR-SW-04 | Te0/0/0/37 | 10G SFP+ | 10000 | up | Server NIC
WB-DC-016-MMR-SW-04 | Te0/0/0/38 | 10G SFP+ | 10000 | admin-down
WB-DC-016-MMR-SW-04 | Te0/0/0/39 | 10G SFP+ | 10000 | up | Server NIC
WB-DC-016-MMR-SW-04 | Te0/0/0/40 | 10G SFP+ | 10000 | admin-down
WB-DC-016-MMR-SW-04 | Te0/0/0/41 | 10G SFP+ | 10000 | up | Server NIC
WB-DC-016-MMR-SW-04 | Te0/0/0/42 | 10G SFP+ | 10000 | admin-down
WB-DC-016-MMR-SW-04 | Te0/0/0/43 | 10G SFP+ | 10000 | admin-down
WB-DC-016-MMR-SW-04 | Te0/0/0/44 | 10G SFP+ | 10000 | admin-down
WB-DC-016-MMR-SW-04 | Te0/0/0/45 | 10G SFP+ | 10000 | up | Server NIC
WB-DC-016-MMR-SW-04 | Te0/0/0/46 | 10G SFP+ | 10000 | up | Server NIC
WB-DC-016-MMR-SW-04 | Te0/0/0/47 | 10G SFP+ | 10000 | admin-down
WB-DC-016-MMR-SW-04 | Hu0/0/1/0 | 100G QSFP28 | 100000 | up | Uplink to WB-DC-016-AGG-R02 | QSFP28-100G-LR4
WB-DC-016-MMR-SW-04 | Hu0/0/1/1 | 100G QSFP28 | 100000 | up | Uplink to WB-DC-016-AGG-R01 | QSFP28-100G-LR4
WB-DC-016-MMR-SW-04 | Hu0/0/1/2 | 100G QSFP28 | 100000 | admin-down
WB-DC-016-MMR-SW-04 | Hu0/0/1/3 | 100G QSFP28 | 100000 | admin-down
WB-DC-016-MMR-SW-05 | Ethernet1 | 10G SFP+ | 10000 | up | Access to WB-DC-016-TOR-004 | SFP-10G-LR
WB-DC-016-MMR-SW-05 | Ethernet2 | 10G SFP+ | 10000 | up | Access to WB-DC-016-TOR-005 | SFP-10G-LR
WB-DC-016-MMR-SW-05 | Ethernet3 | 10G SFP+ | 10000 | up | Server NIC
WB-DC-016-MMR-SW-05 | Ethernet4 | 10G SFP+ | 10000 | up | Server NIC
WB-DC-016-MMR-SW-05 | Ethernet5 | 10G SFP+ | 10000 | up | Server NIC
WB-DC-016-MMR-SW-05 | Ethernet6 | 10G SFP+ | 10000 | up | Server NIC
WB-DC-016-MMR-SW-05 | Ethernet7 | 10G SFP+ | 10000 | up | Server NIC
WB-DC-016-MMR-SW-05 | Ethernet8 | 10G SFP+ | 10000 | admin-down
WB-DC-016-MMR-SW-05 | Ethernet9 | 10G SFP+ | 10000 | up | Server NIC
WB-DC-016-MMR-SW-05 | Ethernet10 | 10G SFP+ | 10000 | up | Server NIC
WB-DC-016-MMR-SW-05 | Ethernet11 | 10G SFP+ | 10000 | up | Server NIC
WB-DC-016-MMR-SW-05 | Ethernet12 | 10G SFP+ | 10000 | admin-down
WB-DC-016-MMR-SW-05 | Ethernet13 | 10G SFP+ | 10000 | admin-down
WB-DC-016-MMR-SW-05 | Ethernet14 | 10G SFP+ | 10000 | up | Server NIC
WB-DC-016-MMR-SW-05 | Ethernet15 | 10G SFP+ | 10000 | admin-down
WB-DC-016-MMR-SW-05 | Ethernet16 | 10G SFP+ | 10000 | up | Server NIC
WB-DC-016-MMR-SW-05 | Ethernet17 | 10G SFP+ | 10000 | admin-down
WB-DC-016-MMR-SW-05 | Ethernet18 | 10G SFP+ | 10000 | admin-down
WB-DC-016-MMR-SW-05 | Ethernet19 | 10G SFP+ | 10000 | up | Server NIC
WB-DC-016-MMR-SW-05 | Ethernet20 | 10G SFP+ | 10000 | reserved
WB-DC-016-MMR-SW-05 | Ethernet21 | 10G SFP+ | 10000 | up | Server NIC
WB-DC-016-MMR-SW-05 | Ethernet22 | 10G SFP+ | 10000 | admin-down
WB-DC-016-MMR-SW-05 | Ethernet23 | 10G SFP+ | 10000 | admin-down
WB-DC-016-MMR-SW-05 | Ethernet24 | 10G SFP+ | 10000 | admin-down
WB-DC-016-MMR-SW-05 | Ethernet25 | 10G SFP+ | 10000 | up | Server NIC
WB-DC-016-MMR-SW-05 | Ethernet26 | 10G SFP+ | 10000 | up | Server NIC
WB-DC-016-MMR-SW-05 | Ethernet27 | 10G SFP+ | 10000 | admin-down
WB-DC-016-MMR-SW-05 | Ethernet28 | 10G SFP+ | 10000 | reserved
WB-DC-016-MMR-SW-05 | Ethernet29 | 10G SFP+ | 10000 | up | Server NIC
WB-DC-016-MMR-SW-05 | Ethernet30 | 10G SFP+ | 10000 | up | Server NIC
WB-DC-016-MMR-SW-05 | Ethernet31 | 10G SFP+ | 10000 | admin-down
WB-DC-016-MMR-SW-05 | Ethernet32 | 10G SFP+ | 10000 | up | Server NIC
WB-DC-016-MMR-SW-05 | Ethernet33 | 10G SFP+ | 10000 | up | Server NIC
WB-DC-016-MMR-SW-05 | Ethernet34 | 10G SFP+ | 10000 | up | Server NIC
WB-DC-016-MMR-SW-05 | Ethernet35 | 10G SFP+ | 10000 | up | Server NIC
WB-DC-016-MMR-SW-05 | Ethernet36 | 10G SFP+ | 10000 | admin-down
WB-DC-016-MMR-SW-05 | Ethernet37 | 10G SFP+ | 10000 | up | Server NIC
WB-DC-016-MMR-SW-05 | Ethernet38 | 10G SFP+ | 10000 | admin-down
WB-DC-016-MMR-SW-05 | Ethernet39 | 10G SFP+ | 10000 | up | Server NIC
WB-DC-016-MMR-SW-05 | Ethernet40 | 10G SFP+ | 10000 | admin-down
WB-DC-016-MMR-SW-05 | Ethernet41 | 10G SFP+ | 10000 | admin-down
WB-DC-016-MMR-SW-05 | Ethernet42 | 10G SFP+ | 10000 | admin-down
WB-DC-016-MMR-SW-05 | Ethernet43 | 10G SFP+ | 10000 | up | Server NIC
WB-DC-016-MMR-SW-05 | Ethernet44 | 10G SFP+ | 10000 | up | Server NIC
WB-DC-016-MMR-SW-05 | Ethernet45 | 10G SFP+ | 10000 | admin-down
WB-DC-016-MMR-SW-05 | Ethernet46 | 10G SFP+ | 10000 | up | Server NIC
WB-DC-016-MMR-SW-05 | Ethernet47 | 10G SFP+ | 10000 | up | Server NIC
WB-DC-016-MMR-SW-05 | Ethernet48 | 10G SFP+ | 10000 | up | Server NIC
WB-DC-016-MMR-SW-05 | Ethernet49/1 | 100G QSFP28 | 100000 | up | Uplink to WB-DC-016-AGG-R01 | QSFP28-100G-LR4
WB-DC-016-MMR-SW-05 | Ethernet49/2 | 100G QSFP28 | 100000 | up | Uplink to WB-DC-016-AGG-R02 | QSFP28-100G-LR4
WB-DC-016-MMR-SW-05 | Ethernet49/3 | 100G QSFP28 | 100000 | admin-down
WB-DC-016-MMR-SW-05 | Ethernet49/4 | 100G QSFP28 | 100000 | admin-down
WB-DC-016-MMR-SW-06 | Ethernet1 | 10G SFP+ | 10000 | up | Access to WB-DC-016-TOR-005 | SFP-10G-LR
WB-DC-016-MMR-SW-06 | Ethernet2 | 10G SFP+ | 10000 | up | Server NIC
WB-DC-016-MMR-SW-06 | Ethernet3 | 10G SFP+ | 10000 | admin-down
WB-DC-016-MMR-SW-06 | Ethernet4 | 10G SFP+ | 10000 | up | Server NIC
WB-DC-016-MMR-SW-06 | Ethernet5 | 10G SFP+ | 10000 | up | Server NIC
WB-DC-016-MMR-SW-06 | Ethernet6 | 10G SFP+ | 10000 | up | Server NIC
WB-DC-016-MMR-SW-06 | Ethernet7 | 10G SFP+ | 10000 | up | Server NIC
WB-DC-016-MMR-SW-06 | Ethernet8 | 10G SFP+ | 10000 | admin-down
WB-DC-016-MMR-SW-06 | Ethernet9 | 10G SFP+ | 10000 | up | Server NIC
WB-DC-016-MMR-SW-06 | Ethernet10 | 10G SFP+ | 10000 | up | Server NIC
WB-DC-016-MMR-SW-06 | Ethernet11 | 10G SFP+ | 10000 | up | Server NIC
WB-DC-016-MMR-SW-06 | Ethernet12 | 10G SFP+ | 10000 | up | Server NIC
WB-DC-016-MMR-SW-06 | Ethernet13 | 10G SFP+ | 10000 | up | Server NIC
WB-DC-016-MMR-SW-06 | Ethernet14 | 10G SFP+ | 10000 | up | Server NIC
WB-DC-016-MMR-SW-06 | Ethernet15 | 10G SFP+ | 10000 | admin-down
WB-DC-016-MMR-SW-06 | Ethernet16 | 10G SFP+ | 10000 | up | Server NIC
WB-DC-016-MMR-SW-06 | Ethernet17 | 10G SFP+ | 10000 | up | Server NIC
WB-DC-016-MMR-SW-06 | Ethernet18 | 10G SFP+ | 10000 | up | Server NIC
WB-DC-016-MMR-SW-06 | Ethernet19 | 10G SFP+ | 10000 | admin-down
WB-DC-016-MMR-SW-06 | Ethernet20 | 10G SFP+ | 10000 | up | Server NIC
WB-DC-016-MMR-SW-06 | Ethernet21 | 10G SFP+ | 10000 | admin-down
WB-DC-016-MMR-SW-06 | Ethernet22 | 10G SFP+ | 10000 | up | Server NIC
WB-DC-016-MMR-SW-06 | Ethernet23 | 10G SFP+ | 10000 | up | Server NIC
WB-DC-016-MMR-SW-06 | Ethernet24 | 10G SFP+ | 10000 | up | Server NIC
WB-DC-016-MMR-SW-06 | Ethernet25 | 10G SFP+ | 10000 | admin-down
WB-DC-016-MMR-SW-06 | Ethernet26 | 10G SFP+ | 10000 | up | Server NIC
WB-DC-016-MMR-SW-06 | Ethernet27 | 10G SFP+ | 10000 | admin-down
WB-DC-016-MMR-SW-06 | Ethernet28 | 10G SFP+ | 10000 | up | Server NIC
WB-DC-016-MMR-SW-06 | Ethernet29 | 10G SFP+ | 10000 | admin-down
WB-DC-016-MMR-SW-06 | Ethernet30 | 10G SFP+ | 10000 | up | Server NIC
WB-DC-016-MMR-SW-06 | Ethernet31 | 10G SFP+ | 10000 | admin-down
WB-DC-016-MMR-SW-06 | Ethernet32 | 10G SFP+ | 10000 | up | Server NIC
WB-DC-016-MMR-SW-06 | Ethernet33 | 10G SFP+ | 10000 | up | Server NIC
WB-DC-016-MMR-SW-06 | Ethernet34 | 10G SFP+ | 10000 | up | Server NIC
WB-DC-016-MMR-SW-06 | Ethernet35 | 10G SFP+ | 10000 | admin-down
WB-DC-016-MMR-SW-06 | Ethernet36 | 10G SFP+ | 10000 | reserved
WB-DC-016-MMR-SW-06 | Ethernet37 | 10G SFP+ | 10000 | up | Server NIC
WB-DC-016-MMR-SW-06 | Ethernet38 | 10G SFP+ | 10000 | admin-down
WB-DC-016-MMR-SW-06 | Ethernet39 | 10G SFP+ | 10000 | up | Server NIC
WB-DC-016-MMR-SW-06 | Ethernet40 | 10G SFP+ | 10000 | admin-down
WB-DC-016-MMR-SW-06 | Ethernet41 | 10G SFP+ | 10000 | up | Server NIC
WB-DC-016-MMR-SW-06 | Ethernet42 | 10G SFP+ | 10000 | admin-down
WB-DC-016-MMR-SW-06 | Ethernet43 | 10G SFP+ | 10000 | reserved
WB-DC-016-MMR-SW-06 | Ethernet44 | 10G SFP+ | 10000 | admin-down
WB-DC-016-MMR-SW-06 | Ethernet45 | 10G SFP+ | 10000 | up | Server NIC
WB-DC-016-MMR-SW-06 | Ethernet46 | 10G SFP+ | 10000 | admin-down
WB-DC-016-MMR-SW-06 | Ethernet47 | 10G SFP+ | 10000 | up | Server NIC
WB-DC-016-MMR-SW-06 | Ethernet48 | 10G SFP+ | 10000 | up | Server NIC
WB-DC-016-MMR-SW-06 | Ethernet49/1 | 100G QSFP28 | 100000 | up | Uplink to WB-DC-016-AGG-R02 | QSFP28-100G-LR4
WB-DC-016-MMR-SW-06 | Ethernet49/2 | 100G QSFP28 | 100000 | up | Uplink to WB-DC-016-AGG-R01 | QSFP28-100G-LR4
WB-DC-016-MMR-SW-06 | Ethernet49/3 | 100G QSFP28 | 100000 | admin-down
WB-DC-016-MMR-SW-06 | Ethernet49/4 | 100G QSFP28 | 100000 | admin-down
WB-DC-016-TOR-001 | Ethernet1 | 10G SFP+ | 10000 | up | Access to WB-DC-016-MMR-SW-01 | SFP-10G-LR
WB-DC-016-TOR-001 | Ethernet2 | 10G SFP+ | 10000 | up | Access to WB-DC-016-MMR-SW-02 | SFP-10G-LR
WB-DC-016-TOR-001 | Ethernet3 | 10G SFP+ | 10000 | admin-down
WB-DC-016-TOR-001 | Ethernet4 | 10G SFP+ | 10000 | up | Server NIC
WB-DC-016-TOR-001 | Ethernet5 | 10G SFP+ | 10000 | up | Server NIC
WB-DC-016-TOR-001 | Ethernet6 | 10G SFP+ | 10000 | reserved
WB-DC-016-TOR-001 | Ethernet7 | 10G SFP+ | 10000 | up | Server NIC
WB-DC-016-TOR-001 | Ethernet8 | 10G SFP+ | 10000 | up | Server NIC
WB-DC-016-TOR-001 | Ethernet9 | 10G SFP+ | 10000 | admin-down
WB-DC-016-TOR-001 | Ethernet10 | 10G SFP+ | 10000 | up | Server NIC
WB-DC-016-TOR-001 | Ethernet11 | 10G SFP+ | 10000 | admin-down
WB-DC-016-TOR-001 | Ethernet12 | 10G SFP+ | 10000 | reserved
WB-DC-016-TOR-001 | Ethernet13 | 10G SFP+ | 10000 | admin-down
WB-DC-016-TOR-001 | Ethernet14 | 10G SFP+ | 10000 | up | Server NIC
WB-DC-016-TOR-001 | Ethernet15 | 10G SFP+ | 10000 | up | Server NIC
WB-DC-016-TOR-001 | Ethernet16 | 10G SFP+ | 10000 | admin-down
WB-DC-016-TOR-001 | Ethernet17 | 10G SFP+ | 10000 | up | Server NIC
WB-DC-016-TOR-001 | Ethernet18 | 10G SFP+ | 10000 | up | Server NIC
WB-DC-016-TOR-001 | Ethernet19 | 10G SFP+ | 10000 | up | Server NIC
WB-DC-016-TOR-001 | Ethernet20 | 10G SFP+ | 10000 | up | Server NIC
WB-DC-016-TOR-001 | Ethernet21 | 10G SFP+ | 10000 | up | Server NIC
WB-DC-016-TOR-001 | Ethernet22 | 10G SFP+ | 10000 | up | Server NIC
WB-DC-016-TOR-001 | Ethernet23 | 10G SFP+ | 10000 | up | Server NIC
WB-DC-016-TOR-001 | Ethernet24 | 10G SFP+ | 10000 | up | Server NIC
WB-DC-016-TOR-001 | Ethernet49/1 | 100G QSFP28 | 100000 | admin-down
WB-DC-016-TOR-001 | Ethernet49/2 | 100G QSFP28 | 100000 | reserved
WB-DC-016-TOR-002 | Te0/0/0/0 | 10G SFP+ | 10000 | up | Access to WB-DC-016-MMR-SW-02 | SFP-10G-LR
WB-DC-016-TOR-002 | Te0/0/0/1 | 10G SFP+ | 10000 | up | Access to WB-DC-016-MMR-SW-03 | SFP-10G-LR
WB-DC-016-TOR-002 | Te0/0/0/2 | 10G SFP+ | 10000 | admin-down
WB-DC-016-TOR-002 | Te0/0/0/3 | 10G SFP+ | 10000 | admin-down
WB-DC-016-TOR-002 | Te0/0/0/4 | 10G SFP+ | 10000 | up | Server NIC
WB-DC-016-TOR-002 | Te0/0/0/5 | 10G SFP+ | 10000 | up | Server NIC
WB-DC-016-TOR-002 | Te0/0/0/6 | 10G SFP+ | 10000 | up | Server NIC
WB-DC-016-TOR-002 | Te0/0/0/7 | 10G SFP+ | 10000 | admin-down
WB-DC-016-TOR-002 | Te0/0/0/8 | 10G SFP+ | 10000 | up | Server NIC
WB-DC-016-TOR-002 | Te0/0/0/9 | 10G SFP+ | 10000 | admin-down
WB-DC-016-TOR-002 | Te0/0/0/10 | 10G SFP+ | 10000 | admin-down
WB-DC-016-TOR-002 | Te0/0/0/11 | 10G SFP+ | 10000 | admin-down
WB-DC-016-TOR-002 | Te0/0/0/12 | 10G SFP+ | 10000 | up | Server NIC
WB-DC-016-TOR-002 | Te0/0/0/13 | 10G SFP+ | 10000 | admin-down
WB-DC-016-TOR-002 | Te0/0/0/14 | 10G SFP+ | 10000 | up | Server NIC
WB-DC-016-TOR-002 | Te0/0/0/15 | 10G SFP+ | 10000 | up | Server NIC
WB-DC-016-TOR-002 | Te0/0/0/16 | 10G SFP+ | 10000 | up | Server NIC
WB-DC-016-TOR-002 | Te0/0/0/17 | 10G SFP+ | 10000 | up | Server NIC
WB-DC-016-TOR-002 | Te0/0/0/18 | 10G SFP+ | 10000 | up | Server NIC
WB-DC-016-TOR-002 | Te0/0/0/19 | 10G SFP+ | 10000 | admin-down
WB-DC-016-TOR-002 | Te0/0/0/20 | 10G SFP+ | 10000 | up | Server NIC
WB-DC-016-TOR-002 | Te0/0/0/21 | 10G SFP+ | 10000 | up | Server NIC
WB-DC-016-TOR-002 | Te0/0/0/22 | 10G SFP+ | 10000 | up | Server NIC
WB-DC-016-TOR-002 | Te0/0/0/23 | 10G SFP+ | 10000 | admin-down
WB-DC-016-TOR-002 | Hu0/0/1/0 | 100G QSFP28 | 100000 | admin-down
WB-DC-016-TOR-002 | Hu0/0/1/1 | 100G QSFP28 | 100000 | admin-down
WB-DC-016-TOR-003 | Te0/0/0/0 | 10G SFP+ | 10000 | up | Access to WB-DC-016-MMR-SW-03 | SFP-10G-LR
WB-DC-016-TOR-003 | Te0/0/0/1 | 10G SFP+ | 10000 | up | Access to WB-DC-016-MMR-SW-04 | SFP-10G-LR
WB-DC-016-TOR-003 | Te0/0/0/2 | 10G SFP+ | 10000 | up | Server NIC
WB-DC-016-TOR-003 | Te0/0/0/3 | 10G SFP+ | 10000 | up | Server NIC
WB-DC-016-TOR-003 | Te0/0/0/4 | 10G SFP+ | 10000 | admin-down
WB-DC-016-TOR-003 | Te0/0/0/5 | 10G SFP+ | 10000 | up | Server NIC
WB-DC-016-TOR-003 | Te0/0/0/6 | 10G SFP+ | 10000 | reserved
WB-DC-016-TOR-003 | Te0/0/0/7 | 10G SFP+ | 10000 | admin-down
WB-DC-016-TOR-003 | Te0/0/0/8 | 10G SFP+ | 10000 | admin-down
WB-DC-016-TOR-003 | Te0/0/0/9 | 10G SFP+ | 10000 | up | Server NIC
WB-DC-016-TOR-003 | Te0/0/0/10 | 10G SFP+ | 10000 | up | Server NIC
WB-DC-016-TOR-003 | Te0/0/0/11 | 10G SFP+ | 10000 | up | Server NIC
WB-DC-016-TOR-003 | Te0/0/0/12 | 10G SFP+ | 10000 | up | Server NIC
WB-DC-016-TOR-003 | Te0/0/0/13 | 10G SFP+ | 10000 | up | Server NIC
WB-DC-016-TOR-003 | Te0/0/0/14 | 10G SFP+ | 10000 | admin-down
WB-DC-016-TOR-003 | Te0/0/0/15 | 10G SFP+ | 10000 | up | Server NIC
WB-DC-016-TOR-003 | Te0/0/0/16 | 10G SFP+ | 10000 | up | Server NIC
WB-DC-016-TOR-003 | Te0/0/0/17 | 10G SFP+ | 10000 | admin-down
WB-DC-016-TOR-003 | Te0/0/0/18 | 10G SFP+ | 10000 | up | Server NIC
WB-DC-016-TOR-003 | Te0/0/0/19 | 10G SFP+ | 10000 | up | Server NIC
WB-DC-016-TOR-003 | Te0/0/0/20 | 10G SFP+ | 10000 | up | Server NIC
WB-DC-016-TOR-003 | Te0/0/0/21 | 10G SFP+ | 10000 | admin-down
WB-DC-016-TOR-003 | Te0/0/0/22 | 10G SFP+ | 10000 | admin-down
WB-DC-016-TOR-003 | Te0/0/0/23 | 10G SFP+ | 10000 | up | Server NIC
WB-DC-016-TOR-003 | Hu0/0/1/0 | 100G QSFP28 | 100000 | admin-down
WB-DC-016-TOR-003 | Hu0/0/1/1 | 100G QSFP28 | 100000 | admin-down
WB-DC-016-TOR-004 | Ethernet1 | 10G SFP+ | 10000 | up | Access to WB-DC-016-MMR-SW-04 | SFP-10G-LR
WB-DC-016-TOR-004 | Ethernet2 | 10G SFP+ | 10000 | up | Access to WB-DC-016-MMR-SW-05 | SFP-10G-LR
WB-DC-016-TOR-004 | Ethernet3 | 10G SFP+ | 10000 | admin-down
WB-DC-016-TOR-004 | Ethernet4 | 10G SFP+ | 10000 | admin-down
WB-DC-016-TOR-004 | Ethernet5 | 10G SFP+ | 10000 | admin-down
WB-DC-016-TOR-004 | Ethernet6 | 10G SFP+ | 10000 | up | Server NIC
WB-DC-016-TOR-004 | Ethernet7 | 10G SFP+ | 10000 | up | Server NIC
WB-DC-016-TOR-004 | Ethernet8 | 10G SFP+ | 10000 | admin-down
WB-DC-016-TOR-004 | Ethernet9 | 10G SFP+ | 10000 | up | Server NIC
WB-DC-016-TOR-004 | Ethernet10 | 10G SFP+ | 10000 | admin-down
WB-DC-016-TOR-004 | Ethernet11 | 10G SFP+ | 10000 | up | Server NIC
WB-DC-016-TOR-004 | Ethernet12 | 10G SFP+ | 10000 | admin-down
WB-DC-016-TOR-004 | Ethernet13 | 10G SFP+ | 10000 | admin-down
WB-DC-016-TOR-004 | Ethernet14 | 10G SFP+ | 10000 | reserved
WB-DC-016-TOR-004 | Ethernet15 | 10G SFP+ | 10000 | up | Server NIC
WB-DC-016-TOR-004 | Ethernet16 | 10G SFP+ | 10000 | up | Server NIC
WB-DC-016-TOR-004 | Ethernet17 | 10G SFP+ | 10000 | up | Server NIC
WB-DC-016-TOR-004 | Ethernet18 | 10G SFP+ | 10000 | admin-down
WB-DC-016-TOR-004 | Ethernet19 | 10G SFP+ | 10000 | up | Server NIC
WB-DC-016-TOR-004 | Ethernet20 | 10G SFP+ | 10000 | up | Server NIC
WB-DC-016-TOR-004 | Ethernet21 | 10G SFP+ | 10000 | admin-down
WB-DC-016-TOR-004 | Ethernet22 | 10G SFP+ | 10000 | up | Server NIC
WB-DC-016-TOR-004 | Ethernet23 | 10G SFP+ | 10000 | admin-down
WB-DC-016-TOR-004 | Ethernet24 | 10G SFP+ | 10000 | up | Server NIC
WB-DC-016-TOR-004 | Ethernet49/1 | 100G QSFP28 | 100000 | admin-down
WB-DC-016-TOR-004 | Ethernet49/2 | 100G QSFP28 | 100000 | admin-down
WB-DC-016-TOR-005 | Te0/0/0/0 | 10G SFP+ | 10000 | up | Access to WB-DC-016-MMR-SW-05 | SFP-10G-LR
WB-DC-016-TOR-005 | Te0/0/0/1 | 10G SFP+ | 10000 | up | Access to WB-DC-016-MMR-SW-06 | SFP-10G-LR
WB-DC-016-TOR-005 | Te0/0/0/2 | 10G SFP+ | 10000 | admin-down
WB-DC-016-TOR-005 | Te0/0/0/3 | 10G SFP+ | 10000 | up | Server NIC
WB-DC-016-TOR-005 | Te0/0/0/4 | 10G SFP+ | 10000 | admin-down
WB-DC-016-TOR-005 | Te0/0/0/5 | 10G SFP+ | 10000 | admin-down
WB-DC-016-TOR-005 | Te0/0/0/6 | 10G SFP+ | 10000 | up | Server NIC
WB-DC-016-TOR-005 | Te0/0/0/7 | 10G SFP+ | 10000 | up | Server NIC
WB-DC-016-TOR-005 | Te0/0/0/8 | 10G SFP+ | 10000 | admin-down
WB-DC-016-TOR-005 | Te0/0/0/9 | 10G SFP+ | 10000 | admin-down
WB-DC-016-TOR-005 | Te0/0/0/10 | 10G SFP+ | 10000 | up | Server NIC
WB-DC-016-TOR-005 | Te0/0/0/11 | 10G SFP+ | 10000 | up | Server NIC
WB-DC-016-TOR-005 | Te0/0/0/12 | 10G SFP+ | 10000 | admin-down
WB-DC-016-TOR-005 | Te0/0/0/13 | 10G SFP+ | 10000 | admin-down
WB-DC-016-TOR-005 | Te0/0/0/14 | 10G SFP+ | 10000 | up | Server NIC
WB-DC-016-TOR-005 | Te0/0/0/15 | 10G SFP+ | 10000 | up | Server NIC
WB-DC-016-TOR-005 | Te0/0/0/16 | 10G SFP+ | 10000 | up | Server NIC
WB-DC-016-TOR-005 | Te0/0/0/17 | 10G SFP+ | 10000 | admin-down
WB-DC-016-TOR-005 | Te0/0/0/18 | 10G SFP+ | 10000 | up | Server NIC
WB-DC-016-TOR-005 | Te0/0/0/19 | 10G SFP+ | 10000 | up | Server NIC
WB-DC-016-TOR-005 | Te0/0/0/20 | 10G SFP+ | 10000 | up | Server NIC
WB-DC-016-TOR-005 | Te0/0/0/21 | 10G SFP+ | 10000 | admin-down
WB-DC-016-TOR-005 | Te0/0/0/22 | 10G SFP+ | 10000 | up | Server NIC
WB-DC-016-TOR-005 | Te0/0/0/23 | 10G SFP+ | 10000 | up | Server NIC
WB-DC-016-TOR-005 | Hu0/0/1/0 | 100G QSFP28 | 100000 | reserved
WB-DC-016-TOR-005 | Hu0/0/1/1 | 100G QSFP28 | 100000 | admin-down
WB-DC-017-PE-T4-01 | xe-0/0/0 | 10G SFP+ | 10000 | admin-down
WB-DC-017-PE-T4-01 | xe-0/0/1 | 10G SFP+ | 10000 | up | Backhaul to UP-DC-005 | SFP-10G-LR
WB-DC-017-PE-T4-01 | xe-0/0/2 | 10G SFP+ | 10000 | up | Backhaul to PB-DC-012 | SFP-10G-LR
WB-DC-017-PE-T4-01 | xe-0/0/3 | 10G SFP+ | 10000 | up | Backhaul to OD-DC-018 | SFP-10G-LR
WB-DC-017-PE-T4-01 | xe-0/0/4 | 10G SFP+ | 10000 | up | Backhaul to MH-DC-004 | SFP-10G-LR
WB-DC-017-PE-T4-01 | xe-0/0/5 | 10G SFP+ | 10000 | up | Backhaul to TS-DC-023 | SFP-10G-LR
WB-DC-017-PE-T4-01 | xe-0/0/6 | 10G SFP+ | 10000 | up | Uplink to WB-DC-017-AGG-R01 | SFP-10G-LR
WB-DC-017-PE-T4-01 | xe-0/0/7 | 10G SFP+ | 10000 | admin-down
WB-DC-017-PE-T4-01 | xe-0/0/8 | 10G SFP+ | 10000 | admin-down
WB-DC-017-PE-T4-01 | xe-0/0/9 | 10G SFP+ | 10000 | admin-down
WB-DC-017-PE-T4-01 | xe-0/0/10 | 10G SFP+ | 10000 | reserved
WB-DC-017-PE-T4-01 | xe-0/0/11 | 10G SFP+ | 10000 | admin-down
WB-DC-017-PE-T4-01 | et-0/1/0 | 100G QSFP28 | 100000 | up | Fabric to WB-DC-017-PE-T4-02 | QSFP28-100G-LR4
WB-DC-017-PE-T4-01 | et-0/1/1 | 100G QSFP28 | 100000 | up | Fabric to WB-DC-017-PE-T4-03 | QSFP28-100G-LR4
WB-DC-017-PE-T4-01 | et-0/1/2 | 100G QSFP28 | 100000 | up | Fabric to WB-DC-017-PE-T4-04 | QSFP28-100G-LR4
WB-DC-017-PE-T4-01 | et-0/1/3 | 100G QSFP28 | 100000 | admin-down
WB-DC-017-PE-T4-01 | ge-0/2/0 | 1G copper | 1000 | admin-down
WB-DC-017-PE-T4-01 | ge-0/2/1 | 1G copper | 1000 | admin-down
WB-DC-017-PE-T4-01 | ge-0/2/2 | 1G copper | 1000 | admin-down
WB-DC-017-PE-T4-01 | ge-0/2/3 | 1G copper | 1000 | admin-down
WB-DC-017-PE-T4-01 | ge-0/2/4 | 1G copper | 1000 | admin-down
WB-DC-017-PE-T4-01 | ge-0/2/5 | 1G copper | 1000 | admin-down
WB-DC-017-PE-T4-01 | ge-0/2/6 | 1G copper | 1000 | admin-down
WB-DC-017-PE-T4-01 | ge-0/2/7 | 1G copper | 1000 | admin-down
WB-DC-017-PE-T4-01 | ge-0/2/8 | 1G copper | 1000 | admin-down
WB-DC-017-PE-T4-01 | ge-0/2/9 | 1G copper | 1000 | admin-down
WB-DC-017-PE-T4-01 | ge-0/2/10 | 1G copper | 1000 | admin-down
WB-DC-017-PE-T4-01 | ge-0/2/11 | 1G copper | 1000 | admin-down
WB-DC-017-PE-T4-01 | ge-0/2/12 | 1G copper | 1000 | admin-down
WB-DC-017-PE-T4-01 | ge-0/2/13 | 1G copper | 1000 | admin-down
WB-DC-017-PE-T4-01 | ge-0/2/14 | 1G copper | 1000 | admin-down
WB-DC-017-PE-T4-01 | ge-0/2/15 | 1G copper | 1000 | admin-down
WB-DC-017-PE-T4-02 | xe-0/0/0 | 10G SFP+ | 10000 | admin-down
WB-DC-017-PE-T4-02 | xe-0/0/1 | 10G SFP+ | 10000 | up | Backhaul to MP-DC-014 | SFP-10G-LR
WB-DC-017-PE-T4-02 | xe-0/0/2 | 10G SFP+ | 10000 | up | Backhaul to TN-DC-022 | SFP-10G-LR
WB-DC-017-PE-T4-02 | xe-0/0/3 | 10G SFP+ | 10000 | up | Backhaul to TS-DC-023 | SFP-10G-LR
WB-DC-017-PE-T4-02 | xe-0/0/4 | 10G SFP+ | 10000 | up | Backhaul to KL-DC-024 | SFP-10G-LR
WB-DC-017-PE-T4-02 | xe-0/0/5 | 10G SFP+ | 10000 | up | Backhaul to MH-DC-003 | SFP-10G-LR
WB-DC-017-PE-T4-02 | xe-0/0/6 | 10G SFP+ | 10000 | up | Uplink to WB-DC-017-AGG-R01 | SFP-10G-LR
WB-DC-017-PE-T4-02 | xe-0/0/7 | 10G SFP+ | 10000 | up | Uplink to WB-DC-017-AGG-R02 | SFP-10G-LR
WB-DC-017-PE-T4-02 | xe-0/0/8 | 10G SFP+ | 10000 | admin-down
WB-DC-017-PE-T4-02 | xe-0/0/9 | 10G SFP+ | 10000 | admin-down
WB-DC-017-PE-T4-02 | xe-0/0/10 | 10G SFP+ | 10000 | admin-down
WB-DC-017-PE-T4-02 | xe-0/0/11 | 10G SFP+ | 10000 | admin-down
WB-DC-017-PE-T4-02 | et-0/1/0 | 100G QSFP28 | 100000 | up | Fabric to WB-DC-017-PE-T4-01 | QSFP28-100G-LR4
WB-DC-017-PE-T4-02 | et-0/1/1 | 100G QSFP28 | 100000 | up | Fabric to WB-DC-017-PE-T4-03 | QSFP28-100G-LR4
WB-DC-017-PE-T4-02 | et-0/1/2 | 100G QSFP28 | 100000 | up | Fabric to WB-DC-017-PE-T4-04 | QSFP28-100G-LR4
WB-DC-017-PE-T4-02 | et-0/1/3 | 100G QSFP28 | 100000 | admin-down
WB-DC-017-PE-T4-02 | ge-0/2/0 | 1G copper | 1000 | admin-down
WB-DC-017-PE-T4-02 | ge-0/2/1 | 1G copper | 1000 | admin-down
WB-DC-017-PE-T4-02 | ge-0/2/2 | 1G copper | 1000 | admin-down
WB-DC-017-PE-T4-02 | ge-0/2/3 | 1G copper | 1000 | admin-down
WB-DC-017-PE-T4-02 | ge-0/2/4 | 1G copper | 1000 | admin-down
WB-DC-017-PE-T4-02 | ge-0/2/5 | 1G copper | 1000 | admin-down
WB-DC-017-PE-T4-02 | ge-0/2/6 | 1G copper | 1000 | admin-down
WB-DC-017-PE-T4-02 | ge-0/2/7 | 1G copper | 1000 | admin-down
WB-DC-017-PE-T4-02 | ge-0/2/8 | 1G copper | 1000 | admin-down
WB-DC-017-PE-T4-02 | ge-0/2/9 | 1G copper | 1000 | admin-down
WB-DC-017-PE-T4-02 | ge-0/2/10 | 1G copper | 1000 | admin-down
WB-DC-017-PE-T4-02 | ge-0/2/11 | 1G copper | 1000 | reserved
WB-DC-017-PE-T4-02 | ge-0/2/12 | 1G copper | 1000 | admin-down
WB-DC-017-PE-T4-02 | ge-0/2/13 | 1G copper | 1000 | reserved
WB-DC-017-PE-T4-02 | ge-0/2/14 | 1G copper | 1000 | admin-down
WB-DC-017-PE-T4-02 | ge-0/2/15 | 1G copper | 1000 | admin-down
WB-DC-017-PE-T4-03 | 1/1/c1 | 10G SFP+ | 10000 | admin-down
WB-DC-017-PE-T4-03 | 1/1/c2 | 10G SFP+ | 10000 | up | Backhaul to HR-DC-011 | SFP-10G-LR
WB-DC-017-PE-T4-03 | 1/1/c3 | 10G SFP+ | 10000 | up | Backhaul to DL-DC-009 | SFP-10G-LR
WB-DC-017-PE-T4-03 | 1/1/c4 | 10G SFP+ | 10000 | up | Backhaul to MH-DC-003 | SFP-10G-LR
WB-DC-017-PE-T4-03 | 1/1/c5 | 10G SFP+ | 10000 | up | Backhaul to UP-DC-006 | SFP-10G-LR
WB-DC-017-PE-T4-03 | 1/1/c6 | 10G SFP+ | 10000 | up | Backhaul to UP-DC-005 | SFP-10G-LR
WB-DC-017-PE-T4-03 | 1/1/c7 | 10G SFP+ | 10000 | up | Uplink to WB-DC-017-AGG-R02 | SFP-10G-LR
WB-DC-017-PE-T4-03 | 1/1/c8 | 10G SFP+ | 10000 | admin-down
WB-DC-017-PE-T4-03 | 1/1/c9 | 10G SFP+ | 10000 | admin-down
WB-DC-017-PE-T4-03 | 1/1/c10 | 10G SFP+ | 10000 | admin-down
WB-DC-017-PE-T4-03 | 1/1/c11 | 10G SFP+ | 10000 | admin-down
WB-DC-017-PE-T4-03 | 1/1/c12 | 10G SFP+ | 10000 | admin-down
WB-DC-017-PE-T4-03 | 1/2/c1 | 100G QSFP28 | 100000 | up | Fabric to WB-DC-017-PE-T4-01 | QSFP28-100G-LR4
WB-DC-017-PE-T4-03 | 1/2/c2 | 100G QSFP28 | 100000 | up | Fabric to WB-DC-017-PE-T4-02 | QSFP28-100G-LR4
WB-DC-017-PE-T4-03 | 1/2/c3 | 100G QSFP28 | 100000 | up | Fabric to WB-DC-017-PE-T4-04 | QSFP28-100G-LR4
WB-DC-017-PE-T4-03 | 1/2/c4 | 100G QSFP28 | 100000 | admin-down
WB-DC-017-PE-T4-03 | 1/3/1 | 1G copper | 1000 | admin-down
WB-DC-017-PE-T4-03 | 1/3/2 | 1G copper | 1000 | admin-down
WB-DC-017-PE-T4-03 | 1/3/3 | 1G copper | 1000 | admin-down
WB-DC-017-PE-T4-03 | 1/3/4 | 1G copper | 1000 | admin-down
WB-DC-017-PE-T4-03 | 1/3/5 | 1G copper | 1000 | admin-down
WB-DC-017-PE-T4-03 | 1/3/6 | 1G copper | 1000 | admin-down
WB-DC-017-PE-T4-03 | 1/3/7 | 1G copper | 1000 | admin-down
WB-DC-017-PE-T4-03 | 1/3/8 | 1G copper | 1000 | admin-down
WB-DC-017-PE-T4-03 | 1/3/9 | 1G copper | 1000 | admin-down
WB-DC-017-PE-T4-03 | 1/3/10 | 1G copper | 1000 | admin-down
WB-DC-017-PE-T4-03 | 1/3/11 | 1G copper | 1000 | admin-down
WB-DC-017-PE-T4-03 | 1/3/12 | 1G copper | 1000 | admin-down
WB-DC-017-PE-T4-03 | 1/3/13 | 1G copper | 1000 | admin-down
WB-DC-017-PE-T4-03 | 1/3/14 | 1G copper | 1000 | admin-down
WB-DC-017-PE-T4-03 | 1/3/15 | 1G copper | 1000 | admin-down
WB-DC-017-PE-T4-03 | 1/3/16 | 1G copper | 1000 | admin-down
WB-DC-017-PE-T4-04 | 1/1/c1 | 10G SFP+ | 10000 | reserved
WB-DC-017-PE-T4-04 | 1/1/c2 | 10G SFP+ | 10000 | up | Backhaul to RJ-DC-015 | SFP-10G-LR
WB-DC-017-PE-T4-04 | 1/1/c3 | 10G SFP+ | 10000 | up | Backhaul to KA-DC-008 | SFP-10G-LR
WB-DC-017-PE-T4-04 | 1/1/c4 | 10G SFP+ | 10000 | up | Backhaul to BR-DC-019 | SFP-10G-LR
WB-DC-017-PE-T4-04 | 1/1/c5 | 10G SFP+ | 10000 | up | Backhaul to PB-DC-012 | SFP-10G-LR
WB-DC-017-PE-T4-04 | 1/1/c6 | 10G SFP+ | 10000 | up | Backhaul to TS-DC-023 | SFP-10G-LR
WB-DC-017-PE-T4-04 | 1/1/c7 | 10G SFP+ | 10000 | admin-down
WB-DC-017-PE-T4-04 | 1/1/c8 | 10G SFP+ | 10000 | admin-down
WB-DC-017-PE-T4-04 | 1/1/c9 | 10G SFP+ | 10000 | admin-down
WB-DC-017-PE-T4-04 | 1/1/c10 | 10G SFP+ | 10000 | admin-down
WB-DC-017-PE-T4-04 | 1/1/c11 | 10G SFP+ | 10000 | admin-down
WB-DC-017-PE-T4-04 | 1/1/c12 | 10G SFP+ | 10000 | admin-down
WB-DC-017-PE-T4-04 | 1/2/c1 | 100G QSFP28 | 100000 | up | Fabric to WB-DC-017-PE-T4-01 | QSFP28-100G-LR4
WB-DC-017-PE-T4-04 | 1/2/c2 | 100G QSFP28 | 100000 | up | Fabric to WB-DC-017-PE-T4-02 | QSFP28-100G-LR4
WB-DC-017-PE-T4-04 | 1/2/c3 | 100G QSFP28 | 100000 | up | Fabric to WB-DC-017-PE-T4-03 | QSFP28-100G-LR4
WB-DC-017-PE-T4-04 | 1/2/c4 | 100G QSFP28 | 100000 | admin-down
WB-DC-017-PE-T4-04 | 1/3/1 | 1G copper | 1000 | admin-down
WB-DC-017-PE-T4-04 | 1/3/2 | 1G copper | 1000 | admin-down
WB-DC-017-PE-T4-04 | 1/3/3 | 1G copper | 1000 | admin-down
WB-DC-017-PE-T4-04 | 1/3/4 | 1G copper | 1000 | reserved
WB-DC-017-PE-T4-04 | 1/3/5 | 1G copper | 1000 | admin-down
WB-DC-017-PE-T4-04 | 1/3/6 | 1G copper | 1000 | admin-down
WB-DC-017-PE-T4-04 | 1/3/7 | 1G copper | 1000 | admin-down
WB-DC-017-PE-T4-04 | 1/3/8 | 1G copper | 1000 | admin-down
WB-DC-017-PE-T4-04 | 1/3/9 | 1G copper | 1000 | admin-down
WB-DC-017-PE-T4-04 | 1/3/10 | 1G copper | 1000 | admin-down
WB-DC-017-PE-T4-04 | 1/3/11 | 1G copper | 1000 | admin-down
WB-DC-017-PE-T4-04 | 1/3/12 | 1G copper | 1000 | admin-down
WB-DC-017-PE-T4-04 | 1/3/13 | 1G copper | 1000 | admin-down
WB-DC-017-PE-T4-04 | 1/3/14 | 1G copper | 1000 | admin-down
WB-DC-017-PE-T4-04 | 1/3/15 | 1G copper | 1000 | admin-down
WB-DC-017-PE-T4-04 | 1/3/16 | 1G copper | 1000 | admin-down
WB-DC-017-FW-01 | port1 | 10G SFP+ | 10000 | up | Uplink to WB-DC-017-AGG-R01 | SFP-10G-LR
WB-DC-017-FW-01 | port2 | 10G SFP+ | 10000 | up | Uplink to WB-DC-017-AGG-R02 | SFP-10G-LR
WB-DC-017-FW-01 | port3 | 10G SFP+ | 10000 | admin-down
WB-DC-017-FW-01 | port4 | 10G SFP+ | 10000 | admin-down
WB-DC-017-FW-01 | port5 | 10G SFP+ | 10000 | admin-down
WB-DC-017-FW-01 | port6 | 10G SFP+ | 10000 | admin-down
WB-DC-017-FW-01 | port7 | 10G SFP+ | 10000 | admin-down
WB-DC-017-FW-01 | port8 | 10G SFP+ | 10000 | admin-down
WB-DC-017-OLA-01 | 1/2/c1 | 100G QSFP28 | 100000 | up | Uplink to WB-DC-017-AGG-R01 | QSFP28-100G-LR4
WB-DC-017-OLA-01 | 1/2/c2 | 100G QSFP28 | 100000 | admin-down
WB-DC-017-OLA-01 | 1/2/c3 | 100G QSFP28 | 100000 | admin-down
WB-DC-017-OLA-01 | 1/2/c4 | 100G QSFP28 | 100000 | admin-down
WB-DC-017-OLA-01 | 1/2/c5 | 100G QSFP28 | 100000 | admin-down
WB-DC-017-OLA-01 | 1/2/c6 | 100G QSFP28 | 100000 | admin-down
WB-DC-017-OLA-01 | 1/2/c7 | 100G QSFP28 | 100000 | admin-down
WB-DC-017-OLA-01 | 1/2/c8 | 100G QSFP28 | 100000 | admin-down
WB-DC-017-AGG-R01 | xe-0/0/0 | 10G SFP+ | 10000 | up | Uplink to WB-DC-017-FW-01 | SFP-10G-LR
WB-DC-017-AGG-R01 | xe-0/0/1 | 10G SFP+ | 10000 | up | Uplink to WB-DC-017-MMR-SW-01 | SFP-10G-LR
WB-DC-017-AGG-R01 | xe-0/0/2 | 10G SFP+ | 10000 | up | Uplink to WB-DC-017-MMR-SW-02 | SFP-10G-LR
WB-DC-017-AGG-R01 | xe-0/0/3 | 10G SFP+ | 10000 | up | Uplink to WB-DC-017-MMR-SW-03 | SFP-10G-LR
WB-DC-017-AGG-R01 | xe-0/0/4 | 10G SFP+ | 10000 | up | Uplink to WB-DC-017-MMR-SW-04 | SFP-10G-LR
WB-DC-017-AGG-R01 | xe-0/0/5 | 10G SFP+ | 10000 | admin-down
WB-DC-017-AGG-R01 | xe-0/0/6 | 10G SFP+ | 10000 | admin-down
WB-DC-017-AGG-R01 | xe-0/0/7 | 10G SFP+ | 10000 | admin-down
WB-DC-017-AGG-R01 | xe-0/0/8 | 10G SFP+ | 10000 | admin-down
WB-DC-017-AGG-R01 | xe-0/0/9 | 10G SFP+ | 10000 | admin-down
WB-DC-017-AGG-R01 | xe-0/0/10 | 10G SFP+ | 10000 | admin-down
WB-DC-017-AGG-R01 | xe-0/0/11 | 10G SFP+ | 10000 | admin-down
WB-DC-017-AGG-R01 | xe-0/0/12 | 10G SFP+ | 10000 | admin-down
WB-DC-017-AGG-R01 | xe-0/0/13 | 10G SFP+ | 10000 | admin-down
WB-DC-017-AGG-R01 | xe-0/0/14 | 10G SFP+ | 10000 | admin-down
WB-DC-017-AGG-R01 | xe-0/0/15 | 10G SFP+ | 10000 | admin-down
WB-DC-017-AGG-R01 | et-0/1/0 | 100G QSFP28 | 100000 | up | Uplink to WB-DC-017-PE-T4-01 | QSFP28-100G-LR4
WB-DC-017-AGG-R01 | et-0/1/1 | 100G QSFP28 | 100000 | up | Uplink to WB-DC-017-PE-T4-02 | QSFP28-100G-LR4
WB-DC-017-AGG-R01 | et-0/1/2 | 100G QSFP28 | 100000 | up | Uplink to WB-DC-017-OLA-01 | QSFP28-100G-LR4
WB-DC-017-AGG-R01 | et-0/1/3 | 100G QSFP28 | 100000 | admin-down
WB-DC-017-AGG-R01 | et-0/1/4 | 100G QSFP28 | 100000 | admin-down
WB-DC-017-AGG-R01 | et-0/1/5 | 100G QSFP28 | 100000 | admin-down
WB-DC-017-AGG-R01 | et-0/1/6 | 100G QSFP28 | 100000 | admin-down
WB-DC-017-AGG-R01 | et-0/1/7 | 100G QSFP28 | 100000 | admin-down
WB-DC-017-AGG-R02 | xe-0/0/0 | 10G SFP+ | 10000 | up | Uplink to WB-DC-017-FW-01 | SFP-10G-LR
WB-DC-017-AGG-R02 | xe-0/0/1 | 10G SFP+ | 10000 | up | Uplink to WB-DC-017-MMR-SW-01 | SFP-10G-LR
WB-DC-017-AGG-R02 | xe-0/0/2 | 10G SFP+ | 10000 | up | Uplink to WB-DC-017-MMR-SW-02 | SFP-10G-LR
WB-DC-017-AGG-R02 | xe-0/0/3 | 10G SFP+ | 10000 | up | Uplink to WB-DC-017-MMR-SW-03 | SFP-10G-LR
WB-DC-017-AGG-R02 | xe-0/0/4 | 10G SFP+ | 10000 | up | Uplink to WB-DC-017-MMR-SW-04 | SFP-10G-LR
WB-DC-017-AGG-R02 | xe-0/0/5 | 10G SFP+ | 10000 | admin-down
WB-DC-017-AGG-R02 | xe-0/0/6 | 10G SFP+ | 10000 | admin-down
WB-DC-017-AGG-R02 | xe-0/0/7 | 10G SFP+ | 10000 | admin-down
WB-DC-017-AGG-R02 | xe-0/0/8 | 10G SFP+ | 10000 | admin-down
WB-DC-017-AGG-R02 | xe-0/0/9 | 10G SFP+ | 10000 | admin-down
WB-DC-017-AGG-R02 | xe-0/0/10 | 10G SFP+ | 10000 | admin-down
WB-DC-017-AGG-R02 | xe-0/0/11 | 10G SFP+ | 10000 | admin-down
WB-DC-017-AGG-R02 | xe-0/0/12 | 10G SFP+ | 10000 | admin-down
WB-DC-017-AGG-R02 | xe-0/0/13 | 10G SFP+ | 10000 | admin-down
WB-DC-017-AGG-R02 | xe-0/0/14 | 10G SFP+ | 10000 | admin-down
WB-DC-017-AGG-R02 | xe-0/0/15 | 10G SFP+ | 10000 | admin-down
WB-DC-017-AGG-R02 | et-0/1/0 | 100G QSFP28 | 100000 | up | Uplink to WB-DC-017-PE-T4-02 | QSFP28-100G-LR4
WB-DC-017-AGG-R02 | et-0/1/1 | 100G QSFP28 | 100000 | up | Uplink to WB-DC-017-PE-T4-03 | QSFP28-100G-LR4
WB-DC-017-AGG-R02 | et-0/1/2 | 100G QSFP28 | 100000 | admin-down
WB-DC-017-AGG-R02 | et-0/1/3 | 100G QSFP28 | 100000 | admin-down
WB-DC-017-AGG-R02 | et-0/1/4 | 100G QSFP28 | 100000 | admin-down
WB-DC-017-AGG-R02 | et-0/1/5 | 100G QSFP28 | 100000 | admin-down
WB-DC-017-AGG-R02 | et-0/1/6 | 100G QSFP28 | 100000 | admin-down
WB-DC-017-AGG-R02 | et-0/1/7 | 100G QSFP28 | 100000 | admin-down
WB-DC-017-MMR-SW-01 | Te0/0/0/0 | 10G SFP+ | 10000 | up | Access to WB-DC-017-TOR-001 | SFP-10G-LR
WB-DC-017-MMR-SW-01 | Te0/0/0/1 | 10G SFP+ | 10000 | up | Server NIC
WB-DC-017-MMR-SW-01 | Te0/0/0/2 | 10G SFP+ | 10000 | admin-down
WB-DC-017-MMR-SW-01 | Te0/0/0/3 | 10G SFP+ | 10000 | up | Server NIC
WB-DC-017-MMR-SW-01 | Te0/0/0/4 | 10G SFP+ | 10000 | admin-down
WB-DC-017-MMR-SW-01 | Te0/0/0/5 | 10G SFP+ | 10000 | up | Server NIC
WB-DC-017-MMR-SW-01 | Te0/0/0/6 | 10G SFP+ | 10000 | admin-down
WB-DC-017-MMR-SW-01 | Te0/0/0/7 | 10G SFP+ | 10000 | up | Server NIC
WB-DC-017-MMR-SW-01 | Te0/0/0/8 | 10G SFP+ | 10000 | up | Server NIC
WB-DC-017-MMR-SW-01 | Te0/0/0/9 | 10G SFP+ | 10000 | up | Server NIC
WB-DC-017-MMR-SW-01 | Te0/0/0/10 | 10G SFP+ | 10000 | up | Server NIC
WB-DC-017-MMR-SW-01 | Te0/0/0/11 | 10G SFP+ | 10000 | admin-down
WB-DC-017-MMR-SW-01 | Te0/0/0/12 | 10G SFP+ | 10000 | up | Server NIC
WB-DC-017-MMR-SW-01 | Te0/0/0/13 | 10G SFP+ | 10000 | admin-down
WB-DC-017-MMR-SW-01 | Te0/0/0/14 | 10G SFP+ | 10000 | admin-down
WB-DC-017-MMR-SW-01 | Te0/0/0/15 | 10G SFP+ | 10000 | up | Server NIC
WB-DC-017-MMR-SW-01 | Te0/0/0/16 | 10G SFP+ | 10000 | up | Server NIC
WB-DC-017-MMR-SW-01 | Te0/0/0/17 | 10G SFP+ | 10000 | up | Server NIC
WB-DC-017-MMR-SW-01 | Te0/0/0/18 | 10G SFP+ | 10000 | up | Server NIC
WB-DC-017-MMR-SW-01 | Te0/0/0/19 | 10G SFP+ | 10000 | up | Server NIC
WB-DC-017-MMR-SW-01 | Te0/0/0/20 | 10G SFP+ | 10000 | up | Server NIC
WB-DC-017-MMR-SW-01 | Te0/0/0/21 | 10G SFP+ | 10000 | up | Server NIC
WB-DC-017-MMR-SW-01 | Te0/0/0/22 | 10G SFP+ | 10000 | admin-down
WB-DC-017-MMR-SW-01 | Te0/0/0/23 | 10G SFP+ | 10000 | admin-down
WB-DC-017-MMR-SW-01 | Te0/0/0/24 | 10G SFP+ | 10000 | up | Server NIC
WB-DC-017-MMR-SW-01 | Te0/0/0/25 | 10G SFP+ | 10000 | admin-down
WB-DC-017-MMR-SW-01 | Te0/0/0/26 | 10G SFP+ | 10000 | admin-down
WB-DC-017-MMR-SW-01 | Te0/0/0/27 | 10G SFP+ | 10000 | up | Server NIC
WB-DC-017-MMR-SW-01 | Te0/0/0/28 | 10G SFP+ | 10000 | up | Server NIC
WB-DC-017-MMR-SW-01 | Te0/0/0/29 | 10G SFP+ | 10000 | up | Server NIC
WB-DC-017-MMR-SW-01 | Te0/0/0/30 | 10G SFP+ | 10000 | up | Server NIC
WB-DC-017-MMR-SW-01 | Te0/0/0/31 | 10G SFP+ | 10000 | admin-down
WB-DC-017-MMR-SW-01 | Te0/0/0/32 | 10G SFP+ | 10000 | up | Server NIC
WB-DC-017-MMR-SW-01 | Te0/0/0/33 | 10G SFP+ | 10000 | up | Server NIC
WB-DC-017-MMR-SW-01 | Te0/0/0/34 | 10G SFP+ | 10000 | up | Server NIC
WB-DC-017-MMR-SW-01 | Te0/0/0/35 | 10G SFP+ | 10000 | up | Server NIC
WB-DC-017-MMR-SW-01 | Te0/0/0/36 | 10G SFP+ | 10000 | up | Server NIC
WB-DC-017-MMR-SW-01 | Te0/0/0/37 | 10G SFP+ | 10000 | up | Server NIC
WB-DC-017-MMR-SW-01 | Te0/0/0/38 | 10G SFP+ | 10000 | up | Server NIC
WB-DC-017-MMR-SW-01 | Te0/0/0/39 | 10G SFP+ | 10000 | up | Server NIC
WB-DC-017-MMR-SW-01 | Te0/0/0/40 | 10G SFP+ | 10000 | up | Server NIC
WB-DC-017-MMR-SW-01 | Te0/0/0/41 | 10G SFP+ | 10000 | admin-down
WB-DC-017-MMR-SW-01 | Te0/0/0/42 | 10G SFP+ | 10000 | admin-down
WB-DC-017-MMR-SW-01 | Te0/0/0/43 | 10G SFP+ | 10000 | up | Server NIC
WB-DC-017-MMR-SW-01 | Te0/0/0/44 | 10G SFP+ | 10000 | up | Server NIC
WB-DC-017-MMR-SW-01 | Te0/0/0/45 | 10G SFP+ | 10000 | admin-down
WB-DC-017-MMR-SW-01 | Te0/0/0/46 | 10G SFP+ | 10000 | up | Server NIC
WB-DC-017-MMR-SW-01 | Te0/0/0/47 | 10G SFP+ | 10000 | up | Server NIC
WB-DC-017-MMR-SW-01 | Hu0/0/1/0 | 100G QSFP28 | 100000 | up | Uplink to WB-DC-017-AGG-R01 | QSFP28-100G-LR4
WB-DC-017-MMR-SW-01 | Hu0/0/1/1 | 100G QSFP28 | 100000 | up | Uplink to WB-DC-017-AGG-R02 | QSFP28-100G-LR4
WB-DC-017-MMR-SW-01 | Hu0/0/1/2 | 100G QSFP28 | 100000 | admin-down
WB-DC-017-MMR-SW-01 | Hu0/0/1/3 | 100G QSFP28 | 100000 | admin-down
WB-DC-017-MMR-SW-02 | Te0/0/0/0 | 10G SFP+ | 10000 | up | Access to WB-DC-017-TOR-001 | SFP-10G-LR
WB-DC-017-MMR-SW-02 | Te0/0/0/1 | 10G SFP+ | 10000 | up | Access to WB-DC-017-TOR-002 | SFP-10G-LR
WB-DC-017-MMR-SW-02 | Te0/0/0/2 | 10G SFP+ | 10000 | up | Server NIC
WB-DC-017-MMR-SW-02 | Te0/0/0/3 | 10G SFP+ | 10000 | up | Server NIC
WB-DC-017-MMR-SW-02 | Te0/0/0/4 | 10G SFP+ | 10000 | up | Server NIC
WB-DC-017-MMR-SW-02 | Te0/0/0/5 | 10G SFP+ | 10000 | admin-down
WB-DC-017-MMR-SW-02 | Te0/0/0/6 | 10G SFP+ | 10000 | up | Server NIC
WB-DC-017-MMR-SW-02 | Te0/0/0/7 | 10G SFP+ | 10000 | up | Server NIC
WB-DC-017-MMR-SW-02 | Te0/0/0/8 | 10G SFP+ | 10000 | admin-down
WB-DC-017-MMR-SW-02 | Te0/0/0/9 | 10G SFP+ | 10000 | up | Server NIC
WB-DC-017-MMR-SW-02 | Te0/0/0/10 | 10G SFP+ | 10000 | admin-down
WB-DC-017-MMR-SW-02 | Te0/0/0/11 | 10G SFP+ | 10000 | up | Server NIC
WB-DC-017-MMR-SW-02 | Te0/0/0/12 | 10G SFP+ | 10000 | up | Server NIC
WB-DC-017-MMR-SW-02 | Te0/0/0/13 | 10G SFP+ | 10000 | up | Server NIC
WB-DC-017-MMR-SW-02 | Te0/0/0/14 | 10G SFP+ | 10000 | up | Server NIC
WB-DC-017-MMR-SW-02 | Te0/0/0/15 | 10G SFP+ | 10000 | admin-down
WB-DC-017-MMR-SW-02 | Te0/0/0/16 | 10G SFP+ | 10000 | admin-down
WB-DC-017-MMR-SW-02 | Te0/0/0/17 | 10G SFP+ | 10000 | up | Server NIC
WB-DC-017-MMR-SW-02 | Te0/0/0/18 | 10G SFP+ | 10000 | admin-down
WB-DC-017-MMR-SW-02 | Te0/0/0/19 | 10G SFP+ | 10000 | admin-down
WB-DC-017-MMR-SW-02 | Te0/0/0/20 | 10G SFP+ | 10000 | up | Server NIC
WB-DC-017-MMR-SW-02 | Te0/0/0/21 | 10G SFP+ | 10000 | up | Server NIC
WB-DC-017-MMR-SW-02 | Te0/0/0/22 | 10G SFP+ | 10000 | admin-down
WB-DC-017-MMR-SW-02 | Te0/0/0/23 | 10G SFP+ | 10000 | up | Server NIC
WB-DC-017-MMR-SW-02 | Te0/0/0/24 | 10G SFP+ | 10000 | up | Server NIC
WB-DC-017-MMR-SW-02 | Te0/0/0/25 | 10G SFP+ | 10000 | up | Server NIC
WB-DC-017-MMR-SW-02 | Te0/0/0/26 | 10G SFP+ | 10000 | admin-down
WB-DC-017-MMR-SW-02 | Te0/0/0/27 | 10G SFP+ | 10000 | up | Server NIC
WB-DC-017-MMR-SW-02 | Te0/0/0/28 | 10G SFP+ | 10000 | up | Server NIC
WB-DC-017-MMR-SW-02 | Te0/0/0/29 | 10G SFP+ | 10000 | up | Server NIC
WB-DC-017-MMR-SW-02 | Te0/0/0/30 | 10G SFP+ | 10000 | up | Server NIC
WB-DC-017-MMR-SW-02 | Te0/0/0/31 | 10G SFP+ | 10000 | admin-down
WB-DC-017-MMR-SW-02 | Te0/0/0/32 | 10G SFP+ | 10000 | admin-down
WB-DC-017-MMR-SW-02 | Te0/0/0/33 | 10G SFP+ | 10000 | up | Server NIC
WB-DC-017-MMR-SW-02 | Te0/0/0/34 | 10G SFP+ | 10000 | up | Server NIC
WB-DC-017-MMR-SW-02 | Te0/0/0/35 | 10G SFP+ | 10000 | admin-down
WB-DC-017-MMR-SW-02 | Te0/0/0/36 | 10G SFP+ | 10000 | admin-down
WB-DC-017-MMR-SW-02 | Te0/0/0/37 | 10G SFP+ | 10000 | admin-down
WB-DC-017-MMR-SW-02 | Te0/0/0/38 | 10G SFP+ | 10000 | up | Server NIC
WB-DC-017-MMR-SW-02 | Te0/0/0/39 | 10G SFP+ | 10000 | up | Server NIC
WB-DC-017-MMR-SW-02 | Te0/0/0/40 | 10G SFP+ | 10000 | admin-down
WB-DC-017-MMR-SW-02 | Te0/0/0/41 | 10G SFP+ | 10000 | up | Server NIC
WB-DC-017-MMR-SW-02 | Te0/0/0/42 | 10G SFP+ | 10000 | up | Server NIC
WB-DC-017-MMR-SW-02 | Te0/0/0/43 | 10G SFP+ | 10000 | up | Server NIC
WB-DC-017-MMR-SW-02 | Te0/0/0/44 | 10G SFP+ | 10000 | up | Server NIC
WB-DC-017-MMR-SW-02 | Te0/0/0/45 | 10G SFP+ | 10000 | admin-down
WB-DC-017-MMR-SW-02 | Te0/0/0/46 | 10G SFP+ | 10000 | admin-down
WB-DC-017-MMR-SW-02 | Te0/0/0/47 | 10G SFP+ | 10000 | up | Server NIC
WB-DC-017-MMR-SW-02 | Hu0/0/1/0 | 100G QSFP28 | 100000 | up | Uplink to WB-DC-017-AGG-R02 | QSFP28-100G-LR4
WB-DC-017-MMR-SW-02 | Hu0/0/1/1 | 100G QSFP28 | 100000 | up | Uplink to WB-DC-017-AGG-R01 | QSFP28-100G-LR4
WB-DC-017-MMR-SW-02 | Hu0/0/1/2 | 100G QSFP28 | 100000 | admin-down
WB-DC-017-MMR-SW-02 | Hu0/0/1/3 | 100G QSFP28 | 100000 | admin-down
WB-DC-017-MMR-SW-03 | xe-0/0/0 | 10G SFP+ | 10000 | up | Access to WB-DC-017-TOR-002 | SFP-10G-LR
WB-DC-017-MMR-SW-03 | xe-0/0/1 | 10G SFP+ | 10000 | up | Access to WB-DC-017-TOR-003 | SFP-10G-LR
WB-DC-017-MMR-SW-03 | xe-0/0/2 | 10G SFP+ | 10000 | admin-down
WB-DC-017-MMR-SW-03 | xe-0/0/3 | 10G SFP+ | 10000 | up | Server NIC
WB-DC-017-MMR-SW-03 | xe-0/0/4 | 10G SFP+ | 10000 | up | Server NIC
WB-DC-017-MMR-SW-03 | xe-0/0/5 | 10G SFP+ | 10000 | up | Server NIC
WB-DC-017-MMR-SW-03 | xe-0/0/6 | 10G SFP+ | 10000 | up | Server NIC
WB-DC-017-MMR-SW-03 | xe-0/0/7 | 10G SFP+ | 10000 | up | Server NIC
WB-DC-017-MMR-SW-03 | xe-0/0/8 | 10G SFP+ | 10000 | up | Server NIC
WB-DC-017-MMR-SW-03 | xe-0/0/9 | 10G SFP+ | 10000 | admin-down
WB-DC-017-MMR-SW-03 | xe-0/0/10 | 10G SFP+ | 10000 | up | Server NIC
WB-DC-017-MMR-SW-03 | xe-0/0/11 | 10G SFP+ | 10000 | up | Server NIC
WB-DC-017-MMR-SW-03 | xe-0/0/12 | 10G SFP+ | 10000 | admin-down
WB-DC-017-MMR-SW-03 | xe-0/0/13 | 10G SFP+ | 10000 | admin-down
WB-DC-017-MMR-SW-03 | xe-0/0/14 | 10G SFP+ | 10000 | up | Server NIC
WB-DC-017-MMR-SW-03 | xe-0/0/15 | 10G SFP+ | 10000 | up | Server NIC
WB-DC-017-MMR-SW-03 | xe-0/0/16 | 10G SFP+ | 10000 | up | Server NIC
WB-DC-017-MMR-SW-03 | xe-0/0/17 | 10G SFP+ | 10000 | admin-down
WB-DC-017-MMR-SW-03 | xe-0/0/18 | 10G SFP+ | 10000 | admin-down
WB-DC-017-MMR-SW-03 | xe-0/0/19 | 10G SFP+ | 10000 | up | Server NIC
WB-DC-017-MMR-SW-03 | xe-0/0/20 | 10G SFP+ | 10000 | up | Server NIC
WB-DC-017-MMR-SW-03 | xe-0/0/21 | 10G SFP+ | 10000 | up | Server NIC
WB-DC-017-MMR-SW-03 | xe-0/0/22 | 10G SFP+ | 10000 | admin-down
WB-DC-017-MMR-SW-03 | xe-0/0/23 | 10G SFP+ | 10000 | up | Server NIC
WB-DC-017-MMR-SW-03 | xe-0/0/24 | 10G SFP+ | 10000 | up | Server NIC
WB-DC-017-MMR-SW-03 | xe-0/0/25 | 10G SFP+ | 10000 | admin-down
WB-DC-017-MMR-SW-03 | xe-0/0/26 | 10G SFP+ | 10000 | up | Server NIC
WB-DC-017-MMR-SW-03 | xe-0/0/27 | 10G SFP+ | 10000 | admin-down
WB-DC-017-MMR-SW-03 | xe-0/0/28 | 10G SFP+ | 10000 | admin-down
WB-DC-017-MMR-SW-03 | xe-0/0/29 | 10G SFP+ | 10000 | up | Server NIC
WB-DC-017-MMR-SW-03 | xe-0/0/30 | 10G SFP+ | 10000 | admin-down
WB-DC-017-MMR-SW-03 | xe-0/0/31 | 10G SFP+ | 10000 | up | Server NIC
WB-DC-017-MMR-SW-03 | xe-0/0/32 | 10G SFP+ | 10000 | up | Server NIC
WB-DC-017-MMR-SW-03 | xe-0/0/33 | 10G SFP+ | 10000 | up | Server NIC
WB-DC-017-MMR-SW-03 | xe-0/0/34 | 10G SFP+ | 10000 | up | Server NIC
WB-DC-017-MMR-SW-03 | xe-0/0/35 | 10G SFP+ | 10000 | up | Server NIC
WB-DC-017-MMR-SW-03 | xe-0/0/36 | 10G SFP+ | 10000 | admin-down
WB-DC-017-MMR-SW-03 | xe-0/0/37 | 10G SFP+ | 10000 | admin-down
WB-DC-017-MMR-SW-03 | xe-0/0/38 | 10G SFP+ | 10000 | up | Server NIC
WB-DC-017-MMR-SW-03 | xe-0/0/39 | 10G SFP+ | 10000 | up | Server NIC
WB-DC-017-MMR-SW-03 | xe-0/0/40 | 10G SFP+ | 10000 | admin-down
WB-DC-017-MMR-SW-03 | xe-0/0/41 | 10G SFP+ | 10000 | up | Server NIC
WB-DC-017-MMR-SW-03 | xe-0/0/42 | 10G SFP+ | 10000 | admin-down
WB-DC-017-MMR-SW-03 | xe-0/0/43 | 10G SFP+ | 10000 | up | Server NIC
WB-DC-017-MMR-SW-03 | xe-0/0/44 | 10G SFP+ | 10000 | admin-down
WB-DC-017-MMR-SW-03 | xe-0/0/45 | 10G SFP+ | 10000 | up | Server NIC
WB-DC-017-MMR-SW-03 | xe-0/0/46 | 10G SFP+ | 10000 | up | Server NIC
WB-DC-017-MMR-SW-03 | xe-0/0/47 | 10G SFP+ | 10000 | admin-down
WB-DC-017-MMR-SW-03 | et-0/1/0 | 100G QSFP28 | 100000 | up | Uplink to WB-DC-017-AGG-R01 | QSFP28-100G-LR4
WB-DC-017-MMR-SW-03 | et-0/1/1 | 100G QSFP28 | 100000 | up | Uplink to WB-DC-017-AGG-R02 | QSFP28-100G-LR4
WB-DC-017-MMR-SW-03 | et-0/1/2 | 100G QSFP28 | 100000 | admin-down
WB-DC-017-MMR-SW-03 | et-0/1/3 | 100G QSFP28 | 100000 | admin-down
WB-DC-017-MMR-SW-04 | xe-0/0/0 | 10G SFP+ | 10000 | up | Access to WB-DC-017-TOR-003 | SFP-10G-LR
WB-DC-017-MMR-SW-04 | xe-0/0/1 | 10G SFP+ | 10000 | admin-down
WB-DC-017-MMR-SW-04 | xe-0/0/2 | 10G SFP+ | 10000 | up | Server NIC
WB-DC-017-MMR-SW-04 | xe-0/0/3 | 10G SFP+ | 10000 | up | Server NIC
WB-DC-017-MMR-SW-04 | xe-0/0/4 | 10G SFP+ | 10000 | up | Server NIC
WB-DC-017-MMR-SW-04 | xe-0/0/5 | 10G SFP+ | 10000 | up | Server NIC
WB-DC-017-MMR-SW-04 | xe-0/0/6 | 10G SFP+ | 10000 | up | Server NIC
WB-DC-017-MMR-SW-04 | xe-0/0/7 | 10G SFP+ | 10000 | admin-down
WB-DC-017-MMR-SW-04 | xe-0/0/8 | 10G SFP+ | 10000 | admin-down
WB-DC-017-MMR-SW-04 | xe-0/0/9 | 10G SFP+ | 10000 | up | Server NIC
WB-DC-017-MMR-SW-04 | xe-0/0/10 | 10G SFP+ | 10000 | reserved
WB-DC-017-MMR-SW-04 | xe-0/0/11 | 10G SFP+ | 10000 | up | Server NIC
WB-DC-017-MMR-SW-04 | xe-0/0/12 | 10G SFP+ | 10000 | up | Server NIC
WB-DC-017-MMR-SW-04 | xe-0/0/13 | 10G SFP+ | 10000 | up | Server NIC
WB-DC-017-MMR-SW-04 | xe-0/0/14 | 10G SFP+ | 10000 | up | Server NIC
WB-DC-017-MMR-SW-04 | xe-0/0/15 | 10G SFP+ | 10000 | up | Server NIC
WB-DC-017-MMR-SW-04 | xe-0/0/16 | 10G SFP+ | 10000 | admin-down
WB-DC-017-MMR-SW-04 | xe-0/0/17 | 10G SFP+ | 10000 | up | Server NIC
WB-DC-017-MMR-SW-04 | xe-0/0/18 | 10G SFP+ | 10000 | up | Server NIC
WB-DC-017-MMR-SW-04 | xe-0/0/19 | 10G SFP+ | 10000 | up | Server NIC
WB-DC-017-MMR-SW-04 | xe-0/0/20 | 10G SFP+ | 10000 | admin-down
WB-DC-017-MMR-SW-04 | xe-0/0/21 | 10G SFP+ | 10000 | up | Server NIC
WB-DC-017-MMR-SW-04 | xe-0/0/22 | 10G SFP+ | 10000 | up | Server NIC
WB-DC-017-MMR-SW-04 | xe-0/0/23 | 10G SFP+ | 10000 | admin-down
WB-DC-017-MMR-SW-04 | xe-0/0/24 | 10G SFP+ | 10000 | admin-down
WB-DC-017-MMR-SW-04 | xe-0/0/25 | 10G SFP+ | 10000 | up | Server NIC
WB-DC-017-MMR-SW-04 | xe-0/0/26 | 10G SFP+ | 10000 | admin-down
WB-DC-017-MMR-SW-04 | xe-0/0/27 | 10G SFP+ | 10000 | up | Server NIC
WB-DC-017-MMR-SW-04 | xe-0/0/28 | 10G SFP+ | 10000 | admin-down
WB-DC-017-MMR-SW-04 | xe-0/0/29 | 10G SFP+ | 10000 | admin-down
WB-DC-017-MMR-SW-04 | xe-0/0/30 | 10G SFP+ | 10000 | up | Server NIC
WB-DC-017-MMR-SW-04 | xe-0/0/31 | 10G SFP+ | 10000 | admin-down
WB-DC-017-MMR-SW-04 | xe-0/0/32 | 10G SFP+ | 10000 | up | Server NIC
WB-DC-017-MMR-SW-04 | xe-0/0/33 | 10G SFP+ | 10000 | admin-down
WB-DC-017-MMR-SW-04 | xe-0/0/34 | 10G SFP+ | 10000 | up | Server NIC
WB-DC-017-MMR-SW-04 | xe-0/0/35 | 10G SFP+ | 10000 | up | Server NIC
WB-DC-017-MMR-SW-04 | xe-0/0/36 | 10G SFP+ | 10000 | up | Server NIC
WB-DC-017-MMR-SW-04 | xe-0/0/37 | 10G SFP+ | 10000 | up | Server NIC
WB-DC-017-MMR-SW-04 | xe-0/0/38 | 10G SFP+ | 10000 | up | Server NIC
WB-DC-017-MMR-SW-04 | xe-0/0/39 | 10G SFP+ | 10000 | admin-down
WB-DC-017-MMR-SW-04 | xe-0/0/40 | 10G SFP+ | 10000 | up | Server NIC
WB-DC-017-MMR-SW-04 | xe-0/0/41 | 10G SFP+ | 10000 | up | Server NIC
WB-DC-017-MMR-SW-04 | xe-0/0/42 | 10G SFP+ | 10000 | admin-down
WB-DC-017-MMR-SW-04 | xe-0/0/43 | 10G SFP+ | 10000 | up | Server NIC
WB-DC-017-MMR-SW-04 | xe-0/0/44 | 10G SFP+ | 10000 | up | Server NIC
WB-DC-017-MMR-SW-04 | xe-0/0/45 | 10G SFP+ | 10000 | up | Server NIC
WB-DC-017-MMR-SW-04 | xe-0/0/46 | 10G SFP+ | 10000 | up | Server NIC
WB-DC-017-MMR-SW-04 | xe-0/0/47 | 10G SFP+ | 10000 | up | Server NIC
WB-DC-017-MMR-SW-04 | et-0/1/0 | 100G QSFP28 | 100000 | up | Uplink to WB-DC-017-AGG-R02 | QSFP28-100G-LR4
WB-DC-017-MMR-SW-04 | et-0/1/1 | 100G QSFP28 | 100000 | up | Uplink to WB-DC-017-AGG-R01 | QSFP28-100G-LR4
WB-DC-017-MMR-SW-04 | et-0/1/2 | 100G QSFP28 | 100000 | admin-down
WB-DC-017-MMR-SW-04 | et-0/1/3 | 100G QSFP28 | 100000 | admin-down
WB-DC-017-TOR-001 | Te0/0/0/0 | 10G SFP+ | 10000 | up | Access to WB-DC-017-MMR-SW-01 | SFP-10G-LR
WB-DC-017-TOR-001 | Te0/0/0/1 | 10G SFP+ | 10000 | up | Access to WB-DC-017-MMR-SW-02 | SFP-10G-LR
WB-DC-017-TOR-001 | Te0/0/0/2 | 10G SFP+ | 10000 | up | Server NIC
WB-DC-017-TOR-001 | Te0/0/0/3 | 10G SFP+ | 10000 | up | Server NIC
WB-DC-017-TOR-001 | Te0/0/0/4 | 10G SFP+ | 10000 | up | Server NIC
WB-DC-017-TOR-001 | Te0/0/0/5 | 10G SFP+ | 10000 | up | Server NIC
WB-DC-017-TOR-001 | Te0/0/0/6 | 10G SFP+ | 10000 | admin-down
WB-DC-017-TOR-001 | Te0/0/0/7 | 10G SFP+ | 10000 | admin-down
WB-DC-017-TOR-001 | Te0/0/0/8 | 10G SFP+ | 10000 | up | Server NIC
WB-DC-017-TOR-001 | Te0/0/0/9 | 10G SFP+ | 10000 | admin-down
WB-DC-017-TOR-001 | Te0/0/0/10 | 10G SFP+ | 10000 | up | Server NIC
WB-DC-017-TOR-001 | Te0/0/0/11 | 10G SFP+ | 10000 | admin-down
WB-DC-017-TOR-001 | Te0/0/0/12 | 10G SFP+ | 10000 | admin-down
WB-DC-017-TOR-001 | Te0/0/0/13 | 10G SFP+ | 10000 | admin-down
WB-DC-017-TOR-001 | Te0/0/0/14 | 10G SFP+ | 10000 | admin-down
WB-DC-017-TOR-001 | Te0/0/0/15 | 10G SFP+ | 10000 | up | Server NIC
WB-DC-017-TOR-001 | Te0/0/0/16 | 10G SFP+ | 10000 | up | Server NIC
WB-DC-017-TOR-001 | Te0/0/0/17 | 10G SFP+ | 10000 | up | Server NIC
WB-DC-017-TOR-001 | Te0/0/0/18 | 10G SFP+ | 10000 | up | Server NIC
WB-DC-017-TOR-001 | Te0/0/0/19 | 10G SFP+ | 10000 | up | Server NIC
WB-DC-017-TOR-001 | Te0/0/0/20 | 10G SFP+ | 10000 | up | Server NIC
WB-DC-017-TOR-001 | Te0/0/0/21 | 10G SFP+ | 10000 | admin-down
WB-DC-017-TOR-001 | Te0/0/0/22 | 10G SFP+ | 10000 | admin-down
WB-DC-017-TOR-001 | Te0/0/0/23 | 10G SFP+ | 10000 | up | Server NIC
WB-DC-017-TOR-001 | Hu0/0/1/0 | 100G QSFP28 | 100000 | admin-down
WB-DC-017-TOR-001 | Hu0/0/1/1 | 100G QSFP28 | 100000 | admin-down
WB-DC-017-TOR-002 | xe-0/0/0 | 10G SFP+ | 10000 | up | Access to WB-DC-017-MMR-SW-02 | SFP-10G-LR
WB-DC-017-TOR-002 | xe-0/0/1 | 10G SFP+ | 10000 | up | Access to WB-DC-017-MMR-SW-03 | SFP-10G-LR
WB-DC-017-TOR-002 | xe-0/0/2 | 10G SFP+ | 10000 | up | Server NIC
WB-DC-017-TOR-002 | xe-0/0/3 | 10G SFP+ | 10000 | up | Server NIC
WB-DC-017-TOR-002 | xe-0/0/4 | 10G SFP+ | 10000 | admin-down
WB-DC-017-TOR-002 | xe-0/0/5 | 10G SFP+ | 10000 | up | Server NIC
WB-DC-017-TOR-002 | xe-0/0/6 | 10G SFP+ | 10000 | up | Server NIC
WB-DC-017-TOR-002 | xe-0/0/7 | 10G SFP+ | 10000 | up | Server NIC
WB-DC-017-TOR-002 | xe-0/0/8 | 10G SFP+ | 10000 | admin-down
WB-DC-017-TOR-002 | xe-0/0/9 | 10G SFP+ | 10000 | admin-down
WB-DC-017-TOR-002 | xe-0/0/10 | 10G SFP+ | 10000 | admin-down
WB-DC-017-TOR-002 | xe-0/0/11 | 10G SFP+ | 10000 | admin-down
WB-DC-017-TOR-002 | xe-0/0/12 | 10G SFP+ | 10000 | up | Server NIC
WB-DC-017-TOR-002 | xe-0/0/13 | 10G SFP+ | 10000 | up | Server NIC
WB-DC-017-TOR-002 | xe-0/0/14 | 10G SFP+ | 10000 | up | Server NIC
WB-DC-017-TOR-002 | xe-0/0/15 | 10G SFP+ | 10000 | up | Server NIC
WB-DC-017-TOR-002 | xe-0/0/16 | 10G SFP+ | 10000 | reserved
WB-DC-017-TOR-002 | xe-0/0/17 | 10G SFP+ | 10000 | admin-down
WB-DC-017-TOR-002 | xe-0/0/18 | 10G SFP+ | 10000 | admin-down
WB-DC-017-TOR-002 | xe-0/0/19 | 10G SFP+ | 10000 | up | Server NIC
WB-DC-017-TOR-002 | xe-0/0/20 | 10G SFP+ | 10000 | admin-down
WB-DC-017-TOR-002 | xe-0/0/21 | 10G SFP+ | 10000 | admin-down
WB-DC-017-TOR-002 | xe-0/0/22 | 10G SFP+ | 10000 | admin-down
WB-DC-017-TOR-002 | xe-0/0/23 | 10G SFP+ | 10000 | up | Server NIC
WB-DC-017-TOR-002 | et-0/1/0 | 100G QSFP28 | 100000 | reserved
WB-DC-017-TOR-002 | et-0/1/1 | 100G QSFP28 | 100000 | reserved
WB-DC-017-TOR-003 | xe-0/0/0 | 10G SFP+ | 10000 | up | Access to WB-DC-017-MMR-SW-03 | SFP-10G-LR
WB-DC-017-TOR-003 | xe-0/0/1 | 10G SFP+ | 10000 | up | Access to WB-DC-017-MMR-SW-04 | SFP-10G-LR
WB-DC-017-TOR-003 | xe-0/0/2 | 10G SFP+ | 10000 | up | Server NIC
WB-DC-017-TOR-003 | xe-0/0/3 | 10G SFP+ | 10000 | up | Server NIC
WB-DC-017-TOR-003 | xe-0/0/4 | 10G SFP+ | 10000 | admin-down
WB-DC-017-TOR-003 | xe-0/0/5 | 10G SFP+ | 10000 | up | Server NIC
WB-DC-017-TOR-003 | xe-0/0/6 | 10G SFP+ | 10000 | up | Server NIC
WB-DC-017-TOR-003 | xe-0/0/7 | 10G SFP+ | 10000 | admin-down
WB-DC-017-TOR-003 | xe-0/0/8 | 10G SFP+ | 10000 | admin-down
WB-DC-017-TOR-003 | xe-0/0/9 | 10G SFP+ | 10000 | up | Server NIC
WB-DC-017-TOR-003 | xe-0/0/10 | 10G SFP+ | 10000 | admin-down
WB-DC-017-TOR-003 | xe-0/0/11 | 10G SFP+ | 10000 | up | Server NIC
WB-DC-017-TOR-003 | xe-0/0/12 | 10G SFP+ | 10000 | up | Server NIC
WB-DC-017-TOR-003 | xe-0/0/13 | 10G SFP+ | 10000 | admin-down
WB-DC-017-TOR-003 | xe-0/0/14 | 10G SFP+ | 10000 | admin-down
WB-DC-017-TOR-003 | xe-0/0/15 | 10G SFP+ | 10000 | up | Server NIC
WB-DC-017-TOR-003 | xe-0/0/16 | 10G SFP+ | 10000 | up | Server NIC
WB-DC-017-TOR-003 | xe-0/0/17 | 10G SFP+ | 10000 | up | Server NIC
WB-DC-017-TOR-003 | xe-0/0/18 | 10G SFP+ | 10000 | up | Server NIC
WB-DC-017-TOR-003 | xe-0/0/19 | 10G SFP+ | 10000 | up | Server NIC
WB-DC-017-TOR-003 | xe-0/0/20 | 10G SFP+ | 10000 | up | Server NIC
WB-DC-017-TOR-003 | xe-0/0/21 | 10G SFP+ | 10000 | admin-down
WB-DC-017-TOR-003 | xe-0/0/22 | 10G SFP+ | 10000 | up | Server NIC
WB-DC-017-TOR-003 | xe-0/0/23 | 10G SFP+ | 10000 | admin-down
WB-DC-017-TOR-003 | et-0/1/0 | 100G QSFP28 | 100000 | admin-down
WB-DC-017-TOR-003 | et-0/1/1 | 100G QSFP28 | 100000 | admin-down
OD-DC-018-PE-T4-01 | xe-0/0/0 | 10G SFP+ | 10000 | admin-down
OD-DC-018-PE-T4-01 | xe-0/0/1 | 10G SFP+ | 10000 | up | Backhaul to BR-DC-019 | SFP-10G-LR
OD-DC-018-PE-T4-01 | xe-0/0/2 | 10G SFP+ | 10000 | up | Backhaul to KA-DC-008 | SFP-10G-LR
OD-DC-018-PE-T4-01 | xe-0/0/3 | 10G SFP+ | 10000 | up | Backhaul to AP-DC-010 | SFP-10G-LR
OD-DC-018-PE-T4-01 | xe-0/0/4 | 10G SFP+ | 10000 | up | Backhaul to KA-DC-020 | SFP-10G-LR
OD-DC-018-PE-T4-01 | xe-0/0/5 | 10G SFP+ | 10000 | up | Backhaul to WB-DC-016 | SFP-10G-LR
OD-DC-018-PE-T4-01 | xe-0/0/6 | 10G SFP+ | 10000 | up | Uplink to OD-DC-018-AGG-R01 | SFP-10G-LR
OD-DC-018-PE-T4-01 | xe-0/0/7 | 10G SFP+ | 10000 | admin-down
OD-DC-018-PE-T4-01 | xe-0/0/8 | 10G SFP+ | 10000 | admin-down
OD-DC-018-PE-T4-01 | xe-0/0/9 | 10G SFP+ | 10000 | admin-down
OD-DC-018-PE-T4-01 | xe-0/0/10 | 10G SFP+ | 10000 | admin-down
OD-DC-018-PE-T4-01 | xe-0/0/11 | 10G SFP+ | 10000 | admin-down
OD-DC-018-PE-T4-01 | et-0/1/0 | 100G QSFP28 | 100000 | up | Fabric to OD-DC-018-PE-T4-02 | QSFP28-100G-LR4
OD-DC-018-PE-T4-01 | et-0/1/1 | 100G QSFP28 | 100000 | up | Fabric to OD-DC-018-PE-T4-03 | QSFP28-100G-LR4
OD-DC-018-PE-T4-01 | et-0/1/2 | 100G QSFP28 | 100000 | up | Fabric to OD-DC-018-PE-T4-04 | QSFP28-100G-LR4
OD-DC-018-PE-T4-01 | et-0/1/3 | 100G QSFP28 | 100000 | admin-down
OD-DC-018-PE-T4-01 | ge-0/2/0 | 1G copper | 1000 | admin-down
OD-DC-018-PE-T4-01 | ge-0/2/1 | 1G copper | 1000 | admin-down
OD-DC-018-PE-T4-01 | ge-0/2/2 | 1G copper | 1000 | admin-down
OD-DC-018-PE-T4-01 | ge-0/2/3 | 1G copper | 1000 | admin-down
OD-DC-018-PE-T4-01 | ge-0/2/4 | 1G copper | 1000 | admin-down
OD-DC-018-PE-T4-01 | ge-0/2/5 | 1G copper | 1000 | admin-down
OD-DC-018-PE-T4-01 | ge-0/2/6 | 1G copper | 1000 | reserved
OD-DC-018-PE-T4-01 | ge-0/2/7 | 1G copper | 1000 | admin-down
OD-DC-018-PE-T4-01 | ge-0/2/8 | 1G copper | 1000 | admin-down
OD-DC-018-PE-T4-01 | ge-0/2/9 | 1G copper | 1000 | reserved
OD-DC-018-PE-T4-01 | ge-0/2/10 | 1G copper | 1000 | admin-down
OD-DC-018-PE-T4-01 | ge-0/2/11 | 1G copper | 1000 | admin-down
OD-DC-018-PE-T4-01 | ge-0/2/12 | 1G copper | 1000 | admin-down
OD-DC-018-PE-T4-01 | ge-0/2/13 | 1G copper | 1000 | admin-down
OD-DC-018-PE-T4-01 | ge-0/2/14 | 1G copper | 1000 | admin-down
OD-DC-018-PE-T4-01 | ge-0/2/15 | 1G copper | 1000 | admin-down
OD-DC-018-PE-T4-02 | xe-0/0/0 | 10G SFP+ | 10000 | admin-down
OD-DC-018-PE-T4-02 | xe-0/0/1 | 10G SFP+ | 10000 | up | Backhaul to WB-DC-017 | SFP-10G-LR
OD-DC-018-PE-T4-02 | xe-0/0/2 | 10G SFP+ | 10000 | up | Backhaul to KA-DC-020 | SFP-10G-LR
OD-DC-018-PE-T4-02 | xe-0/0/3 | 10G SFP+ | 10000 | up | Backhaul to MH-DC-002 | SFP-10G-LR
OD-DC-018-PE-T4-02 | xe-0/0/4 | 10G SFP+ | 10000 | up | Backhaul to HR-DC-011 | SFP-10G-LR
OD-DC-018-PE-T4-02 | xe-0/0/5 | 10G SFP+ | 10000 | up | Backhaul to DL-DC-009 | SFP-10G-LR
OD-DC-018-PE-T4-02 | xe-0/0/6 | 10G SFP+ | 10000 | up | Uplink to OD-DC-018-AGG-R01 | SFP-10G-LR
OD-DC-018-PE-T4-02 | xe-0/0/7 | 10G SFP+ | 10000 | up | Uplink to OD-DC-018-AGG-R02 | SFP-10G-LR
OD-DC-018-PE-T4-02 | xe-0/0/8 | 10G SFP+ | 10000 | admin-down
OD-DC-018-PE-T4-02 | xe-0/0/9 | 10G SFP+ | 10000 | admin-down
OD-DC-018-PE-T4-02 | xe-0/0/10 | 10G SFP+ | 10000 | admin-down
OD-DC-018-PE-T4-02 | xe-0/0/11 | 10G SFP+ | 10000 | admin-down
OD-DC-018-PE-T4-02 | et-0/1/0 | 100G QSFP28 | 100000 | up | Fabric to OD-DC-018-PE-T4-01 | QSFP28-100G-LR4
OD-DC-018-PE-T4-02 | et-0/1/1 | 100G QSFP28 | 100000 | up | Fabric to OD-DC-018-PE-T4-03 | QSFP28-100G-LR4
OD-DC-018-PE-T4-02 | et-0/1/2 | 100G QSFP28 | 100000 | up | Fabric to OD-DC-018-PE-T4-04 | QSFP28-100G-LR4
OD-DC-018-PE-T4-02 | et-0/1/3 | 100G QSFP28 | 100000 | admin-down
OD-DC-018-PE-T4-02 | ge-0/2/0 | 1G copper | 1000 | admin-down
OD-DC-018-PE-T4-02 | ge-0/2/1 | 1G copper | 1000 | admin-down
OD-DC-018-PE-T4-02 | ge-0/2/2 | 1G copper | 1000 | admin-down
OD-DC-018-PE-T4-02 | ge-0/2/3 | 1G copper | 1000 | admin-down
OD-DC-018-PE-T4-02 | ge-0/2/4 | 1G copper | 1000 | admin-down
OD-DC-018-PE-T4-02 | ge-0/2/5 | 1G copper | 1000 | admin-down
OD-DC-018-PE-T4-02 | ge-0/2/6 | 1G copper | 1000 | admin-down
OD-DC-018-PE-T4-02 | ge-0/2/7 | 1G copper | 1000 | admin-down
OD-DC-018-PE-T4-02 | ge-0/2/8 | 1G copper | 1000 | admin-down
OD-DC-018-PE-T4-02 | ge-0/2/9 | 1G copper | 1000 | admin-down
OD-DC-018-PE-T4-02 | ge-0/2/10 | 1G copper | 1000 | admin-down
OD-DC-018-PE-T4-02 | ge-0/2/11 | 1G copper | 1000 | admin-down
OD-DC-018-PE-T4-02 | ge-0/2/12 | 1G copper | 1000 | admin-down
OD-DC-018-PE-T4-02 | ge-0/2/13 | 1G copper | 1000 | admin-down
OD-DC-018-PE-T4-02 | ge-0/2/14 | 1G copper | 1000 | admin-down
OD-DC-018-PE-T4-02 | ge-0/2/15 | 1G copper | 1000 | admin-down
OD-DC-018-PE-T4-03 | xe-0/0/0 | 10G SFP+ | 10000 | admin-down
OD-DC-018-PE-T4-03 | xe-0/0/1 | 10G SFP+ | 10000 | up | Backhaul to HR-DC-011 | SFP-10G-LR
OD-DC-018-PE-T4-03 | xe-0/0/2 | 10G SFP+ | 10000 | up | Backhaul to KA-DC-020 | SFP-10G-LR
OD-DC-018-PE-T4-03 | xe-0/0/3 | 10G SFP+ | 10000 | up | Backhaul to KA-DC-008 | SFP-10G-LR
OD-DC-018-PE-T4-03 | xe-0/0/4 | 10G SFP+ | 10000 | up | Backhaul to TS-DC-023 | SFP-10G-LR
OD-DC-018-PE-T4-03 | xe-0/0/5 | 10G SFP+ | 10000 | up | Backhaul to MH-DC-002 | SFP-10G-LR
OD-DC-018-PE-T4-03 | xe-0/0/6 | 10G SFP+ | 10000 | up | Uplink to OD-DC-018-AGG-R02 | SFP-10G-LR
OD-DC-018-PE-T4-03 | xe-0/0/7 | 10G SFP+ | 10000 | admin-down
OD-DC-018-PE-T4-03 | xe-0/0/8 | 10G SFP+ | 10000 | admin-down
OD-DC-018-PE-T4-03 | xe-0/0/9 | 10G SFP+ | 10000 | admin-down
OD-DC-018-PE-T4-03 | xe-0/0/10 | 10G SFP+ | 10000 | admin-down
OD-DC-018-PE-T4-03 | xe-0/0/11 | 10G SFP+ | 10000 | admin-down
OD-DC-018-PE-T4-03 | et-0/1/0 | 100G QSFP28 | 100000 | up | Fabric to OD-DC-018-PE-T4-01 | QSFP28-100G-LR4
OD-DC-018-PE-T4-03 | et-0/1/1 | 100G QSFP28 | 100000 | up | Fabric to OD-DC-018-PE-T4-02 | QSFP28-100G-LR4
OD-DC-018-PE-T4-03 | et-0/1/2 | 100G QSFP28 | 100000 | up | Fabric to OD-DC-018-PE-T4-04 | QSFP28-100G-LR4
OD-DC-018-PE-T4-03 | et-0/1/3 | 100G QSFP28 | 100000 | admin-down
OD-DC-018-PE-T4-03 | ge-0/2/0 | 1G copper | 1000 | admin-down
OD-DC-018-PE-T4-03 | ge-0/2/1 | 1G copper | 1000 | admin-down
OD-DC-018-PE-T4-03 | ge-0/2/2 | 1G copper | 1000 | reserved
OD-DC-018-PE-T4-03 | ge-0/2/3 | 1G copper | 1000 | admin-down
OD-DC-018-PE-T4-03 | ge-0/2/4 | 1G copper | 1000 | admin-down
OD-DC-018-PE-T4-03 | ge-0/2/5 | 1G copper | 1000 | admin-down
OD-DC-018-PE-T4-03 | ge-0/2/6 | 1G copper | 1000 | admin-down
OD-DC-018-PE-T4-03 | ge-0/2/7 | 1G copper | 1000 | admin-down
OD-DC-018-PE-T4-03 | ge-0/2/8 | 1G copper | 1000 | admin-down
OD-DC-018-PE-T4-03 | ge-0/2/9 | 1G copper | 1000 | admin-down
OD-DC-018-PE-T4-03 | ge-0/2/10 | 1G copper | 1000 | admin-down
OD-DC-018-PE-T4-03 | ge-0/2/11 | 1G copper | 1000 | admin-down
OD-DC-018-PE-T4-03 | ge-0/2/12 | 1G copper | 1000 | admin-down
OD-DC-018-PE-T4-03 | ge-0/2/13 | 1G copper | 1000 | admin-down
OD-DC-018-PE-T4-03 | ge-0/2/14 | 1G copper | 1000 | admin-down
OD-DC-018-PE-T4-03 | ge-0/2/15 | 1G copper | 1000 | admin-down
OD-DC-018-PE-T4-04 | xe-0/0/0 | 10G SFP+ | 10000 | admin-down
OD-DC-018-PE-T4-04 | xe-0/0/1 | 10G SFP+ | 10000 | up | Backhaul to MP-DC-014 | SFP-10G-LR
OD-DC-018-PE-T4-04 | xe-0/0/2 | 10G SFP+ | 10000 | up | Backhaul to DL-DC-009 | SFP-10G-LR
OD-DC-018-PE-T4-04 | xe-0/0/3 | 10G SFP+ | 10000 | up | Backhaul to UP-DC-007 | SFP-10G-LR
OD-DC-018-PE-T4-04 | xe-0/0/4 | 10G SFP+ | 10000 | up | Backhaul to HR-DC-011 | SFP-10G-LR
OD-DC-018-PE-T4-04 | xe-0/0/5 | 10G SFP+ | 10000 | up | Backhaul to RJ-DC-015 | SFP-10G-LR
OD-DC-018-PE-T4-04 | xe-0/0/6 | 10G SFP+ | 10000 | admin-down
OD-DC-018-PE-T4-04 | xe-0/0/7 | 10G SFP+ | 10000 | admin-down
OD-DC-018-PE-T4-04 | xe-0/0/8 | 10G SFP+ | 10000 | admin-down
OD-DC-018-PE-T4-04 | xe-0/0/9 | 10G SFP+ | 10000 | admin-down
OD-DC-018-PE-T4-04 | xe-0/0/10 | 10G SFP+ | 10000 | admin-down
OD-DC-018-PE-T4-04 | xe-0/0/11 | 10G SFP+ | 10000 | admin-down
OD-DC-018-PE-T4-04 | et-0/1/0 | 100G QSFP28 | 100000 | up | Fabric to OD-DC-018-PE-T4-01 | QSFP28-100G-LR4
OD-DC-018-PE-T4-04 | et-0/1/1 | 100G QSFP28 | 100000 | up | Fabric to OD-DC-018-PE-T4-02 | QSFP28-100G-LR4
OD-DC-018-PE-T4-04 | et-0/1/2 | 100G QSFP28 | 100000 | up | Fabric to OD-DC-018-PE-T4-03 | QSFP28-100G-LR4
OD-DC-018-PE-T4-04 | et-0/1/3 | 100G QSFP28 | 100000 | admin-down
OD-DC-018-PE-T4-04 | ge-0/2/0 | 1G copper | 1000 | admin-down
OD-DC-018-PE-T4-04 | ge-0/2/1 | 1G copper | 1000 | admin-down
OD-DC-018-PE-T4-04 | ge-0/2/2 | 1G copper | 1000 | admin-down
OD-DC-018-PE-T4-04 | ge-0/2/3 | 1G copper | 1000 | admin-down
OD-DC-018-PE-T4-04 | ge-0/2/4 | 1G copper | 1000 | admin-down
OD-DC-018-PE-T4-04 | ge-0/2/5 | 1G copper | 1000 | admin-down
OD-DC-018-PE-T4-04 | ge-0/2/6 | 1G copper | 1000 | admin-down
OD-DC-018-PE-T4-04 | ge-0/2/7 | 1G copper | 1000 | admin-down
OD-DC-018-PE-T4-04 | ge-0/2/8 | 1G copper | 1000 | admin-down
OD-DC-018-PE-T4-04 | ge-0/2/9 | 1G copper | 1000 | reserved
OD-DC-018-PE-T4-04 | ge-0/2/10 | 1G copper | 1000 | admin-down
OD-DC-018-PE-T4-04 | ge-0/2/11 | 1G copper | 1000 | admin-down
OD-DC-018-PE-T4-04 | ge-0/2/12 | 1G copper | 1000 | admin-down
OD-DC-018-PE-T4-04 | ge-0/2/13 | 1G copper | 1000 | admin-down
OD-DC-018-PE-T4-04 | ge-0/2/14 | 1G copper | 1000 | admin-down
OD-DC-018-PE-T4-04 | ge-0/2/15 | 1G copper | 1000 | admin-down
OD-DC-018-FW-01 | port1 | 10G SFP+ | 10000 | up | Uplink to OD-DC-018-AGG-R01 | SFP-10G-LR
OD-DC-018-FW-01 | port2 | 10G SFP+ | 10000 | up | Uplink to OD-DC-018-AGG-R02 | SFP-10G-LR
OD-DC-018-FW-01 | port3 | 10G SFP+ | 10000 | reserved
OD-DC-018-FW-01 | port4 | 10G SFP+ | 10000 | admin-down
OD-DC-018-FW-01 | port5 | 10G SFP+ | 10000 | admin-down
OD-DC-018-FW-01 | port6 | 10G SFP+ | 10000 | admin-down
OD-DC-018-FW-01 | port7 | 10G SFP+ | 10000 | admin-down
OD-DC-018-FW-01 | port8 | 10G SFP+ | 10000 | admin-down
OD-DC-018-OLA-01 | 1/2/c1 | 100G QSFP28 | 100000 | up | Uplink to OD-DC-018-AGG-R01 | QSFP28-100G-LR4
OD-DC-018-OLA-01 | 1/2/c2 | 100G QSFP28 | 100000 | admin-down
OD-DC-018-OLA-01 | 1/2/c3 | 100G QSFP28 | 100000 | admin-down
OD-DC-018-OLA-01 | 1/2/c4 | 100G QSFP28 | 100000 | admin-down
OD-DC-018-OLA-01 | 1/2/c5 | 100G QSFP28 | 100000 | admin-down
OD-DC-018-OLA-01 | 1/2/c6 | 100G QSFP28 | 100000 | admin-down
OD-DC-018-OLA-01 | 1/2/c7 | 100G QSFP28 | 100000 | admin-down
OD-DC-018-OLA-01 | 1/2/c8 | 100G QSFP28 | 100000 | admin-down
OD-DC-018-AGG-R01 | xe-0/0/0 | 10G SFP+ | 10000 | up | Uplink to OD-DC-018-FW-01 | SFP-10G-LR
OD-DC-018-AGG-R01 | xe-0/0/1 | 10G SFP+ | 10000 | up | Uplink to OD-DC-018-MMR-SW-01 | SFP-10G-LR
OD-DC-018-AGG-R01 | xe-0/0/2 | 10G SFP+ | 10000 | up | Uplink to OD-DC-018-MMR-SW-02 | SFP-10G-LR
OD-DC-018-AGG-R01 | xe-0/0/3 | 10G SFP+ | 10000 | up | Uplink to OD-DC-018-MMR-SW-03 | SFP-10G-LR
OD-DC-018-AGG-R01 | xe-0/0/4 | 10G SFP+ | 10000 | up | Uplink to OD-DC-018-MMR-SW-04 | SFP-10G-LR
OD-DC-018-AGG-R01 | xe-0/0/5 | 10G SFP+ | 10000 | admin-down
OD-DC-018-AGG-R01 | xe-0/0/6 | 10G SFP+ | 10000 | admin-down
OD-DC-018-AGG-R01 | xe-0/0/7 | 10G SFP+ | 10000 | admin-down
OD-DC-018-AGG-R01 | xe-0/0/8 | 10G SFP+ | 10000 | admin-down
OD-DC-018-AGG-R01 | xe-0/0/9 | 10G SFP+ | 10000 | admin-down
OD-DC-018-AGG-R01 | xe-0/0/10 | 10G SFP+ | 10000 | admin-down
OD-DC-018-AGG-R01 | xe-0/0/11 | 10G SFP+ | 10000 | admin-down
OD-DC-018-AGG-R01 | xe-0/0/12 | 10G SFP+ | 10000 | admin-down
OD-DC-018-AGG-R01 | xe-0/0/13 | 10G SFP+ | 10000 | admin-down
OD-DC-018-AGG-R01 | xe-0/0/14 | 10G SFP+ | 10000 | admin-down
OD-DC-018-AGG-R01 | xe-0/0/15 | 10G SFP+ | 10000 | admin-down
OD-DC-018-AGG-R01 | et-0/1/0 | 100G QSFP28 | 100000 | up | Uplink to OD-DC-018-PE-T4-01 | QSFP28-100G-LR4
OD-DC-018-AGG-R01 | et-0/1/1 | 100G QSFP28 | 100000 | up | Uplink to OD-DC-018-PE-T4-02 | QSFP28-100G-LR4
OD-DC-018-AGG-R01 | et-0/1/2 | 100G QSFP28 | 100000 | up | Uplink to OD-DC-018-OLA-01 | QSFP28-100G-LR4
OD-DC-018-AGG-R01 | et-0/1/3 | 100G QSFP28 | 100000 | admin-down
OD-DC-018-AGG-R01 | et-0/1/4 | 100G QSFP28 | 100000 | reserved
OD-DC-018-AGG-R01 | et-0/1/5 | 100G QSFP28 | 100000 | admin-down
OD-DC-018-AGG-R01 | et-0/1/6 | 100G QSFP28 | 100000 | admin-down
OD-DC-018-AGG-R01 | et-0/1/7 | 100G QSFP28 | 100000 | reserved
OD-DC-018-AGG-R02 | xe-0/0/0 | 10G SFP+ | 10000 | up | Uplink to OD-DC-018-FW-01 | SFP-10G-LR
OD-DC-018-AGG-R02 | xe-0/0/1 | 10G SFP+ | 10000 | up | Uplink to OD-DC-018-MMR-SW-01 | SFP-10G-LR
OD-DC-018-AGG-R02 | xe-0/0/2 | 10G SFP+ | 10000 | up | Uplink to OD-DC-018-MMR-SW-02 | SFP-10G-LR
OD-DC-018-AGG-R02 | xe-0/0/3 | 10G SFP+ | 10000 | up | Uplink to OD-DC-018-MMR-SW-03 | SFP-10G-LR
OD-DC-018-AGG-R02 | xe-0/0/4 | 10G SFP+ | 10000 | up | Uplink to OD-DC-018-MMR-SW-04 | SFP-10G-LR
OD-DC-018-AGG-R02 | xe-0/0/5 | 10G SFP+ | 10000 | admin-down
OD-DC-018-AGG-R02 | xe-0/0/6 | 10G SFP+ | 10000 | admin-down
OD-DC-018-AGG-R02 | xe-0/0/7 | 10G SFP+ | 10000 | admin-down
OD-DC-018-AGG-R02 | xe-0/0/8 | 10G SFP+ | 10000 | admin-down
OD-DC-018-AGG-R02 | xe-0/0/9 | 10G SFP+ | 10000 | admin-down
OD-DC-018-AGG-R02 | xe-0/0/10 | 10G SFP+ | 10000 | admin-down
OD-DC-018-AGG-R02 | xe-0/0/11 | 10G SFP+ | 10000 | reserved
OD-DC-018-AGG-R02 | xe-0/0/12 | 10G SFP+ | 10000 | admin-down
OD-DC-018-AGG-R02 | xe-0/0/13 | 10G SFP+ | 10000 | admin-down
OD-DC-018-AGG-R02 | xe-0/0/14 | 10G SFP+ | 10000 | admin-down
OD-DC-018-AGG-R02 | xe-0/0/15 | 10G SFP+ | 10000 | admin-down
OD-DC-018-AGG-R02 | et-0/1/0 | 100G QSFP28 | 100000 | up | Uplink to OD-DC-018-PE-T4-02 | QSFP28-100G-LR4
OD-DC-018-AGG-R02 | et-0/1/1 | 100G QSFP28 | 100000 | up | Uplink to OD-DC-018-PE-T4-03 | QSFP28-100G-LR4
OD-DC-018-AGG-R02 | et-0/1/2 | 100G QSFP28 | 100000 | admin-down
OD-DC-018-AGG-R02 | et-0/1/3 | 100G QSFP28 | 100000 | admin-down
OD-DC-018-AGG-R02 | et-0/1/4 | 100G QSFP28 | 100000 | admin-down
OD-DC-018-AGG-R02 | et-0/1/5 | 100G QSFP28 | 100000 | admin-down
OD-DC-018-AGG-R02 | et-0/1/6 | 100G QSFP28 | 100000 | admin-down
OD-DC-018-AGG-R02 | et-0/1/7 | 100G QSFP28 | 100000 | admin-down
OD-DC-018-MMR-SW-01 | xe-0/0/0 | 10G SFP+ | 10000 | up | Access to OD-DC-018-TOR-001 | SFP-10G-LR
OD-DC-018-MMR-SW-01 | xe-0/0/1 | 10G SFP+ | 10000 | up | Server NIC
OD-DC-018-MMR-SW-01 | xe-0/0/2 | 10G SFP+ | 10000 | up | Server NIC
OD-DC-018-MMR-SW-01 | xe-0/0/3 | 10G SFP+ | 10000 | admin-down
OD-DC-018-MMR-SW-01 | xe-0/0/4 | 10G SFP+ | 10000 | admin-down
OD-DC-018-MMR-SW-01 | xe-0/0/5 | 10G SFP+ | 10000 | admin-down
OD-DC-018-MMR-SW-01 | xe-0/0/6 | 10G SFP+ | 10000 | up | Server NIC
OD-DC-018-MMR-SW-01 | xe-0/0/7 | 10G SFP+ | 10000 | admin-down
OD-DC-018-MMR-SW-01 | xe-0/0/8 | 10G SFP+ | 10000 | up | Server NIC
OD-DC-018-MMR-SW-01 | xe-0/0/9 | 10G SFP+ | 10000 | up | Server NIC
OD-DC-018-MMR-SW-01 | xe-0/0/10 | 10G SFP+ | 10000 | reserved
OD-DC-018-MMR-SW-01 | xe-0/0/11 | 10G SFP+ | 10000 | up | Server NIC
OD-DC-018-MMR-SW-01 | xe-0/0/12 | 10G SFP+ | 10000 | up | Server NIC
OD-DC-018-MMR-SW-01 | xe-0/0/13 | 10G SFP+ | 10000 | up | Server NIC
OD-DC-018-MMR-SW-01 | xe-0/0/14 | 10G SFP+ | 10000 | admin-down
OD-DC-018-MMR-SW-01 | xe-0/0/15 | 10G SFP+ | 10000 | admin-down
OD-DC-018-MMR-SW-01 | xe-0/0/16 | 10G SFP+ | 10000 | up | Server NIC
OD-DC-018-MMR-SW-01 | xe-0/0/17 | 10G SFP+ | 10000 | admin-down
OD-DC-018-MMR-SW-01 | xe-0/0/18 | 10G SFP+ | 10000 | up | Server NIC
OD-DC-018-MMR-SW-01 | xe-0/0/19 | 10G SFP+ | 10000 | up | Server NIC
OD-DC-018-MMR-SW-01 | xe-0/0/20 | 10G SFP+ | 10000 | up | Server NIC
OD-DC-018-MMR-SW-01 | xe-0/0/21 | 10G SFP+ | 10000 | up | Server NIC
OD-DC-018-MMR-SW-01 | xe-0/0/22 | 10G SFP+ | 10000 | up | Server NIC
OD-DC-018-MMR-SW-01 | xe-0/0/23 | 10G SFP+ | 10000 | up | Server NIC
OD-DC-018-MMR-SW-01 | xe-0/0/24 | 10G SFP+ | 10000 | up | Server NIC
OD-DC-018-MMR-SW-01 | xe-0/0/25 | 10G SFP+ | 10000 | up | Server NIC
OD-DC-018-MMR-SW-01 | xe-0/0/26 | 10G SFP+ | 10000 | admin-down
OD-DC-018-MMR-SW-01 | xe-0/0/27 | 10G SFP+ | 10000 | up | Server NIC
OD-DC-018-MMR-SW-01 | xe-0/0/28 | 10G SFP+ | 10000 | up | Server NIC
OD-DC-018-MMR-SW-01 | xe-0/0/29 | 10G SFP+ | 10000 | up | Server NIC
OD-DC-018-MMR-SW-01 | xe-0/0/30 | 10G SFP+ | 10000 | admin-down
OD-DC-018-MMR-SW-01 | xe-0/0/31 | 10G SFP+ | 10000 | up | Server NIC
OD-DC-018-MMR-SW-01 | xe-0/0/32 | 10G SFP+ | 10000 | up | Server NIC
OD-DC-018-MMR-SW-01 | xe-0/0/33 | 10G SFP+ | 10000 | admin-down
OD-DC-018-MMR-SW-01 | xe-0/0/34 | 10G SFP+ | 10000 | up | Server NIC
OD-DC-018-MMR-SW-01 | xe-0/0/35 | 10G SFP+ | 10000 | up | Server NIC
OD-DC-018-MMR-SW-01 | xe-0/0/36 | 10G SFP+ | 10000 | admin-down
OD-DC-018-MMR-SW-01 | xe-0/0/37 | 10G SFP+ | 10000 | up | Server NIC
OD-DC-018-MMR-SW-01 | xe-0/0/38 | 10G SFP+ | 10000 | up | Server NIC
OD-DC-018-MMR-SW-01 | xe-0/0/39 | 10G SFP+ | 10000 | admin-down
OD-DC-018-MMR-SW-01 | xe-0/0/40 | 10G SFP+ | 10000 | up | Server NIC
OD-DC-018-MMR-SW-01 | xe-0/0/41 | 10G SFP+ | 10000 | up | Server NIC
OD-DC-018-MMR-SW-01 | xe-0/0/42 | 10G SFP+ | 10000 | up | Server NIC
OD-DC-018-MMR-SW-01 | xe-0/0/43 | 10G SFP+ | 10000 | up | Server NIC
OD-DC-018-MMR-SW-01 | xe-0/0/44 | 10G SFP+ | 10000 | up | Server NIC
OD-DC-018-MMR-SW-01 | xe-0/0/45 | 10G SFP+ | 10000 | up | Server NIC
OD-DC-018-MMR-SW-01 | xe-0/0/46 | 10G SFP+ | 10000 | admin-down
OD-DC-018-MMR-SW-01 | xe-0/0/47 | 10G SFP+ | 10000 | admin-down
OD-DC-018-MMR-SW-01 | et-0/1/0 | 100G QSFP28 | 100000 | up | Uplink to OD-DC-018-AGG-R01 | QSFP28-100G-LR4
OD-DC-018-MMR-SW-01 | et-0/1/1 | 100G QSFP28 | 100000 | up | Uplink to OD-DC-018-AGG-R02 | QSFP28-100G-LR4
OD-DC-018-MMR-SW-01 | et-0/1/2 | 100G QSFP28 | 100000 | admin-down
OD-DC-018-MMR-SW-01 | et-0/1/3 | 100G QSFP28 | 100000 | admin-down
OD-DC-018-MMR-SW-02 | xe-0/0/0 | 10G SFP+ | 10000 | up | Access to OD-DC-018-TOR-001 | SFP-10G-LR
OD-DC-018-MMR-SW-02 | xe-0/0/1 | 10G SFP+ | 10000 | up | Access to OD-DC-018-TOR-002 | SFP-10G-LR
OD-DC-018-MMR-SW-02 | xe-0/0/2 | 10G SFP+ | 10000 | up | Server NIC
OD-DC-018-MMR-SW-02 | xe-0/0/3 | 10G SFP+ | 10000 | up | Server NIC
OD-DC-018-MMR-SW-02 | xe-0/0/4 | 10G SFP+ | 10000 | up | Server NIC
OD-DC-018-MMR-SW-02 | xe-0/0/5 | 10G SFP+ | 10000 | up | Server NIC
OD-DC-018-MMR-SW-02 | xe-0/0/6 | 10G SFP+ | 10000 | admin-down
OD-DC-018-MMR-SW-02 | xe-0/0/7 | 10G SFP+ | 10000 | up | Server NIC
OD-DC-018-MMR-SW-02 | xe-0/0/8 | 10G SFP+ | 10000 | admin-down
OD-DC-018-MMR-SW-02 | xe-0/0/9 | 10G SFP+ | 10000 | up | Server NIC
OD-DC-018-MMR-SW-02 | xe-0/0/10 | 10G SFP+ | 10000 | up | Server NIC
OD-DC-018-MMR-SW-02 | xe-0/0/11 | 10G SFP+ | 10000 | admin-down
OD-DC-018-MMR-SW-02 | xe-0/0/12 | 10G SFP+ | 10000 | admin-down
OD-DC-018-MMR-SW-02 | xe-0/0/13 | 10G SFP+ | 10000 | up | Server NIC
OD-DC-018-MMR-SW-02 | xe-0/0/14 | 10G SFP+ | 10000 | up | Server NIC
OD-DC-018-MMR-SW-02 | xe-0/0/15 | 10G SFP+ | 10000 | up | Server NIC
OD-DC-018-MMR-SW-02 | xe-0/0/16 | 10G SFP+ | 10000 | admin-down
OD-DC-018-MMR-SW-02 | xe-0/0/17 | 10G SFP+ | 10000 | up | Server NIC
OD-DC-018-MMR-SW-02 | xe-0/0/18 | 10G SFP+ | 10000 | up | Server NIC
OD-DC-018-MMR-SW-02 | xe-0/0/19 | 10G SFP+ | 10000 | up | Server NIC
OD-DC-018-MMR-SW-02 | xe-0/0/20 | 10G SFP+ | 10000 | admin-down
OD-DC-018-MMR-SW-02 | xe-0/0/21 | 10G SFP+ | 10000 | up | Server NIC
OD-DC-018-MMR-SW-02 | xe-0/0/22 | 10G SFP+ | 10000 | admin-down
OD-DC-018-MMR-SW-02 | xe-0/0/23 | 10G SFP+ | 10000 | up | Server NIC
OD-DC-018-MMR-SW-02 | xe-0/0/24 | 10G SFP+ | 10000 | up | Server NIC
OD-DC-018-MMR-SW-02 | xe-0/0/25 | 10G SFP+ | 10000 | up | Server NIC
OD-DC-018-MMR-SW-02 | xe-0/0/26 | 10G SFP+ | 10000 | admin-down
OD-DC-018-MMR-SW-02 | xe-0/0/27 | 10G SFP+ | 10000 | up | Server NIC
OD-DC-018-MMR-SW-02 | xe-0/0/28 | 10G SFP+ | 10000 | up | Server NIC
OD-DC-018-MMR-SW-02 | xe-0/0/29 | 10G SFP+ | 10000 | up | Server NIC
OD-DC-018-MMR-SW-02 | xe-0/0/30 | 10G SFP+ | 10000 | admin-down
OD-DC-018-MMR-SW-02 | xe-0/0/31 | 10G SFP+ | 10000 | admin-down
OD-DC-018-MMR-SW-02 | xe-0/0/32 | 10G SFP+ | 10000 | up | Server NIC
OD-DC-018-MMR-SW-02 | xe-0/0/33 | 10G SFP+ | 10000 | up | Server NIC
OD-DC-018-MMR-SW-02 | xe-0/0/34 | 10G SFP+ | 10000 | up | Server NIC
OD-DC-018-MMR-SW-02 | xe-0/0/35 | 10G SFP+ | 10000 | admin-down
OD-DC-018-MMR-SW-02 | xe-0/0/36 | 10G SFP+ | 10000 | up | Server NIC
OD-DC-018-MMR-SW-02 | xe-0/0/37 | 10G SFP+ | 10000 | admin-down
OD-DC-018-MMR-SW-02 | xe-0/0/38 | 10G SFP+ | 10000 | up | Server NIC
OD-DC-018-MMR-SW-02 | xe-0/0/39 | 10G SFP+ | 10000 | admin-down
OD-DC-018-MMR-SW-02 | xe-0/0/40 | 10G SFP+ | 10000 | admin-down
OD-DC-018-MMR-SW-02 | xe-0/0/41 | 10G SFP+ | 10000 | up | Server NIC
OD-DC-018-MMR-SW-02 | xe-0/0/42 | 10G SFP+ | 10000 | up | Server NIC
OD-DC-018-MMR-SW-02 | xe-0/0/43 | 10G SFP+ | 10000 | up | Server NIC
OD-DC-018-MMR-SW-02 | xe-0/0/44 | 10G SFP+ | 10000 | up | Server NIC
OD-DC-018-MMR-SW-02 | xe-0/0/45 | 10G SFP+ | 10000 | admin-down
OD-DC-018-MMR-SW-02 | xe-0/0/46 | 10G SFP+ | 10000 | up | Server NIC
OD-DC-018-MMR-SW-02 | xe-0/0/47 | 10G SFP+ | 10000 | admin-down
OD-DC-018-MMR-SW-02 | et-0/1/0 | 100G QSFP28 | 100000 | up | Uplink to OD-DC-018-AGG-R02 | QSFP28-100G-LR4
OD-DC-018-MMR-SW-02 | et-0/1/1 | 100G QSFP28 | 100000 | up | Uplink to OD-DC-018-AGG-R01 | QSFP28-100G-LR4
OD-DC-018-MMR-SW-02 | et-0/1/2 | 100G QSFP28 | 100000 | admin-down
OD-DC-018-MMR-SW-02 | et-0/1/3 | 100G QSFP28 | 100000 | admin-down
OD-DC-018-MMR-SW-03 | Ethernet1 | 10G SFP+ | 10000 | up | Access to OD-DC-018-TOR-002 | SFP-10G-LR
OD-DC-018-MMR-SW-03 | Ethernet2 | 10G SFP+ | 10000 | up | Server NIC
OD-DC-018-MMR-SW-03 | Ethernet3 | 10G SFP+ | 10000 | up | Server NIC
OD-DC-018-MMR-SW-03 | Ethernet4 | 10G SFP+ | 10000 | up | Server NIC
OD-DC-018-MMR-SW-03 | Ethernet5 | 10G SFP+ | 10000 | admin-down
OD-DC-018-MMR-SW-03 | Ethernet6 | 10G SFP+ | 10000 | up | Server NIC
OD-DC-018-MMR-SW-03 | Ethernet7 | 10G SFP+ | 10000 | admin-down
OD-DC-018-MMR-SW-03 | Ethernet8 | 10G SFP+ | 10000 | up | Server NIC
OD-DC-018-MMR-SW-03 | Ethernet9 | 10G SFP+ | 10000 | up | Server NIC
OD-DC-018-MMR-SW-03 | Ethernet10 | 10G SFP+ | 10000 | up | Server NIC
OD-DC-018-MMR-SW-03 | Ethernet11 | 10G SFP+ | 10000 | up | Server NIC
OD-DC-018-MMR-SW-03 | Ethernet12 | 10G SFP+ | 10000 | up | Server NIC
OD-DC-018-MMR-SW-03 | Ethernet13 | 10G SFP+ | 10000 | up | Server NIC
OD-DC-018-MMR-SW-03 | Ethernet14 | 10G SFP+ | 10000 | admin-down
OD-DC-018-MMR-SW-03 | Ethernet15 | 10G SFP+ | 10000 | up | Server NIC
OD-DC-018-MMR-SW-03 | Ethernet16 | 10G SFP+ | 10000 | admin-down
OD-DC-018-MMR-SW-03 | Ethernet17 | 10G SFP+ | 10000 | up | Server NIC
OD-DC-018-MMR-SW-03 | Ethernet18 | 10G SFP+ | 10000 | admin-down
OD-DC-018-MMR-SW-03 | Ethernet19 | 10G SFP+ | 10000 | admin-down
OD-DC-018-MMR-SW-03 | Ethernet20 | 10G SFP+ | 10000 | up | Server NIC
OD-DC-018-MMR-SW-03 | Ethernet21 | 10G SFP+ | 10000 | admin-down
OD-DC-018-MMR-SW-03 | Ethernet22 | 10G SFP+ | 10000 | admin-down
OD-DC-018-MMR-SW-03 | Ethernet23 | 10G SFP+ | 10000 | admin-down
OD-DC-018-MMR-SW-03 | Ethernet24 | 10G SFP+ | 10000 | admin-down
OD-DC-018-MMR-SW-03 | Ethernet25 | 10G SFP+ | 10000 | up | Server NIC
OD-DC-018-MMR-SW-03 | Ethernet26 | 10G SFP+ | 10000 | admin-down
OD-DC-018-MMR-SW-03 | Ethernet27 | 10G SFP+ | 10000 | admin-down
OD-DC-018-MMR-SW-03 | Ethernet28 | 10G SFP+ | 10000 | up | Server NIC
OD-DC-018-MMR-SW-03 | Ethernet29 | 10G SFP+ | 10000 | reserved
OD-DC-018-MMR-SW-03 | Ethernet30 | 10G SFP+ | 10000 | reserved
OD-DC-018-MMR-SW-03 | Ethernet31 | 10G SFP+ | 10000 | up | Server NIC
OD-DC-018-MMR-SW-03 | Ethernet32 | 10G SFP+ | 10000 | up | Server NIC
OD-DC-018-MMR-SW-03 | Ethernet33 | 10G SFP+ | 10000 | admin-down
OD-DC-018-MMR-SW-03 | Ethernet34 | 10G SFP+ | 10000 | up | Server NIC
OD-DC-018-MMR-SW-03 | Ethernet35 | 10G SFP+ | 10000 | admin-down
OD-DC-018-MMR-SW-03 | Ethernet36 | 10G SFP+ | 10000 | up | Server NIC
OD-DC-018-MMR-SW-03 | Ethernet37 | 10G SFP+ | 10000 | admin-down
OD-DC-018-MMR-SW-03 | Ethernet38 | 10G SFP+ | 10000 | admin-down
OD-DC-018-MMR-SW-03 | Ethernet39 | 10G SFP+ | 10000 | up | Server NIC
OD-DC-018-MMR-SW-03 | Ethernet40 | 10G SFP+ | 10000 | admin-down
OD-DC-018-MMR-SW-03 | Ethernet41 | 10G SFP+ | 10000 | up | Server NIC
OD-DC-018-MMR-SW-03 | Ethernet42 | 10G SFP+ | 10000 | admin-down
OD-DC-018-MMR-SW-03 | Ethernet43 | 10G SFP+ | 10000 | up | Server NIC
OD-DC-018-MMR-SW-03 | Ethernet44 | 10G SFP+ | 10000 | admin-down
OD-DC-018-MMR-SW-03 | Ethernet45 | 10G SFP+ | 10000 | up | Server NIC
OD-DC-018-MMR-SW-03 | Ethernet46 | 10G SFP+ | 10000 | admin-down
OD-DC-018-MMR-SW-03 | Ethernet47 | 10G SFP+ | 10000 | admin-down
OD-DC-018-MMR-SW-03 | Ethernet48 | 10G SFP+ | 10000 | up | Server NIC
OD-DC-018-MMR-SW-03 | Ethernet49/1 | 100G QSFP28 | 100000 | up | Uplink to OD-DC-018-AGG-R01 | QSFP28-100G-LR4
OD-DC-018-MMR-SW-03 | Ethernet49/2 | 100G QSFP28 | 100000 | up | Uplink to OD-DC-018-AGG-R02 | QSFP28-100G-LR4
OD-DC-018-MMR-SW-03 | Ethernet49/3 | 100G QSFP28 | 100000 | admin-down
OD-DC-018-MMR-SW-03 | Ethernet49/4 | 100G QSFP28 | 100000 | admin-down
OD-DC-018-MMR-SW-04 | Te0/0/0/0 | 10G SFP+ | 10000 | reserved
OD-DC-018-MMR-SW-04 | Te0/0/0/1 | 10G SFP+ | 10000 | admin-down
OD-DC-018-MMR-SW-04 | Te0/0/0/2 | 10G SFP+ | 10000 | admin-down
OD-DC-018-MMR-SW-04 | Te0/0/0/3 | 10G SFP+ | 10000 | up | Server NIC
OD-DC-018-MMR-SW-04 | Te0/0/0/4 | 10G SFP+ | 10000 | admin-down
OD-DC-018-MMR-SW-04 | Te0/0/0/5 | 10G SFP+ | 10000 | up | Server NIC
OD-DC-018-MMR-SW-04 | Te0/0/0/6 | 10G SFP+ | 10000 | admin-down
OD-DC-018-MMR-SW-04 | Te0/0/0/7 | 10G SFP+ | 10000 | up | Server NIC
OD-DC-018-MMR-SW-04 | Te0/0/0/8 | 10G SFP+ | 10000 | admin-down
OD-DC-018-MMR-SW-04 | Te0/0/0/9 | 10G SFP+ | 10000 | admin-down
OD-DC-018-MMR-SW-04 | Te0/0/0/10 | 10G SFP+ | 10000 | up | Server NIC
OD-DC-018-MMR-SW-04 | Te0/0/0/11 | 10G SFP+ | 10000 | up | Server NIC
OD-DC-018-MMR-SW-04 | Te0/0/0/12 | 10G SFP+ | 10000 | admin-down
OD-DC-018-MMR-SW-04 | Te0/0/0/13 | 10G SFP+ | 10000 | admin-down
OD-DC-018-MMR-SW-04 | Te0/0/0/14 | 10G SFP+ | 10000 | up | Server NIC
OD-DC-018-MMR-SW-04 | Te0/0/0/15 | 10G SFP+ | 10000 | up | Server NIC
OD-DC-018-MMR-SW-04 | Te0/0/0/16 | 10G SFP+ | 10000 | up | Server NIC
OD-DC-018-MMR-SW-04 | Te0/0/0/17 | 10G SFP+ | 10000 | up | Server NIC
OD-DC-018-MMR-SW-04 | Te0/0/0/18 | 10G SFP+ | 10000 | admin-down
OD-DC-018-MMR-SW-04 | Te0/0/0/19 | 10G SFP+ | 10000 | admin-down
OD-DC-018-MMR-SW-04 | Te0/0/0/20 | 10G SFP+ | 10000 | admin-down
OD-DC-018-MMR-SW-04 | Te0/0/0/21 | 10G SFP+ | 10000 | up | Server NIC
OD-DC-018-MMR-SW-04 | Te0/0/0/22 | 10G SFP+ | 10000 | admin-down
OD-DC-018-MMR-SW-04 | Te0/0/0/23 | 10G SFP+ | 10000 | up | Server NIC
OD-DC-018-MMR-SW-04 | Te0/0/0/24 | 10G SFP+ | 10000 | up | Server NIC
OD-DC-018-MMR-SW-04 | Te0/0/0/25 | 10G SFP+ | 10000 | admin-down
OD-DC-018-MMR-SW-04 | Te0/0/0/26 | 10G SFP+ | 10000 | admin-down
OD-DC-018-MMR-SW-04 | Te0/0/0/27 | 10G SFP+ | 10000 | up | Server NIC
OD-DC-018-MMR-SW-04 | Te0/0/0/28 | 10G SFP+ | 10000 | up | Server NIC
OD-DC-018-MMR-SW-04 | Te0/0/0/29 | 10G SFP+ | 10000 | up | Server NIC
OD-DC-018-MMR-SW-04 | Te0/0/0/30 | 10G SFP+ | 10000 | admin-down
OD-DC-018-MMR-SW-04 | Te0/0/0/31 | 10G SFP+ | 10000 | admin-down
OD-DC-018-MMR-SW-04 | Te0/0/0/32 | 10G SFP+ | 10000 | up | Server NIC
OD-DC-018-MMR-SW-04 | Te0/0/0/33 | 10G SFP+ | 10000 | admin-down
OD-DC-018-MMR-SW-04 | Te0/0/0/34 | 10G SFP+ | 10000 | up | Server NIC
OD-DC-018-MMR-SW-04 | Te0/0/0/35 | 10G SFP+ | 10000 | admin-down
OD-DC-018-MMR-SW-04 | Te0/0/0/36 | 10G SFP+ | 10000 | up | Server NIC
OD-DC-018-MMR-SW-04 | Te0/0/0/37 | 10G SFP+ | 10000 | up | Server NIC
OD-DC-018-MMR-SW-04 | Te0/0/0/38 | 10G SFP+ | 10000 | up | Server NIC
OD-DC-018-MMR-SW-04 | Te0/0/0/39 | 10G SFP+ | 10000 | admin-down
OD-DC-018-MMR-SW-04 | Te0/0/0/40 | 10G SFP+ | 10000 | reserved
OD-DC-018-MMR-SW-04 | Te0/0/0/41 | 10G SFP+ | 10000 | up | Server NIC
OD-DC-018-MMR-SW-04 | Te0/0/0/42 | 10G SFP+ | 10000 | admin-down
OD-DC-018-MMR-SW-04 | Te0/0/0/43 | 10G SFP+ | 10000 | up | Server NIC
OD-DC-018-MMR-SW-04 | Te0/0/0/44 | 10G SFP+ | 10000 | admin-down
OD-DC-018-MMR-SW-04 | Te0/0/0/45 | 10G SFP+ | 10000 | admin-down
OD-DC-018-MMR-SW-04 | Te0/0/0/46 | 10G SFP+ | 10000 | admin-down
OD-DC-018-MMR-SW-04 | Te0/0/0/47 | 10G SFP+ | 10000 | up | Server NIC
OD-DC-018-MMR-SW-04 | Hu0/0/1/0 | 100G QSFP28 | 100000 | up | Uplink to OD-DC-018-AGG-R02 | QSFP28-100G-LR4
OD-DC-018-MMR-SW-04 | Hu0/0/1/1 | 100G QSFP28 | 100000 | up | Uplink to OD-DC-018-AGG-R01 | QSFP28-100G-LR4
OD-DC-018-MMR-SW-04 | Hu0/0/1/2 | 100G QSFP28 | 100000 | admin-down
OD-DC-018-MMR-SW-04 | Hu0/0/1/3 | 100G QSFP28 | 100000 | admin-down
OD-DC-018-TOR-001 | Ethernet1 | 10G SFP+ | 10000 | up | Access to OD-DC-018-MMR-SW-01 | SFP-10G-LR
OD-DC-018-TOR-001 | Ethernet2 | 10G SFP+ | 10000 | up | Access to OD-DC-018-MMR-SW-02 | SFP-10G-LR
OD-DC-018-TOR-001 | Ethernet3 | 10G SFP+ | 10000 | up | Server NIC
OD-DC-018-TOR-001 | Ethernet4 | 10G SFP+ | 10000 | up | Server NIC
OD-DC-018-TOR-001 | Ethernet5 | 10G SFP+ | 10000 | admin-down
OD-DC-018-TOR-001 | Ethernet6 | 10G SFP+ | 10000 | admin-down
OD-DC-018-TOR-001 | Ethernet7 | 10G SFP+ | 10000 | admin-down
OD-DC-018-TOR-001 | Ethernet8 | 10G SFP+ | 10000 | up | Server NIC
OD-DC-018-TOR-001 | Ethernet9 | 10G SFP+ | 10000 | up | Server NIC
OD-DC-018-TOR-001 | Ethernet10 | 10G SFP+ | 10000 | up | Server NIC
OD-DC-018-TOR-001 | Ethernet11 | 10G SFP+ | 10000 | admin-down
OD-DC-018-TOR-001 | Ethernet12 | 10G SFP+ | 10000 | admin-down
OD-DC-018-TOR-001 | Ethernet13 | 10G SFP+ | 10000 | admin-down
OD-DC-018-TOR-001 | Ethernet14 | 10G SFP+ | 10000 | up | Server NIC
OD-DC-018-TOR-001 | Ethernet15 | 10G SFP+ | 10000 | up | Server NIC
OD-DC-018-TOR-001 | Ethernet16 | 10G SFP+ | 10000 | admin-down
OD-DC-018-TOR-001 | Ethernet17 | 10G SFP+ | 10000 | up | Server NIC
OD-DC-018-TOR-001 | Ethernet18 | 10G SFP+ | 10000 | up | Server NIC
OD-DC-018-TOR-001 | Ethernet19 | 10G SFP+ | 10000 | up | Server NIC
OD-DC-018-TOR-001 | Ethernet20 | 10G SFP+ | 10000 | up | Server NIC
OD-DC-018-TOR-001 | Ethernet21 | 10G SFP+ | 10000 | up | Server NIC
OD-DC-018-TOR-001 | Ethernet22 | 10G SFP+ | 10000 | admin-down
OD-DC-018-TOR-001 | Ethernet23 | 10G SFP+ | 10000 | up | Server NIC
OD-DC-018-TOR-001 | Ethernet24 | 10G SFP+ | 10000 | up | Server NIC
OD-DC-018-TOR-001 | Ethernet49/1 | 100G QSFP28 | 100000 | admin-down
OD-DC-018-TOR-001 | Ethernet49/2 | 100G QSFP28 | 100000 | admin-down
OD-DC-018-TOR-002 | Te0/0/0/0 | 10G SFP+ | 10000 | up | Access to OD-DC-018-MMR-SW-02 | SFP-10G-LR
OD-DC-018-TOR-002 | Te0/0/0/1 | 10G SFP+ | 10000 | up | Access to OD-DC-018-MMR-SW-03 | SFP-10G-LR
OD-DC-018-TOR-002 | Te0/0/0/2 | 10G SFP+ | 10000 | admin-down
OD-DC-018-TOR-002 | Te0/0/0/3 | 10G SFP+ | 10000 | up | Server NIC
OD-DC-018-TOR-002 | Te0/0/0/4 | 10G SFP+ | 10000 | admin-down
OD-DC-018-TOR-002 | Te0/0/0/5 | 10G SFP+ | 10000 | up | Server NIC
OD-DC-018-TOR-002 | Te0/0/0/6 | 10G SFP+ | 10000 | admin-down
OD-DC-018-TOR-002 | Te0/0/0/7 | 10G SFP+ | 10000 | up | Server NIC
OD-DC-018-TOR-002 | Te0/0/0/8 | 10G SFP+ | 10000 | admin-down
OD-DC-018-TOR-002 | Te0/0/0/9 | 10G SFP+ | 10000 | up | Server NIC
OD-DC-018-TOR-002 | Te0/0/0/10 | 10G SFP+ | 10000 | admin-down
OD-DC-018-TOR-002 | Te0/0/0/11 | 10G SFP+ | 10000 | up | Server NIC
OD-DC-018-TOR-002 | Te0/0/0/12 | 10G SFP+ | 10000 | admin-down
OD-DC-018-TOR-002 | Te0/0/0/13 | 10G SFP+ | 10000 | admin-down
OD-DC-018-TOR-002 | Te0/0/0/14 | 10G SFP+ | 10000 | up | Server NIC
OD-DC-018-TOR-002 | Te0/0/0/15 | 10G SFP+ | 10000 | admin-down
OD-DC-018-TOR-002 | Te0/0/0/16 | 10G SFP+ | 10000 | up | Server NIC
OD-DC-018-TOR-002 | Te0/0/0/17 | 10G SFP+ | 10000 | admin-down
OD-DC-018-TOR-002 | Te0/0/0/18 | 10G SFP+ | 10000 | up | Server NIC
OD-DC-018-TOR-002 | Te0/0/0/19 | 10G SFP+ | 10000 | admin-down
OD-DC-018-TOR-002 | Te0/0/0/20 | 10G SFP+ | 10000 | up | Server NIC
OD-DC-018-TOR-002 | Te0/0/0/21 | 10G SFP+ | 10000 | up | Server NIC
OD-DC-018-TOR-002 | Te0/0/0/22 | 10G SFP+ | 10000 | up | Server NIC
OD-DC-018-TOR-002 | Te0/0/0/23 | 10G SFP+ | 10000 | admin-down
OD-DC-018-TOR-002 | Hu0/0/1/0 | 100G QSFP28 | 100000 | admin-down
OD-DC-018-TOR-002 | Hu0/0/1/1 | 100G QSFP28 | 100000 | admin-down
BR-DC-019-PE-T4-01 | xe-0/0/0 | 10G SFP+ | 10000 | admin-down
BR-DC-019-PE-T4-01 | xe-0/0/1 | 10G SFP+ | 10000 | up | Backhaul to MH-DC-001 | SFP-10G-LR
BR-DC-019-PE-T4-01 | xe-0/0/2 | 10G SFP+ | 10000 | up | Backhaul to KA-DC-021 | SFP-10G-LR
BR-DC-019-PE-T4-01 | xe-0/0/3 | 10G SFP+ | 10000 | up | Backhaul to KA-DC-021 | SFP-10G-LR
BR-DC-019-PE-T4-01 | xe-0/0/4 | 10G SFP+ | 10000 | up | Backhaul to MH-DC-001 | SFP-10G-LR
BR-DC-019-PE-T4-01 | xe-0/0/5 | 10G SFP+ | 10000 | up | Backhaul to RJ-DC-015 | SFP-10G-LR
BR-DC-019-PE-T4-01 | xe-0/0/6 | 10G SFP+ | 10000 | up | Uplink to BR-DC-019-AGG-R01 | SFP-10G-LR
BR-DC-019-PE-T4-01 | xe-0/0/7 | 10G SFP+ | 10000 | admin-down
BR-DC-019-PE-T4-01 | xe-0/0/8 | 10G SFP+ | 10000 | admin-down
BR-DC-019-PE-T4-01 | xe-0/0/9 | 10G SFP+ | 10000 | admin-down
BR-DC-019-PE-T4-01 | xe-0/0/10 | 10G SFP+ | 10000 | admin-down
BR-DC-019-PE-T4-01 | xe-0/0/11 | 10G SFP+ | 10000 | admin-down
BR-DC-019-PE-T4-01 | et-0/1/0 | 100G QSFP28 | 100000 | up | Fabric to BR-DC-019-PE-T4-02 | QSFP28-100G-LR4
BR-DC-019-PE-T4-01 | et-0/1/1 | 100G QSFP28 | 100000 | up | Fabric to BR-DC-019-PE-T4-03 | QSFP28-100G-LR4
BR-DC-019-PE-T4-01 | et-0/1/2 | 100G QSFP28 | 100000 | up | Fabric to BR-DC-019-PE-T4-04 | QSFP28-100G-LR4
BR-DC-019-PE-T4-01 | et-0/1/3 | 100G QSFP28 | 100000 | admin-down
BR-DC-019-PE-T4-01 | ge-0/2/0 | 1G copper | 1000 | admin-down
BR-DC-019-PE-T4-01 | ge-0/2/1 | 1G copper | 1000 | admin-down
BR-DC-019-PE-T4-01 | ge-0/2/2 | 1G copper | 1000 | reserved
BR-DC-019-PE-T4-01 | ge-0/2/3 | 1G copper | 1000 | admin-down
BR-DC-019-PE-T4-01 | ge-0/2/4 | 1G copper | 1000 | admin-down
BR-DC-019-PE-T4-01 | ge-0/2/5 | 1G copper | 1000 | admin-down
BR-DC-019-PE-T4-01 | ge-0/2/6 | 1G copper | 1000 | admin-down
BR-DC-019-PE-T4-01 | ge-0/2/7 | 1G copper | 1000 | admin-down
BR-DC-019-PE-T4-01 | ge-0/2/8 | 1G copper | 1000 | admin-down
BR-DC-019-PE-T4-01 | ge-0/2/9 | 1G copper | 1000 | admin-down
BR-DC-019-PE-T4-01 | ge-0/2/10 | 1G copper | 1000 | admin-down
BR-DC-019-PE-T4-01 | ge-0/2/11 | 1G copper | 1000 | admin-down
BR-DC-019-PE-T4-01 | ge-0/2/12 | 1G copper | 1000 | admin-down
BR-DC-019-PE-T4-01 | ge-0/2/13 | 1G copper | 1000 | admin-down
BR-DC-019-PE-T4-01 | ge-0/2/14 | 1G copper | 1000 | admin-down
BR-DC-019-PE-T4-01 | ge-0/2/15 | 1G copper | 1000 | admin-down
BR-DC-019-PE-T4-02 | xe-0/0/0 | 10G SFP+ | 10000 | admin-down
BR-DC-019-PE-T4-02 | xe-0/0/1 | 10G SFP+ | 10000 | up | Backhaul to TN-DC-022 | SFP-10G-LR
BR-DC-019-PE-T4-02 | xe-0/0/2 | 10G SFP+ | 10000 | up | Backhaul to UP-DC-007 | SFP-10G-LR
BR-DC-019-PE-T4-02 | xe-0/0/3 | 10G SFP+ | 10000 | up | Backhaul to MP-DC-014 | SFP-10G-LR
BR-DC-019-PE-T4-02 | xe-0/0/4 | 10G SFP+ | 10000 | up | Backhaul to MH-DC-001 | SFP-10G-LR
BR-DC-019-PE-T4-02 | xe-0/0/5 | 10G SFP+ | 10000 | up | Backhaul to KA-DC-021 | SFP-10G-LR
BR-DC-019-PE-T4-02 | xe-0/0/6 | 10G SFP+ | 10000 | up | Uplink to BR-DC-019-AGG-R01 | SFP-10G-LR
BR-DC-019-PE-T4-02 | xe-0/0/7 | 10G SFP+ | 10000 | up | Uplink to BR-DC-019-AGG-R02 | SFP-10G-LR
BR-DC-019-PE-T4-02 | xe-0/0/8 | 10G SFP+ | 10000 | admin-down
BR-DC-019-PE-T4-02 | xe-0/0/9 | 10G SFP+ | 10000 | admin-down
BR-DC-019-PE-T4-02 | xe-0/0/10 | 10G SFP+ | 10000 | admin-down
BR-DC-019-PE-T4-02 | xe-0/0/11 | 10G SFP+ | 10000 | admin-down
BR-DC-019-PE-T4-02 | et-0/1/0 | 100G QSFP28 | 100000 | up | Fabric to BR-DC-019-PE-T4-01 | QSFP28-100G-LR4
BR-DC-019-PE-T4-02 | et-0/1/1 | 100G QSFP28 | 100000 | up | Fabric to BR-DC-019-PE-T4-03 | QSFP28-100G-LR4
BR-DC-019-PE-T4-02 | et-0/1/2 | 100G QSFP28 | 100000 | up | Fabric to BR-DC-019-PE-T4-04 | QSFP28-100G-LR4
BR-DC-019-PE-T4-02 | et-0/1/3 | 100G QSFP28 | 100000 | reserved
BR-DC-019-PE-T4-02 | ge-0/2/0 | 1G copper | 1000 | admin-down
BR-DC-019-PE-T4-02 | ge-0/2/1 | 1G copper | 1000 | admin-down
BR-DC-019-PE-T4-02 | ge-0/2/2 | 1G copper | 1000 | admin-down
BR-DC-019-PE-T4-02 | ge-0/2/3 | 1G copper | 1000 | admin-down
BR-DC-019-PE-T4-02 | ge-0/2/4 | 1G copper | 1000 | admin-down
BR-DC-019-PE-T4-02 | ge-0/2/5 | 1G copper | 1000 | admin-down
BR-DC-019-PE-T4-02 | ge-0/2/6 | 1G copper | 1000 | reserved
BR-DC-019-PE-T4-02 | ge-0/2/7 | 1G copper | 1000 | admin-down
BR-DC-019-PE-T4-02 | ge-0/2/8 | 1G copper | 1000 | admin-down
BR-DC-019-PE-T4-02 | ge-0/2/9 | 1G copper | 1000 | admin-down
BR-DC-019-PE-T4-02 | ge-0/2/10 | 1G copper | 1000 | admin-down
BR-DC-019-PE-T4-02 | ge-0/2/11 | 1G copper | 1000 | admin-down
BR-DC-019-PE-T4-02 | ge-0/2/12 | 1G copper | 1000 | admin-down
BR-DC-019-PE-T4-02 | ge-0/2/13 | 1G copper | 1000 | admin-down
BR-DC-019-PE-T4-02 | ge-0/2/14 | 1G copper | 1000 | admin-down
BR-DC-019-PE-T4-02 | ge-0/2/15 | 1G copper | 1000 | admin-down
BR-DC-019-PE-T4-03 | Te0/0/0/0 | 10G SFP+ | 10000 | admin-down
BR-DC-019-PE-T4-03 | Te0/0/0/1 | 10G SFP+ | 10000 | up | Backhaul to UP-DC-005 | SFP-10G-LR
BR-DC-019-PE-T4-03 | Te0/0/0/2 | 10G SFP+ | 10000 | up | Backhaul to KA-DC-021 | SFP-10G-LR
BR-DC-019-PE-T4-03 | Te0/0/0/3 | 10G SFP+ | 10000 | up | Backhaul to WB-DC-017 | SFP-10G-LR
BR-DC-019-PE-T4-03 | Te0/0/0/4 | 10G SFP+ | 10000 | up | Backhaul to KA-DC-021 | SFP-10G-LR
BR-DC-019-PE-T4-03 | Te0/0/0/5 | 10G SFP+ | 10000 | up | Backhaul to HR-DC-011 | SFP-10G-LR
BR-DC-019-PE-T4-03 | Te0/0/0/6 | 10G SFP+ | 10000 | up | Uplink to BR-DC-019-AGG-R02 | SFP-10G-LR
BR-DC-019-PE-T4-03 | Te0/0/0/7 | 10G SFP+ | 10000 | admin-down
BR-DC-019-PE-T4-03 | Te0/0/0/8 | 10G SFP+ | 10000 | admin-down
BR-DC-019-PE-T4-03 | Te0/0/0/9 | 10G SFP+ | 10000 | admin-down
BR-DC-019-PE-T4-03 | Te0/0/0/10 | 10G SFP+ | 10000 | admin-down
BR-DC-019-PE-T4-03 | Te0/0/0/11 | 10G SFP+ | 10000 | admin-down
BR-DC-019-PE-T4-03 | Hu0/0/1/0 | 100G QSFP28 | 100000 | up | Fabric to BR-DC-019-PE-T4-01 | QSFP28-100G-LR4
BR-DC-019-PE-T4-03 | Hu0/0/1/1 | 100G QSFP28 | 100000 | up | Fabric to BR-DC-019-PE-T4-02 | QSFP28-100G-LR4
BR-DC-019-PE-T4-03 | Hu0/0/1/2 | 100G QSFP28 | 100000 | up | Fabric to BR-DC-019-PE-T4-04 | QSFP28-100G-LR4
BR-DC-019-PE-T4-03 | Hu0/0/1/3 | 100G QSFP28 | 100000 | admin-down
BR-DC-019-PE-T4-03 | Gi0/0/2/0 | 1G copper | 1000 | admin-down
BR-DC-019-PE-T4-03 | Gi0/0/2/1 | 1G copper | 1000 | admin-down
BR-DC-019-PE-T4-03 | Gi0/0/2/2 | 1G copper | 1000 | admin-down
BR-DC-019-PE-T4-03 | Gi0/0/2/3 | 1G copper | 1000 | admin-down
BR-DC-019-PE-T4-03 | Gi0/0/2/4 | 1G copper | 1000 | admin-down
BR-DC-019-PE-T4-03 | Gi0/0/2/5 | 1G copper | 1000 | admin-down
BR-DC-019-PE-T4-03 | Gi0/0/2/6 | 1G copper | 1000 | admin-down
BR-DC-019-PE-T4-03 | Gi0/0/2/7 | 1G copper | 1000 | admin-down
BR-DC-019-PE-T4-03 | Gi0/0/2/8 | 1G copper | 1000 | admin-down
BR-DC-019-PE-T4-03 | Gi0/0/2/9 | 1G copper | 1000 | admin-down
BR-DC-019-PE-T4-03 | Gi0/0/2/10 | 1G copper | 1000 | admin-down
BR-DC-019-PE-T4-03 | Gi0/0/2/11 | 1G copper | 1000 | reserved
BR-DC-019-PE-T4-03 | Gi0/0/2/12 | 1G copper | 1000 | admin-down
BR-DC-019-PE-T4-03 | Gi0/0/2/13 | 1G copper | 1000 | reserved
BR-DC-019-PE-T4-03 | Gi0/0/2/14 | 1G copper | 1000 | reserved
BR-DC-019-PE-T4-03 | Gi0/0/2/15 | 1G copper | 1000 | reserved
BR-DC-019-PE-T4-04 | Te0/0/0/0 | 10G SFP+ | 10000 | admin-down
BR-DC-019-PE-T4-04 | Te0/0/0/1 | 10G SFP+ | 10000 | up | Backhaul to AP-DC-010 | SFP-10G-LR
BR-DC-019-PE-T4-04 | Te0/0/0/2 | 10G SFP+ | 10000 | up | Backhaul to WB-DC-016 | SFP-10G-LR
BR-DC-019-PE-T4-04 | Te0/0/0/3 | 10G SFP+ | 10000 | up | Backhaul to PB-DC-012 | SFP-10G-LR
BR-DC-019-PE-T4-04 | Te0/0/0/4 | 10G SFP+ | 10000 | up | Backhaul to OD-DC-018 | SFP-10G-LR
BR-DC-019-PE-T4-04 | Te0/0/0/5 | 10G SFP+ | 10000 | up | Backhaul to RJ-DC-015 | SFP-10G-LR
BR-DC-019-PE-T4-04 | Te0/0/0/6 | 10G SFP+ | 10000 | admin-down
BR-DC-019-PE-T4-04 | Te0/0/0/7 | 10G SFP+ | 10000 | admin-down
BR-DC-019-PE-T4-04 | Te0/0/0/8 | 10G SFP+ | 10000 | admin-down
BR-DC-019-PE-T4-04 | Te0/0/0/9 | 10G SFP+ | 10000 | admin-down
BR-DC-019-PE-T4-04 | Te0/0/0/10 | 10G SFP+ | 10000 | admin-down
BR-DC-019-PE-T4-04 | Te0/0/0/11 | 10G SFP+ | 10000 | admin-down
BR-DC-019-PE-T4-04 | Hu0/0/1/0 | 100G QSFP28 | 100000 | up | Fabric to BR-DC-019-PE-T4-01 | QSFP28-100G-LR4
BR-DC-019-PE-T4-04 | Hu0/0/1/1 | 100G QSFP28 | 100000 | up | Fabric to BR-DC-019-PE-T4-02 | QSFP28-100G-LR4
BR-DC-019-PE-T4-04 | Hu0/0/1/2 | 100G QSFP28 | 100000 | up | Fabric to BR-DC-019-PE-T4-03 | QSFP28-100G-LR4
BR-DC-019-PE-T4-04 | Hu0/0/1/3 | 100G QSFP28 | 100000 | admin-down
BR-DC-019-PE-T4-04 | Gi0/0/2/0 | 1G copper | 1000 | admin-down
BR-DC-019-PE-T4-04 | Gi0/0/2/1 | 1G copper | 1000 | admin-down
BR-DC-019-PE-T4-04 | Gi0/0/2/2 | 1G copper | 1000 | admin-down
BR-DC-019-PE-T4-04 | Gi0/0/2/3 | 1G copper | 1000 | admin-down
BR-DC-019-PE-T4-04 | Gi0/0/2/4 | 1G copper | 1000 | admin-down
BR-DC-019-PE-T4-04 | Gi0/0/2/5 | 1G copper | 1000 | admin-down
BR-DC-019-PE-T4-04 | Gi0/0/2/6 | 1G copper | 1000 | admin-down
BR-DC-019-PE-T4-04 | Gi0/0/2/7 | 1G copper | 1000 | admin-down
BR-DC-019-PE-T4-04 | Gi0/0/2/8 | 1G copper | 1000 | admin-down
BR-DC-019-PE-T4-04 | Gi0/0/2/9 | 1G copper | 1000 | admin-down
BR-DC-019-PE-T4-04 | Gi0/0/2/10 | 1G copper | 1000 | admin-down
BR-DC-019-PE-T4-04 | Gi0/0/2/11 | 1G copper | 1000 | admin-down
BR-DC-019-PE-T4-04 | Gi0/0/2/12 | 1G copper | 1000 | admin-down
BR-DC-019-PE-T4-04 | Gi0/0/2/13 | 1G copper | 1000 | admin-down
BR-DC-019-PE-T4-04 | Gi0/0/2/14 | 1G copper | 1000 | admin-down
BR-DC-019-PE-T4-04 | Gi0/0/2/15 | 1G copper | 1000 | admin-down
BR-DC-019-FW-01 | port1 | 10G SFP+ | 10000 | up | Uplink to BR-DC-019-AGG-R01 | SFP-10G-LR
BR-DC-019-FW-01 | port2 | 10G SFP+ | 10000 | up | Uplink to BR-DC-019-AGG-R02 | SFP-10G-LR
BR-DC-019-FW-01 | port3 | 10G SFP+ | 10000 | admin-down
BR-DC-019-FW-01 | port4 | 10G SFP+ | 10000 | admin-down
BR-DC-019-FW-01 | port5 | 10G SFP+ | 10000 | admin-down
BR-DC-019-FW-01 | port6 | 10G SFP+ | 10000 | admin-down
BR-DC-019-FW-01 | port7 | 10G SFP+ | 10000 | admin-down
BR-DC-019-FW-01 | port8 | 10G SFP+ | 10000 | admin-down
BR-DC-019-OLA-01 | 1-A-1 | 100G QSFP28 | 100000 | up | Uplink to BR-DC-019-AGG-R01 | QSFP28-100G-LR4
BR-DC-019-OLA-01 | 1-A-2 | 100G QSFP28 | 100000 | admin-down
BR-DC-019-OLA-01 | 1-A-3 | 100G QSFP28 | 100000 | reserved
BR-DC-019-OLA-01 | 1-A-4 | 100G QSFP28 | 100000 | admin-down
BR-DC-019-OLA-01 | 1-A-5 | 100G QSFP28 | 100000 | admin-down
BR-DC-019-OLA-01 | 1-A-6 | 100G QSFP28 | 100000 | admin-down
BR-DC-019-OLA-01 | 1-A-7 | 100G QSFP28 | 100000 | admin-down
BR-DC-019-OLA-01 | 1-A-8 | 100G QSFP28 | 100000 | admin-down
BR-DC-019-AGG-R01 | xe-0/0/0 | 10G SFP+ | 10000 | up | Uplink to BR-DC-019-FW-01 | SFP-10G-LR
BR-DC-019-AGG-R01 | xe-0/0/1 | 10G SFP+ | 10000 | up | Uplink to BR-DC-019-MMR-SW-01 | SFP-10G-LR
BR-DC-019-AGG-R01 | xe-0/0/2 | 10G SFP+ | 10000 | up | Uplink to BR-DC-019-MMR-SW-02 | SFP-10G-LR
BR-DC-019-AGG-R01 | xe-0/0/3 | 10G SFP+ | 10000 | up | Uplink to BR-DC-019-MMR-SW-03 | SFP-10G-LR
BR-DC-019-AGG-R01 | xe-0/0/4 | 10G SFP+ | 10000 | up | Uplink to BR-DC-019-MMR-SW-04 | SFP-10G-LR
BR-DC-019-AGG-R01 | xe-0/0/5 | 10G SFP+ | 10000 | admin-down
BR-DC-019-AGG-R01 | xe-0/0/6 | 10G SFP+ | 10000 | admin-down
BR-DC-019-AGG-R01 | xe-0/0/7 | 10G SFP+ | 10000 | admin-down
BR-DC-019-AGG-R01 | xe-0/0/8 | 10G SFP+ | 10000 | admin-down
BR-DC-019-AGG-R01 | xe-0/0/9 | 10G SFP+ | 10000 | admin-down
BR-DC-019-AGG-R01 | xe-0/0/10 | 10G SFP+ | 10000 | admin-down
BR-DC-019-AGG-R01 | xe-0/0/11 | 10G SFP+ | 10000 | admin-down
BR-DC-019-AGG-R01 | xe-0/0/12 | 10G SFP+ | 10000 | admin-down
BR-DC-019-AGG-R01 | xe-0/0/13 | 10G SFP+ | 10000 | admin-down
BR-DC-019-AGG-R01 | xe-0/0/14 | 10G SFP+ | 10000 | admin-down
BR-DC-019-AGG-R01 | xe-0/0/15 | 10G SFP+ | 10000 | admin-down
BR-DC-019-AGG-R01 | et-0/1/0 | 100G QSFP28 | 100000 | up | Uplink to BR-DC-019-PE-T4-01 | QSFP28-100G-LR4
BR-DC-019-AGG-R01 | et-0/1/1 | 100G QSFP28 | 100000 | up | Uplink to BR-DC-019-PE-T4-02 | QSFP28-100G-LR4
BR-DC-019-AGG-R01 | et-0/1/2 | 100G QSFP28 | 100000 | up | Uplink to BR-DC-019-OLA-01 | QSFP28-100G-LR4
BR-DC-019-AGG-R01 | et-0/1/3 | 100G QSFP28 | 100000 | admin-down
BR-DC-019-AGG-R01 | et-0/1/4 | 100G QSFP28 | 100000 | admin-down
BR-DC-019-AGG-R01 | et-0/1/5 | 100G QSFP28 | 100000 | admin-down
BR-DC-019-AGG-R01 | et-0/1/6 | 100G QSFP28 | 100000 | admin-down
BR-DC-019-AGG-R01 | et-0/1/7 | 100G QSFP28 | 100000 | admin-down
BR-DC-019-AGG-R02 | xe-0/0/0 | 10G SFP+ | 10000 | up | Uplink to BR-DC-019-FW-01 | SFP-10G-LR
BR-DC-019-AGG-R02 | xe-0/0/1 | 10G SFP+ | 10000 | up | Uplink to BR-DC-019-MMR-SW-01 | SFP-10G-LR
BR-DC-019-AGG-R02 | xe-0/0/2 | 10G SFP+ | 10000 | up | Uplink to BR-DC-019-MMR-SW-02 | SFP-10G-LR
BR-DC-019-AGG-R02 | xe-0/0/3 | 10G SFP+ | 10000 | up | Uplink to BR-DC-019-MMR-SW-03 | SFP-10G-LR
BR-DC-019-AGG-R02 | xe-0/0/4 | 10G SFP+ | 10000 | up | Uplink to BR-DC-019-MMR-SW-04 | SFP-10G-LR
BR-DC-019-AGG-R02 | xe-0/0/5 | 10G SFP+ | 10000 | admin-down
BR-DC-019-AGG-R02 | xe-0/0/6 | 10G SFP+ | 10000 | admin-down
BR-DC-019-AGG-R02 | xe-0/0/7 | 10G SFP+ | 10000 | admin-down
BR-DC-019-AGG-R02 | xe-0/0/8 | 10G SFP+ | 10000 | admin-down
BR-DC-019-AGG-R02 | xe-0/0/9 | 10G SFP+ | 10000 | admin-down
BR-DC-019-AGG-R02 | xe-0/0/10 | 10G SFP+ | 10000 | admin-down
BR-DC-019-AGG-R02 | xe-0/0/11 | 10G SFP+ | 10000 | admin-down
BR-DC-019-AGG-R02 | xe-0/0/12 | 10G SFP+ | 10000 | admin-down
BR-DC-019-AGG-R02 | xe-0/0/13 | 10G SFP+ | 10000 | admin-down
BR-DC-019-AGG-R02 | xe-0/0/14 | 10G SFP+ | 10000 | admin-down
BR-DC-019-AGG-R02 | xe-0/0/15 | 10G SFP+ | 10000 | admin-down
BR-DC-019-AGG-R02 | et-0/1/0 | 100G QSFP28 | 100000 | up | Uplink to BR-DC-019-PE-T4-02 | QSFP28-100G-LR4
BR-DC-019-AGG-R02 | et-0/1/1 | 100G QSFP28 | 100000 | up | Uplink to BR-DC-019-PE-T4-03 | QSFP28-100G-LR4
BR-DC-019-AGG-R02 | et-0/1/2 | 100G QSFP28 | 100000 | admin-down
BR-DC-019-AGG-R02 | et-0/1/3 | 100G QSFP28 | 100000 | admin-down
BR-DC-019-AGG-R02 | et-0/1/4 | 100G QSFP28 | 100000 | admin-down
BR-DC-019-AGG-R02 | et-0/1/5 | 100G QSFP28 | 100000 | admin-down
BR-DC-019-AGG-R02 | et-0/1/6 | 100G QSFP28 | 100000 | admin-down
BR-DC-019-AGG-R02 | et-0/1/7 | 100G QSFP28 | 100000 | admin-down
BR-DC-019-MMR-SW-01 | Te0/0/0/0 | 10G SFP+ | 10000 | up | Access to BR-DC-019-TOR-001 | SFP-10G-LR
BR-DC-019-MMR-SW-01 | Te0/0/0/1 | 10G SFP+ | 10000 | up | Server NIC
BR-DC-019-MMR-SW-01 | Te0/0/0/2 | 10G SFP+ | 10000 | admin-down
BR-DC-019-MMR-SW-01 | Te0/0/0/3 | 10G SFP+ | 10000 | up | Server NIC
BR-DC-019-MMR-SW-01 | Te0/0/0/4 | 10G SFP+ | 10000 | up | Server NIC
BR-DC-019-MMR-SW-01 | Te0/0/0/5 | 10G SFP+ | 10000 | up | Server NIC
BR-DC-019-MMR-SW-01 | Te0/0/0/6 | 10G SFP+ | 10000 | up | Server NIC
BR-DC-019-MMR-SW-01 | Te0/0/0/7 | 10G SFP+ | 10000 | up | Server NIC
BR-DC-019-MMR-SW-01 | Te0/0/0/8 | 10G SFP+ | 10000 | up | Server NIC
BR-DC-019-MMR-SW-01 | Te0/0/0/9 | 10G SFP+ | 10000 | up | Server NIC
BR-DC-019-MMR-SW-01 | Te0/0/0/10 | 10G SFP+ | 10000 | up | Server NIC
BR-DC-019-MMR-SW-01 | Te0/0/0/11 | 10G SFP+ | 10000 | admin-down
BR-DC-019-MMR-SW-01 | Te0/0/0/12 | 10G SFP+ | 10000 | up | Server NIC
BR-DC-019-MMR-SW-01 | Te0/0/0/13 | 10G SFP+ | 10000 | up | Server NIC
BR-DC-019-MMR-SW-01 | Te0/0/0/14 | 10G SFP+ | 10000 | admin-down
BR-DC-019-MMR-SW-01 | Te0/0/0/15 | 10G SFP+ | 10000 | up | Server NIC
BR-DC-019-MMR-SW-01 | Te0/0/0/16 | 10G SFP+ | 10000 | up | Server NIC
BR-DC-019-MMR-SW-01 | Te0/0/0/17 | 10G SFP+ | 10000 | admin-down
BR-DC-019-MMR-SW-01 | Te0/0/0/18 | 10G SFP+ | 10000 | admin-down
BR-DC-019-MMR-SW-01 | Te0/0/0/19 | 10G SFP+ | 10000 | admin-down
BR-DC-019-MMR-SW-01 | Te0/0/0/20 | 10G SFP+ | 10000 | up | Server NIC
BR-DC-019-MMR-SW-01 | Te0/0/0/21 | 10G SFP+ | 10000 | up | Server NIC
BR-DC-019-MMR-SW-01 | Te0/0/0/22 | 10G SFP+ | 10000 | up | Server NIC
BR-DC-019-MMR-SW-01 | Te0/0/0/23 | 10G SFP+ | 10000 | up | Server NIC
BR-DC-019-MMR-SW-01 | Te0/0/0/24 | 10G SFP+ | 10000 | up | Server NIC
BR-DC-019-MMR-SW-01 | Te0/0/0/25 | 10G SFP+ | 10000 | admin-down
BR-DC-019-MMR-SW-01 | Te0/0/0/26 | 10G SFP+ | 10000 | up | Server NIC
BR-DC-019-MMR-SW-01 | Te0/0/0/27 | 10G SFP+ | 10000 | admin-down
BR-DC-019-MMR-SW-01 | Te0/0/0/28 | 10G SFP+ | 10000 | admin-down
BR-DC-019-MMR-SW-01 | Te0/0/0/29 | 10G SFP+ | 10000 | up | Server NIC
BR-DC-019-MMR-SW-01 | Te0/0/0/30 | 10G SFP+ | 10000 | admin-down
BR-DC-019-MMR-SW-01 | Te0/0/0/31 | 10G SFP+ | 10000 | admin-down
BR-DC-019-MMR-SW-01 | Te0/0/0/32 | 10G SFP+ | 10000 | up | Server NIC
BR-DC-019-MMR-SW-01 | Te0/0/0/33 | 10G SFP+ | 10000 | up | Server NIC
BR-DC-019-MMR-SW-01 | Te0/0/0/34 | 10G SFP+ | 10000 | admin-down
BR-DC-019-MMR-SW-01 | Te0/0/0/35 | 10G SFP+ | 10000 | up | Server NIC
BR-DC-019-MMR-SW-01 | Te0/0/0/36 | 10G SFP+ | 10000 | admin-down
BR-DC-019-MMR-SW-01 | Te0/0/0/37 | 10G SFP+ | 10000 | admin-down
BR-DC-019-MMR-SW-01 | Te0/0/0/38 | 10G SFP+ | 10000 | up | Server NIC
BR-DC-019-MMR-SW-01 | Te0/0/0/39 | 10G SFP+ | 10000 | up | Server NIC
BR-DC-019-MMR-SW-01 | Te0/0/0/40 | 10G SFP+ | 10000 | admin-down
BR-DC-019-MMR-SW-01 | Te0/0/0/41 | 10G SFP+ | 10000 | admin-down
BR-DC-019-MMR-SW-01 | Te0/0/0/42 | 10G SFP+ | 10000 | admin-down
BR-DC-019-MMR-SW-01 | Te0/0/0/43 | 10G SFP+ | 10000 | admin-down
BR-DC-019-MMR-SW-01 | Te0/0/0/44 | 10G SFP+ | 10000 | up | Server NIC
BR-DC-019-MMR-SW-01 | Te0/0/0/45 | 10G SFP+ | 10000 | up | Server NIC
BR-DC-019-MMR-SW-01 | Te0/0/0/46 | 10G SFP+ | 10000 | admin-down
BR-DC-019-MMR-SW-01 | Te0/0/0/47 | 10G SFP+ | 10000 | up | Server NIC
BR-DC-019-MMR-SW-01 | Hu0/0/1/0 | 100G QSFP28 | 100000 | up | Uplink to BR-DC-019-AGG-R01 | QSFP28-100G-LR4
BR-DC-019-MMR-SW-01 | Hu0/0/1/1 | 100G QSFP28 | 100000 | up | Uplink to BR-DC-019-AGG-R02 | QSFP28-100G-LR4
BR-DC-019-MMR-SW-01 | Hu0/0/1/2 | 100G QSFP28 | 100000 | admin-down
BR-DC-019-MMR-SW-01 | Hu0/0/1/3 | 100G QSFP28 | 100000 | admin-down
BR-DC-019-MMR-SW-02 | Ethernet1 | 10G SFP+ | 10000 | up | Access to BR-DC-019-TOR-001 | SFP-10G-LR
BR-DC-019-MMR-SW-02 | Ethernet2 | 10G SFP+ | 10000 | up | Access to BR-DC-019-TOR-002 | SFP-10G-LR
BR-DC-019-MMR-SW-02 | Ethernet3 | 10G SFP+ | 10000 | up | Server NIC
BR-DC-019-MMR-SW-02 | Ethernet4 | 10G SFP+ | 10000 | up | Server NIC
BR-DC-019-MMR-SW-02 | Ethernet5 | 10G SFP+ | 10000 | admin-down
BR-DC-019-MMR-SW-02 | Ethernet6 | 10G SFP+ | 10000 | admin-down
BR-DC-019-MMR-SW-02 | Ethernet7 | 10G SFP+ | 10000 | up | Server NIC
BR-DC-019-MMR-SW-02 | Ethernet8 | 10G SFP+ | 10000 | up | Server NIC
BR-DC-019-MMR-SW-02 | Ethernet9 | 10G SFP+ | 10000 | admin-down
BR-DC-019-MMR-SW-02 | Ethernet10 | 10G SFP+ | 10000 | admin-down
BR-DC-019-MMR-SW-02 | Ethernet11 | 10G SFP+ | 10000 | admin-down
BR-DC-019-MMR-SW-02 | Ethernet12 | 10G SFP+ | 10000 | up | Server NIC
BR-DC-019-MMR-SW-02 | Ethernet13 | 10G SFP+ | 10000 | up | Server NIC
BR-DC-019-MMR-SW-02 | Ethernet14 | 10G SFP+ | 10000 | up | Server NIC
BR-DC-019-MMR-SW-02 | Ethernet15 | 10G SFP+ | 10000 | admin-down
BR-DC-019-MMR-SW-02 | Ethernet16 | 10G SFP+ | 10000 | admin-down
BR-DC-019-MMR-SW-02 | Ethernet17 | 10G SFP+ | 10000 | up | Server NIC
BR-DC-019-MMR-SW-02 | Ethernet18 | 10G SFP+ | 10000 | up | Server NIC
BR-DC-019-MMR-SW-02 | Ethernet19 | 10G SFP+ | 10000 | up | Server NIC
BR-DC-019-MMR-SW-02 | Ethernet20 | 10G SFP+ | 10000 | admin-down
BR-DC-019-MMR-SW-02 | Ethernet21 | 10G SFP+ | 10000 | up | Server NIC
BR-DC-019-MMR-SW-02 | Ethernet22 | 10G SFP+ | 10000 | admin-down
BR-DC-019-MMR-SW-02 | Ethernet23 | 10G SFP+ | 10000 | admin-down
BR-DC-019-MMR-SW-02 | Ethernet24 | 10G SFP+ | 10000 | up | Server NIC
BR-DC-019-MMR-SW-02 | Ethernet25 | 10G SFP+ | 10000 | admin-down
BR-DC-019-MMR-SW-02 | Ethernet26 | 10G SFP+ | 10000 | admin-down
BR-DC-019-MMR-SW-02 | Ethernet27 | 10G SFP+ | 10000 | admin-down
BR-DC-019-MMR-SW-02 | Ethernet28 | 10G SFP+ | 10000 | admin-down
BR-DC-019-MMR-SW-02 | Ethernet29 | 10G SFP+ | 10000 | admin-down
BR-DC-019-MMR-SW-02 | Ethernet30 | 10G SFP+ | 10000 | up | Server NIC
BR-DC-019-MMR-SW-02 | Ethernet31 | 10G SFP+ | 10000 | up | Server NIC
BR-DC-019-MMR-SW-02 | Ethernet32 | 10G SFP+ | 10000 | admin-down
BR-DC-019-MMR-SW-02 | Ethernet33 | 10G SFP+ | 10000 | up | Server NIC
BR-DC-019-MMR-SW-02 | Ethernet34 | 10G SFP+ | 10000 | up | Server NIC
BR-DC-019-MMR-SW-02 | Ethernet35 | 10G SFP+ | 10000 | admin-down
BR-DC-019-MMR-SW-02 | Ethernet36 | 10G SFP+ | 10000 | up | Server NIC
BR-DC-019-MMR-SW-02 | Ethernet37 | 10G SFP+ | 10000 | up | Server NIC
BR-DC-019-MMR-SW-02 | Ethernet38 | 10G SFP+ | 10000 | up | Server NIC
BR-DC-019-MMR-SW-02 | Ethernet39 | 10G SFP+ | 10000 | up | Server NIC
BR-DC-019-MMR-SW-02 | Ethernet40 | 10G SFP+ | 10000 | up | Server NIC
BR-DC-019-MMR-SW-02 | Ethernet41 | 10G SFP+ | 10000 | admin-down
BR-DC-019-MMR-SW-02 | Ethernet42 | 10G SFP+ | 10000 | reserved
BR-DC-019-MMR-SW-02 | Ethernet43 | 10G SFP+ | 10000 | up | Server NIC
BR-DC-019-MMR-SW-02 | Ethernet44 | 10G SFP+ | 10000 | up | Server NIC
BR-DC-019-MMR-SW-02 | Ethernet45 | 10G SFP+ | 10000 | admin-down
BR-DC-019-MMR-SW-02 | Ethernet46 | 10G SFP+ | 10000 | admin-down
BR-DC-019-MMR-SW-02 | Ethernet47 | 10G SFP+ | 10000 | admin-down
BR-DC-019-MMR-SW-02 | Ethernet48 | 10G SFP+ | 10000 | admin-down
BR-DC-019-MMR-SW-02 | Ethernet49/1 | 100G QSFP28 | 100000 | up | Uplink to BR-DC-019-AGG-R02 | QSFP28-100G-LR4
BR-DC-019-MMR-SW-02 | Ethernet49/2 | 100G QSFP28 | 100000 | up | Uplink to BR-DC-019-AGG-R01 | QSFP28-100G-LR4
BR-DC-019-MMR-SW-02 | Ethernet49/3 | 100G QSFP28 | 100000 | admin-down
BR-DC-019-MMR-SW-02 | Ethernet49/4 | 100G QSFP28 | 100000 | admin-down
BR-DC-019-MMR-SW-03 | Ethernet1 | 10G SFP+ | 10000 | up | Access to BR-DC-019-TOR-002 | SFP-10G-LR
BR-DC-019-MMR-SW-03 | Ethernet2 | 10G SFP+ | 10000 | admin-down
BR-DC-019-MMR-SW-03 | Ethernet3 | 10G SFP+ | 10000 | up | Server NIC
BR-DC-019-MMR-SW-03 | Ethernet4 | 10G SFP+ | 10000 | admin-down
BR-DC-019-MMR-SW-03 | Ethernet5 | 10G SFP+ | 10000 | up | Server NIC
BR-DC-019-MMR-SW-03 | Ethernet6 | 10G SFP+ | 10000 | up | Server NIC
BR-DC-019-MMR-SW-03 | Ethernet7 | 10G SFP+ | 10000 | up | Server NIC
BR-DC-019-MMR-SW-03 | Ethernet8 | 10G SFP+ | 10000 | up | Server NIC
BR-DC-019-MMR-SW-03 | Ethernet9 | 10G SFP+ | 10000 | admin-down
BR-DC-019-MMR-SW-03 | Ethernet10 | 10G SFP+ | 10000 | up | Server NIC
BR-DC-019-MMR-SW-03 | Ethernet11 | 10G SFP+ | 10000 | admin-down
BR-DC-019-MMR-SW-03 | Ethernet12 | 10G SFP+ | 10000 | up | Server NIC
BR-DC-019-MMR-SW-03 | Ethernet13 | 10G SFP+ | 10000 | up | Server NIC
BR-DC-019-MMR-SW-03 | Ethernet14 | 10G SFP+ | 10000 | up | Server NIC
BR-DC-019-MMR-SW-03 | Ethernet15 | 10G SFP+ | 10000 | admin-down
BR-DC-019-MMR-SW-03 | Ethernet16 | 10G SFP+ | 10000 | up | Server NIC
BR-DC-019-MMR-SW-03 | Ethernet17 | 10G SFP+ | 10000 | up | Server NIC
BR-DC-019-MMR-SW-03 | Ethernet18 | 10G SFP+ | 10000 | admin-down
BR-DC-019-MMR-SW-03 | Ethernet19 | 10G SFP+ | 10000 | up | Server NIC
BR-DC-019-MMR-SW-03 | Ethernet20 | 10G SFP+ | 10000 | admin-down
BR-DC-019-MMR-SW-03 | Ethernet21 | 10G SFP+ | 10000 | up | Server NIC
BR-DC-019-MMR-SW-03 | Ethernet22 | 10G SFP+ | 10000 | up | Server NIC
BR-DC-019-MMR-SW-03 | Ethernet23 | 10G SFP+ | 10000 | up | Server NIC
BR-DC-019-MMR-SW-03 | Ethernet24 | 10G SFP+ | 10000 | up | Server NIC
BR-DC-019-MMR-SW-03 | Ethernet25 | 10G SFP+ | 10000 | admin-down
BR-DC-019-MMR-SW-03 | Ethernet26 | 10G SFP+ | 10000 | up | Server NIC
BR-DC-019-MMR-SW-03 | Ethernet27 | 10G SFP+ | 10000 | up | Server NIC
BR-DC-019-MMR-SW-03 | Ethernet28 | 10G SFP+ | 10000 | up | Server NIC
BR-DC-019-MMR-SW-03 | Ethernet29 | 10G SFP+ | 10000 | up | Server NIC
BR-DC-019-MMR-SW-03 | Ethernet30 | 10G SFP+ | 10000 | up | Server NIC
BR-DC-019-MMR-SW-03 | Ethernet31 | 10G SFP+ | 10000 | up | Server NIC
BR-DC-019-MMR-SW-03 | Ethernet32 | 10G SFP+ | 10000 | admin-down
BR-DC-019-MMR-SW-03 | Ethernet33 | 10G SFP+ | 10000 | up | Server NIC
BR-DC-019-MMR-SW-03 | Ethernet34 | 10G SFP+ | 10000 | up | Server NIC
BR-DC-019-MMR-SW-03 | Ethernet35 | 10G SFP+ | 10000 | up | Server NIC
BR-DC-019-MMR-SW-03 | Ethernet36 | 10G SFP+ | 10000 | admin-down
BR-DC-019-MMR-SW-03 | Ethernet37 | 10G SFP+ | 10000 | reserved
BR-DC-019-MMR-SW-03 | Ethernet38 | 10G SFP+ | 10000 | admin-down
BR-DC-019-MMR-SW-03 | Ethernet39 | 10G SFP+ | 10000 | admin-down
BR-DC-019-MMR-SW-03 | Ethernet40 | 10G SFP+ | 10000 | up | Server NIC
BR-DC-019-MMR-SW-03 | Ethernet41 | 10G SFP+ | 10000 | up | Server NIC
BR-DC-019-MMR-SW-03 | Ethernet42 | 10G SFP+ | 10000 | up | Server NIC
BR-DC-019-MMR-SW-03 | Ethernet43 | 10G SFP+ | 10000 | admin-down
BR-DC-019-MMR-SW-03 | Ethernet44 | 10G SFP+ | 10000 | up | Server NIC
BR-DC-019-MMR-SW-03 | Ethernet45 | 10G SFP+ | 10000 | up | Server NIC
BR-DC-019-MMR-SW-03 | Ethernet46 | 10G SFP+ | 10000 | up | Server NIC
BR-DC-019-MMR-SW-03 | Ethernet47 | 10G SFP+ | 10000 | admin-down
BR-DC-019-MMR-SW-03 | Ethernet48 | 10G SFP+ | 10000 | up | Server NIC
BR-DC-019-MMR-SW-03 | Ethernet49/1 | 100G QSFP28 | 100000 | up | Uplink to BR-DC-019-AGG-R01 | QSFP28-100G-LR4
BR-DC-019-MMR-SW-03 | Ethernet49/2 | 100G QSFP28 | 100000 | up | Uplink to BR-DC-019-AGG-R02 | QSFP28-100G-LR4
BR-DC-019-MMR-SW-03 | Ethernet49/3 | 100G QSFP28 | 100000 | admin-down
BR-DC-019-MMR-SW-03 | Ethernet49/4 | 100G QSFP28 | 100000 | admin-down
BR-DC-019-MMR-SW-04 | Te0/0/0/0 | 10G SFP+ | 10000 | up | Server NIC
BR-DC-019-MMR-SW-04 | Te0/0/0/1 | 10G SFP+ | 10000 | up | Server NIC
BR-DC-019-MMR-SW-04 | Te0/0/0/2 | 10G SFP+ | 10000 | up | Server NIC
BR-DC-019-MMR-SW-04 | Te0/0/0/3 | 10G SFP+ | 10000 | up | Server NIC
BR-DC-019-MMR-SW-04 | Te0/0/0/4 | 10G SFP+ | 10000 | up | Server NIC
BR-DC-019-MMR-SW-04 | Te0/0/0/5 | 10G SFP+ | 10000 | up | Server NIC
BR-DC-019-MMR-SW-04 | Te0/0/0/6 | 10G SFP+ | 10000 | admin-down
BR-DC-019-MMR-SW-04 | Te0/0/0/7 | 10G SFP+ | 10000 | up | Server NIC
BR-DC-019-MMR-SW-04 | Te0/0/0/8 | 10G SFP+ | 10000 | admin-down
BR-DC-019-MMR-SW-04 | Te0/0/0/9 | 10G SFP+ | 10000 | up | Server NIC
BR-DC-019-MMR-SW-04 | Te0/0/0/10 | 10G SFP+ | 10000 | admin-down
BR-DC-019-MMR-SW-04 | Te0/0/0/11 | 10G SFP+ | 10000 | admin-down
BR-DC-019-MMR-SW-04 | Te0/0/0/12 | 10G SFP+ | 10000 | admin-down
BR-DC-019-MMR-SW-04 | Te0/0/0/13 | 10G SFP+ | 10000 | up | Server NIC
BR-DC-019-MMR-SW-04 | Te0/0/0/14 | 10G SFP+ | 10000 | up | Server NIC
BR-DC-019-MMR-SW-04 | Te0/0/0/15 | 10G SFP+ | 10000 | admin-down
BR-DC-019-MMR-SW-04 | Te0/0/0/16 | 10G SFP+ | 10000 | up | Server NIC
BR-DC-019-MMR-SW-04 | Te0/0/0/17 | 10G SFP+ | 10000 | up | Server NIC
BR-DC-019-MMR-SW-04 | Te0/0/0/18 | 10G SFP+ | 10000 | admin-down
BR-DC-019-MMR-SW-04 | Te0/0/0/19 | 10G SFP+ | 10000 | admin-down
BR-DC-019-MMR-SW-04 | Te0/0/0/20 | 10G SFP+ | 10000 | admin-down
BR-DC-019-MMR-SW-04 | Te0/0/0/21 | 10G SFP+ | 10000 | up | Server NIC
BR-DC-019-MMR-SW-04 | Te0/0/0/22 | 10G SFP+ | 10000 | admin-down
BR-DC-019-MMR-SW-04 | Te0/0/0/23 | 10G SFP+ | 10000 | up | Server NIC
BR-DC-019-MMR-SW-04 | Te0/0/0/24 | 10G SFP+ | 10000 | reserved
BR-DC-019-MMR-SW-04 | Te0/0/0/25 | 10G SFP+ | 10000 | up | Server NIC
BR-DC-019-MMR-SW-04 | Te0/0/0/26 | 10G SFP+ | 10000 | admin-down
BR-DC-019-MMR-SW-04 | Te0/0/0/27 | 10G SFP+ | 10000 | admin-down
BR-DC-019-MMR-SW-04 | Te0/0/0/28 | 10G SFP+ | 10000 | admin-down
BR-DC-019-MMR-SW-04 | Te0/0/0/29 | 10G SFP+ | 10000 | up | Server NIC
BR-DC-019-MMR-SW-04 | Te0/0/0/30 | 10G SFP+ | 10000 | up | Server NIC
BR-DC-019-MMR-SW-04 | Te0/0/0/31 | 10G SFP+ | 10000 | admin-down
BR-DC-019-MMR-SW-04 | Te0/0/0/32 | 10G SFP+ | 10000 | up | Server NIC
BR-DC-019-MMR-SW-04 | Te0/0/0/33 | 10G SFP+ | 10000 | up | Server NIC
BR-DC-019-MMR-SW-04 | Te0/0/0/34 | 10G SFP+ | 10000 | admin-down
BR-DC-019-MMR-SW-04 | Te0/0/0/35 | 10G SFP+ | 10000 | up | Server NIC
BR-DC-019-MMR-SW-04 | Te0/0/0/36 | 10G SFP+ | 10000 | up | Server NIC
BR-DC-019-MMR-SW-04 | Te0/0/0/37 | 10G SFP+ | 10000 | admin-down
BR-DC-019-MMR-SW-04 | Te0/0/0/38 | 10G SFP+ | 10000 | up | Server NIC
BR-DC-019-MMR-SW-04 | Te0/0/0/39 | 10G SFP+ | 10000 | up | Server NIC
BR-DC-019-MMR-SW-04 | Te0/0/0/40 | 10G SFP+ | 10000 | admin-down
BR-DC-019-MMR-SW-04 | Te0/0/0/41 | 10G SFP+ | 10000 | up | Server NIC
BR-DC-019-MMR-SW-04 | Te0/0/0/42 | 10G SFP+ | 10000 | up | Server NIC
BR-DC-019-MMR-SW-04 | Te0/0/0/43 | 10G SFP+ | 10000 | admin-down
BR-DC-019-MMR-SW-04 | Te0/0/0/44 | 10G SFP+ | 10000 | up | Server NIC
BR-DC-019-MMR-SW-04 | Te0/0/0/45 | 10G SFP+ | 10000 | up | Server NIC
BR-DC-019-MMR-SW-04 | Te0/0/0/46 | 10G SFP+ | 10000 | admin-down
BR-DC-019-MMR-SW-04 | Te0/0/0/47 | 10G SFP+ | 10000 | up | Server NIC
BR-DC-019-MMR-SW-04 | Hu0/0/1/0 | 100G QSFP28 | 100000 | up | Uplink to BR-DC-019-AGG-R02 | QSFP28-100G-LR4
BR-DC-019-MMR-SW-04 | Hu0/0/1/1 | 100G QSFP28 | 100000 | up | Uplink to BR-DC-019-AGG-R01 | QSFP28-100G-LR4
BR-DC-019-MMR-SW-04 | Hu0/0/1/2 | 100G QSFP28 | 100000 | admin-down
BR-DC-019-MMR-SW-04 | Hu0/0/1/3 | 100G QSFP28 | 100000 | admin-down
BR-DC-019-TOR-001 | Ethernet1 | 10G SFP+ | 10000 | up | Access to BR-DC-019-MMR-SW-01 | SFP-10G-LR
BR-DC-019-TOR-001 | Ethernet2 | 10G SFP+ | 10000 | up | Access to BR-DC-019-MMR-SW-02 | SFP-10G-LR
BR-DC-019-TOR-001 | Ethernet3 | 10G SFP+ | 10000 | up | Server NIC
BR-DC-019-TOR-001 | Ethernet4 | 10G SFP+ | 10000 | admin-down
BR-DC-019-TOR-001 | Ethernet5 | 10G SFP+ | 10000 | up | Server NIC
BR-DC-019-TOR-001 | Ethernet6 | 10G SFP+ | 10000 | up | Server NIC
BR-DC-019-TOR-001 | Ethernet7 | 10G SFP+ | 10000 | up | Server NIC
BR-DC-019-TOR-001 | Ethernet8 | 10G SFP+ | 10000 | admin-down
BR-DC-019-TOR-001 | Ethernet9 | 10G SFP+ | 10000 | up | Server NIC
BR-DC-019-TOR-001 | Ethernet10 | 10G SFP+ | 10000 | admin-down
BR-DC-019-TOR-001 | Ethernet11 | 10G SFP+ | 10000 | admin-down
BR-DC-019-TOR-001 | Ethernet12 | 10G SFP+ | 10000 | admin-down
BR-DC-019-TOR-001 | Ethernet13 | 10G SFP+ | 10000 | up | Server NIC
BR-DC-019-TOR-001 | Ethernet14 | 10G SFP+ | 10000 | up | Server NIC
BR-DC-019-TOR-001 | Ethernet15 | 10G SFP+ | 10000 | up | Server NIC
BR-DC-019-TOR-001 | Ethernet16 | 10G SFP+ | 10000 | up | Server NIC
BR-DC-019-TOR-001 | Ethernet17 | 10G SFP+ | 10000 | admin-down
BR-DC-019-TOR-001 | Ethernet18 | 10G SFP+ | 10000 | up | Server NIC
BR-DC-019-TOR-001 | Ethernet19 | 10G SFP+ | 10000 | admin-down
BR-DC-019-TOR-001 | Ethernet20 | 10G SFP+ | 10000 | up | Server NIC
BR-DC-019-TOR-001 | Ethernet21 | 10G SFP+ | 10000 | admin-down
BR-DC-019-TOR-001 | Ethernet22 | 10G SFP+ | 10000 | admin-down
BR-DC-019-TOR-001 | Ethernet23 | 10G SFP+ | 10000 | up | Server NIC
BR-DC-019-TOR-001 | Ethernet24 | 10G SFP+ | 10000 | up | Server NIC
BR-DC-019-TOR-001 | Ethernet49/1 | 100G QSFP28 | 100000 | admin-down
BR-DC-019-TOR-001 | Ethernet49/2 | 100G QSFP28 | 100000 | admin-down
BR-DC-019-TOR-002 | Ethernet1 | 10G SFP+ | 10000 | up | Access to BR-DC-019-MMR-SW-02 | SFP-10G-LR
BR-DC-019-TOR-002 | Ethernet2 | 10G SFP+ | 10000 | up | Access to BR-DC-019-MMR-SW-03 | SFP-10G-LR
BR-DC-019-TOR-002 | Ethernet3 | 10G SFP+ | 10000 | admin-down
BR-DC-019-TOR-002 | Ethernet4 | 10G SFP+ | 10000 | up | Server NIC
BR-DC-019-TOR-002 | Ethernet5 | 10G SFP+ | 10000 | admin-down
BR-DC-019-TOR-002 | Ethernet6 | 10G SFP+ | 10000 | up | Server NIC
BR-DC-019-TOR-002 | Ethernet7 | 10G SFP+ | 10000 | up | Server NIC
BR-DC-019-TOR-002 | Ethernet8 | 10G SFP+ | 10000 | up | Server NIC
BR-DC-019-TOR-002 | Ethernet9 | 10G SFP+ | 10000 | up | Server NIC
BR-DC-019-TOR-002 | Ethernet10 | 10G SFP+ | 10000 | up | Server NIC
BR-DC-019-TOR-002 | Ethernet11 | 10G SFP+ | 10000 | admin-down
BR-DC-019-TOR-002 | Ethernet12 | 10G SFP+ | 10000 | admin-down
BR-DC-019-TOR-002 | Ethernet13 | 10G SFP+ | 10000 | up | Server NIC
BR-DC-019-TOR-002 | Ethernet14 | 10G SFP+ | 10000 | up | Server NIC
BR-DC-019-TOR-002 | Ethernet15 | 10G SFP+ | 10000 | admin-down
BR-DC-019-TOR-002 | Ethernet16 | 10G SFP+ | 10000 | up | Server NIC
BR-DC-019-TOR-002 | Ethernet17 | 10G SFP+ | 10000 | up | Server NIC
BR-DC-019-TOR-002 | Ethernet18 | 10G SFP+ | 10000 | admin-down
BR-DC-019-TOR-002 | Ethernet19 | 10G SFP+ | 10000 | up | Server NIC
BR-DC-019-TOR-002 | Ethernet20 | 10G SFP+ | 10000 | admin-down
BR-DC-019-TOR-002 | Ethernet21 | 10G SFP+ | 10000 | up | Server NIC
BR-DC-019-TOR-002 | Ethernet22 | 10G SFP+ | 10000 | up | Server NIC
BR-DC-019-TOR-002 | Ethernet23 | 10G SFP+ | 10000 | up | Server NIC
BR-DC-019-TOR-002 | Ethernet24 | 10G SFP+ | 10000 | up | Server NIC
BR-DC-019-TOR-002 | Ethernet49/1 | 100G QSFP28 | 100000 | admin-down
BR-DC-019-TOR-002 | Ethernet49/2 | 100G QSFP28 | 100000 | admin-down
KA-DC-020-PE-T4-01 | xe-0/0/0 | 10G SFP+ | 10000 | admin-down
KA-DC-020-PE-T4-01 | xe-0/0/1 | 10G SFP+ | 10000 | up | Backhaul to TN-DC-022 | SFP-10G-LR
KA-DC-020-PE-T4-01 | xe-0/0/2 | 10G SFP+ | 10000 | up | Backhaul to KL-DC-024 | SFP-10G-LR
KA-DC-020-PE-T4-01 | xe-0/0/3 | 10G SFP+ | 10000 | up | Backhaul to KA-DC-021 | SFP-10G-LR
KA-DC-020-PE-T4-01 | xe-0/0/4 | 10G SFP+ | 10000 | up | Backhaul to OD-DC-018 | SFP-10G-LR
KA-DC-020-PE-T4-01 | xe-0/0/5 | 10G SFP+ | 10000 | up | Backhaul to KL-DC-024 | SFP-10G-LR
KA-DC-020-PE-T4-01 | xe-0/0/6 | 10G SFP+ | 10000 | up | Uplink to KA-DC-020-AGG-R01 | SFP-10G-LR
KA-DC-020-PE-T4-01 | xe-0/0/7 | 10G SFP+ | 10000 | admin-down
KA-DC-020-PE-T4-01 | xe-0/0/8 | 10G SFP+ | 10000 | admin-down
KA-DC-020-PE-T4-01 | xe-0/0/9 | 10G SFP+ | 10000 | admin-down
KA-DC-020-PE-T4-01 | xe-0/0/10 | 10G SFP+ | 10000 | admin-down
KA-DC-020-PE-T4-01 | xe-0/0/11 | 10G SFP+ | 10000 | admin-down
KA-DC-020-PE-T4-01 | et-0/1/0 | 100G QSFP28 | 100000 | up | Fabric to KA-DC-020-PE-T4-02 | QSFP28-100G-LR4
KA-DC-020-PE-T4-01 | et-0/1/1 | 100G QSFP28 | 100000 | up | Fabric to KA-DC-020-PE-T4-03 | QSFP28-100G-LR4
KA-DC-020-PE-T4-01 | et-0/1/2 | 100G QSFP28 | 100000 | up | Fabric to KA-DC-020-PE-T4-04 | QSFP28-100G-LR4
KA-DC-020-PE-T4-01 | et-0/1/3 | 100G QSFP28 | 100000 | admin-down
KA-DC-020-PE-T4-01 | ge-0/2/0 | 1G copper | 1000 | admin-down
KA-DC-020-PE-T4-01 | ge-0/2/1 | 1G copper | 1000 | admin-down
KA-DC-020-PE-T4-01 | ge-0/2/2 | 1G copper | 1000 | admin-down
KA-DC-020-PE-T4-01 | ge-0/2/3 | 1G copper | 1000 | admin-down
KA-DC-020-PE-T4-01 | ge-0/2/4 | 1G copper | 1000 | admin-down
KA-DC-020-PE-T4-01 | ge-0/2/5 | 1G copper | 1000 | admin-down
KA-DC-020-PE-T4-01 | ge-0/2/6 | 1G copper | 1000 | admin-down
KA-DC-020-PE-T4-01 | ge-0/2/7 | 1G copper | 1000 | admin-down
KA-DC-020-PE-T4-01 | ge-0/2/8 | 1G copper | 1000 | admin-down
KA-DC-020-PE-T4-01 | ge-0/2/9 | 1G copper | 1000 | admin-down
KA-DC-020-PE-T4-01 | ge-0/2/10 | 1G copper | 1000 | admin-down
KA-DC-020-PE-T4-01 | ge-0/2/11 | 1G copper | 1000 | reserved
KA-DC-020-PE-T4-01 | ge-0/2/12 | 1G copper | 1000 | admin-down
KA-DC-020-PE-T4-01 | ge-0/2/13 | 1G copper | 1000 | admin-down
KA-DC-020-PE-T4-01 | ge-0/2/14 | 1G copper | 1000 | admin-down
KA-DC-020-PE-T4-01 | ge-0/2/15 | 1G copper | 1000 | admin-down
KA-DC-020-PE-T4-02 | xe-0/0/0 | 10G SFP+ | 10000 | admin-down
KA-DC-020-PE-T4-02 | xe-0/0/1 | 10G SFP+ | 10000 | up | Backhaul to DL-DC-009 | SFP-10G-LR
KA-DC-020-PE-T4-02 | xe-0/0/2 | 10G SFP+ | 10000 | up | Backhaul to RJ-DC-015 | SFP-10G-LR
KA-DC-020-PE-T4-02 | xe-0/0/3 | 10G SFP+ | 10000 | up | Backhaul to TS-DC-023 | SFP-10G-LR
KA-DC-020-PE-T4-02 | xe-0/0/4 | 10G SFP+ | 10000 | up | Backhaul to MH-DC-003 | SFP-10G-LR
KA-DC-020-PE-T4-02 | xe-0/0/5 | 10G SFP+ | 10000 | up | Backhaul to OD-DC-018 | SFP-10G-LR
KA-DC-020-PE-T4-02 | xe-0/0/6 | 10G SFP+ | 10000 | up | Uplink to KA-DC-020-AGG-R01 | SFP-10G-LR
KA-DC-020-PE-T4-02 | xe-0/0/7 | 10G SFP+ | 10000 | up | Uplink to KA-DC-020-AGG-R02 | SFP-10G-LR
KA-DC-020-PE-T4-02 | xe-0/0/8 | 10G SFP+ | 10000 | admin-down
KA-DC-020-PE-T4-02 | xe-0/0/9 | 10G SFP+ | 10000 | admin-down
KA-DC-020-PE-T4-02 | xe-0/0/10 | 10G SFP+ | 10000 | admin-down
KA-DC-020-PE-T4-02 | xe-0/0/11 | 10G SFP+ | 10000 | admin-down
KA-DC-020-PE-T4-02 | et-0/1/0 | 100G QSFP28 | 100000 | up | Fabric to KA-DC-020-PE-T4-01 | QSFP28-100G-LR4
KA-DC-020-PE-T4-02 | et-0/1/1 | 100G QSFP28 | 100000 | up | Fabric to KA-DC-020-PE-T4-03 | QSFP28-100G-LR4
KA-DC-020-PE-T4-02 | et-0/1/2 | 100G QSFP28 | 100000 | up | Fabric to KA-DC-020-PE-T4-04 | QSFP28-100G-LR4
KA-DC-020-PE-T4-02 | et-0/1/3 | 100G QSFP28 | 100000 | admin-down
KA-DC-020-PE-T4-02 | ge-0/2/0 | 1G copper | 1000 | admin-down
KA-DC-020-PE-T4-02 | ge-0/2/1 | 1G copper | 1000 | admin-down
KA-DC-020-PE-T4-02 | ge-0/2/2 | 1G copper | 1000 | admin-down
KA-DC-020-PE-T4-02 | ge-0/2/3 | 1G copper | 1000 | admin-down
KA-DC-020-PE-T4-02 | ge-0/2/4 | 1G copper | 1000 | admin-down
KA-DC-020-PE-T4-02 | ge-0/2/5 | 1G copper | 1000 | admin-down
KA-DC-020-PE-T4-02 | ge-0/2/6 | 1G copper | 1000 | admin-down
KA-DC-020-PE-T4-02 | ge-0/2/7 | 1G copper | 1000 | admin-down
KA-DC-020-PE-T4-02 | ge-0/2/8 | 1G copper | 1000 | admin-down
KA-DC-020-PE-T4-02 | ge-0/2/9 | 1G copper | 1000 | admin-down
KA-DC-020-PE-T4-02 | ge-0/2/10 | 1G copper | 1000 | admin-down
KA-DC-020-PE-T4-02 | ge-0/2/11 | 1G copper | 1000 | admin-down
KA-DC-020-PE-T4-02 | ge-0/2/12 | 1G copper | 1000 | admin-down
KA-DC-020-PE-T4-02 | ge-0/2/13 | 1G copper | 1000 | admin-down
KA-DC-020-PE-T4-02 | ge-0/2/14 | 1G copper | 1000 | admin-down
KA-DC-020-PE-T4-02 | ge-0/2/15 | 1G copper | 1000 | admin-down
KA-DC-020-PE-T4-03 | Te0/0/0/0 | 10G SFP+ | 10000 | admin-down
KA-DC-020-PE-T4-03 | Te0/0/0/1 | 10G SFP+ | 10000 | up | Backhaul to DL-DC-009 | SFP-10G-LR
KA-DC-020-PE-T4-03 | Te0/0/0/2 | 10G SFP+ | 10000 | up | Backhaul to MH-DC-003 | SFP-10G-LR
KA-DC-020-PE-T4-03 | Te0/0/0/3 | 10G SFP+ | 10000 | up | Backhaul to MH-DC-002 | SFP-10G-LR
KA-DC-020-PE-T4-03 | Te0/0/0/4 | 10G SFP+ | 10000 | up | Backhaul to TS-DC-023 | SFP-10G-LR
KA-DC-020-PE-T4-03 | Te0/0/0/5 | 10G SFP+ | 10000 | up | Backhaul to AP-DC-010 | SFP-10G-LR
KA-DC-020-PE-T4-03 | Te0/0/0/6 | 10G SFP+ | 10000 | up | Uplink to KA-DC-020-AGG-R02 | SFP-10G-LR
KA-DC-020-PE-T4-03 | Te0/0/0/7 | 10G SFP+ | 10000 | up | Uplink to KA-DC-020-AGG-R03 | SFP-10G-LR
KA-DC-020-PE-T4-03 | Te0/0/0/8 | 10G SFP+ | 10000 | admin-down
KA-DC-020-PE-T4-03 | Te0/0/0/9 | 10G SFP+ | 10000 | admin-down
KA-DC-020-PE-T4-03 | Te0/0/0/10 | 10G SFP+ | 10000 | admin-down
KA-DC-020-PE-T4-03 | Te0/0/0/11 | 10G SFP+ | 10000 | admin-down
KA-DC-020-PE-T4-03 | Hu0/0/1/0 | 100G QSFP28 | 100000 | up | Fabric to KA-DC-020-PE-T4-01 | QSFP28-100G-LR4
KA-DC-020-PE-T4-03 | Hu0/0/1/1 | 100G QSFP28 | 100000 | up | Fabric to KA-DC-020-PE-T4-02 | QSFP28-100G-LR4
KA-DC-020-PE-T4-03 | Hu0/0/1/2 | 100G QSFP28 | 100000 | up | Fabric to KA-DC-020-PE-T4-04 | QSFP28-100G-LR4
KA-DC-020-PE-T4-03 | Hu0/0/1/3 | 100G QSFP28 | 100000 | admin-down
KA-DC-020-PE-T4-03 | Gi0/0/2/0 | 1G copper | 1000 | admin-down
KA-DC-020-PE-T4-03 | Gi0/0/2/1 | 1G copper | 1000 | admin-down
KA-DC-020-PE-T4-03 | Gi0/0/2/2 | 1G copper | 1000 | admin-down
KA-DC-020-PE-T4-03 | Gi0/0/2/3 | 1G copper | 1000 | admin-down
KA-DC-020-PE-T4-03 | Gi0/0/2/4 | 1G copper | 1000 | admin-down
KA-DC-020-PE-T4-03 | Gi0/0/2/5 | 1G copper | 1000 | admin-down
KA-DC-020-PE-T4-03 | Gi0/0/2/6 | 1G copper | 1000 | admin-down
KA-DC-020-PE-T4-03 | Gi0/0/2/7 | 1G copper | 1000 | reserved
KA-DC-020-PE-T4-03 | Gi0/0/2/8 | 1G copper | 1000 | reserved
KA-DC-020-PE-T4-03 | Gi0/0/2/9 | 1G copper | 1000 | admin-down
KA-DC-020-PE-T4-03 | Gi0/0/2/10 | 1G copper | 1000 | admin-down
KA-DC-020-PE-T4-03 | Gi0/0/2/11 | 1G copper | 1000 | admin-down
KA-DC-020-PE-T4-03 | Gi0/0/2/12 | 1G copper | 1000 | admin-down
KA-DC-020-PE-T4-03 | Gi0/0/2/13 | 1G copper | 1000 | admin-down
KA-DC-020-PE-T4-03 | Gi0/0/2/14 | 1G copper | 1000 | admin-down
KA-DC-020-PE-T4-03 | Gi0/0/2/15 | 1G copper | 1000 | admin-down
KA-DC-020-PE-T4-04 | Te0/0/0/0 | 10G SFP+ | 10000 | admin-down
KA-DC-020-PE-T4-04 | Te0/0/0/1 | 10G SFP+ | 10000 | up | Backhaul to KA-DC-021 | SFP-10G-LR
KA-DC-020-PE-T4-04 | Te0/0/0/2 | 10G SFP+ | 10000 | up | Backhaul to RJ-DC-015 | SFP-10G-LR
KA-DC-020-PE-T4-04 | Te0/0/0/3 | 10G SFP+ | 10000 | up | Backhaul to DL-DC-009 | SFP-10G-LR
KA-DC-020-PE-T4-04 | Te0/0/0/4 | 10G SFP+ | 10000 | up | Backhaul to OD-DC-018 | SFP-10G-LR
KA-DC-020-PE-T4-04 | Te0/0/0/5 | 10G SFP+ | 10000 | up | Backhaul to MH-DC-002 | SFP-10G-LR
KA-DC-020-PE-T4-04 | Te0/0/0/6 | 10G SFP+ | 10000 | up | Uplink to KA-DC-020-AGG-R03 | SFP-10G-LR
KA-DC-020-PE-T4-04 | Te0/0/0/7 | 10G SFP+ | 10000 | admin-down
KA-DC-020-PE-T4-04 | Te0/0/0/8 | 10G SFP+ | 10000 | admin-down
KA-DC-020-PE-T4-04 | Te0/0/0/9 | 10G SFP+ | 10000 | admin-down
KA-DC-020-PE-T4-04 | Te0/0/0/10 | 10G SFP+ | 10000 | admin-down
KA-DC-020-PE-T4-04 | Te0/0/0/11 | 10G SFP+ | 10000 | admin-down
KA-DC-020-PE-T4-04 | Hu0/0/1/0 | 100G QSFP28 | 100000 | up | Fabric to KA-DC-020-PE-T4-01 | QSFP28-100G-LR4
KA-DC-020-PE-T4-04 | Hu0/0/1/1 | 100G QSFP28 | 100000 | up | Fabric to KA-DC-020-PE-T4-02 | QSFP28-100G-LR4
KA-DC-020-PE-T4-04 | Hu0/0/1/2 | 100G QSFP28 | 100000 | up | Fabric to KA-DC-020-PE-T4-03 | QSFP28-100G-LR4
KA-DC-020-PE-T4-04 | Hu0/0/1/3 | 100G QSFP28 | 100000 | admin-down
KA-DC-020-PE-T4-04 | Gi0/0/2/0 | 1G copper | 1000 | reserved
KA-DC-020-PE-T4-04 | Gi0/0/2/1 | 1G copper | 1000 | admin-down
KA-DC-020-PE-T4-04 | Gi0/0/2/2 | 1G copper | 1000 | admin-down
KA-DC-020-PE-T4-04 | Gi0/0/2/3 | 1G copper | 1000 | admin-down
KA-DC-020-PE-T4-04 | Gi0/0/2/4 | 1G copper | 1000 | admin-down
KA-DC-020-PE-T4-04 | Gi0/0/2/5 | 1G copper | 1000 | admin-down
KA-DC-020-PE-T4-04 | Gi0/0/2/6 | 1G copper | 1000 | admin-down
KA-DC-020-PE-T4-04 | Gi0/0/2/7 | 1G copper | 1000 | admin-down
KA-DC-020-PE-T4-04 | Gi0/0/2/8 | 1G copper | 1000 | admin-down
KA-DC-020-PE-T4-04 | Gi0/0/2/9 | 1G copper | 1000 | admin-down
KA-DC-020-PE-T4-04 | Gi0/0/2/10 | 1G copper | 1000 | admin-down
KA-DC-020-PE-T4-04 | Gi0/0/2/11 | 1G copper | 1000 | admin-down
KA-DC-020-PE-T4-04 | Gi0/0/2/12 | 1G copper | 1000 | admin-down
KA-DC-020-PE-T4-04 | Gi0/0/2/13 | 1G copper | 1000 | admin-down
KA-DC-020-PE-T4-04 | Gi0/0/2/14 | 1G copper | 1000 | admin-down
KA-DC-020-PE-T4-04 | Gi0/0/2/15 | 1G copper | 1000 | admin-down
KA-DC-020-FW-01 | port1 | 10G SFP+ | 10000 | up | Uplink to KA-DC-020-AGG-R01 | SFP-10G-LR
KA-DC-020-FW-01 | port2 | 10G SFP+ | 10000 | up | Uplink to KA-DC-020-AGG-R02 | SFP-10G-LR
KA-DC-020-FW-01 | port3 | 10G SFP+ | 10000 | admin-down
KA-DC-020-FW-01 | port4 | 10G SFP+ | 10000 | admin-down
KA-DC-020-FW-01 | port5 | 10G SFP+ | 10000 | admin-down
KA-DC-020-FW-01 | port6 | 10G SFP+ | 10000 | admin-down
KA-DC-020-FW-01 | port7 | 10G SFP+ | 10000 | admin-down
KA-DC-020-FW-01 | port8 | 10G SFP+ | 10000 | admin-down
KA-DC-020-FW-02 | port1 | 10G SFP+ | 10000 | up | Uplink to KA-DC-020-AGG-R02 | SFP-10G-LR
KA-DC-020-FW-02 | port2 | 10G SFP+ | 10000 | up | Uplink to KA-DC-020-AGG-R03 | SFP-10G-LR
KA-DC-020-FW-02 | port3 | 10G SFP+ | 10000 | admin-down
KA-DC-020-FW-02 | port4 | 10G SFP+ | 10000 | admin-down
KA-DC-020-FW-02 | port5 | 10G SFP+ | 10000 | reserved
KA-DC-020-FW-02 | port6 | 10G SFP+ | 10000 | admin-down
KA-DC-020-FW-02 | port7 | 10G SFP+ | 10000 | admin-down
KA-DC-020-FW-02 | port8 | 10G SFP+ | 10000 | admin-down
KA-DC-020-OLA-01 | 1/2/c1 | 100G QSFP28 | 100000 | up | Uplink to KA-DC-020-AGG-R01 | QSFP28-100G-LR4
KA-DC-020-OLA-01 | 1/2/c2 | 100G QSFP28 | 100000 | reserved
KA-DC-020-OLA-01 | 1/2/c3 | 100G QSFP28 | 100000 | admin-down
KA-DC-020-OLA-01 | 1/2/c4 | 100G QSFP28 | 100000 | admin-down
KA-DC-020-OLA-01 | 1/2/c5 | 100G QSFP28 | 100000 | admin-down
KA-DC-020-OLA-01 | 1/2/c6 | 100G QSFP28 | 100000 | reserved
KA-DC-020-OLA-01 | 1/2/c7 | 100G QSFP28 | 100000 | reserved
KA-DC-020-OLA-01 | 1/2/c8 | 100G QSFP28 | 100000 | reserved
KA-DC-020-OLA-02 | 1-A-1 | 100G QSFP28 | 100000 | up | Uplink to KA-DC-020-AGG-R02 | QSFP28-100G-LR4
KA-DC-020-OLA-02 | 1-A-2 | 100G QSFP28 | 100000 | admin-down
KA-DC-020-OLA-02 | 1-A-3 | 100G QSFP28 | 100000 | admin-down
KA-DC-020-OLA-02 | 1-A-4 | 100G QSFP28 | 100000 | admin-down
KA-DC-020-OLA-02 | 1-A-5 | 100G QSFP28 | 100000 | admin-down
KA-DC-020-OLA-02 | 1-A-6 | 100G QSFP28 | 100000 | admin-down
KA-DC-020-OLA-02 | 1-A-7 | 100G QSFP28 | 100000 | admin-down
KA-DC-020-OLA-02 | 1-A-8 | 100G QSFP28 | 100000 | admin-down
KA-DC-020-AGG-R01 | xe-0/0/0 | 10G SFP+ | 10000 | up | Uplink to KA-DC-020-FW-01 | SFP-10G-LR
KA-DC-020-AGG-R01 | xe-0/0/1 | 10G SFP+ | 10000 | up | Uplink to KA-DC-020-MMR-SW-01 | SFP-10G-LR
KA-DC-020-AGG-R01 | xe-0/0/2 | 10G SFP+ | 10000 | up | Uplink to KA-DC-020-MMR-SW-01 | SFP-10G-LR
KA-DC-020-AGG-R01 | xe-0/0/3 | 10G SFP+ | 10000 | up | Uplink to KA-DC-020-MMR-SW-04 | SFP-10G-LR
KA-DC-020-AGG-R01 | xe-0/0/4 | 10G SFP+ | 10000 | up | Uplink to KA-DC-020-MMR-SW-04 | SFP-10G-LR
KA-DC-020-AGG-R01 | xe-0/0/5 | 10G SFP+ | 10000 | up | Uplink to KA-DC-020-MMR-SW-07 | SFP-10G-LR
KA-DC-020-AGG-R01 | xe-0/0/6 | 10G SFP+ | 10000 | up | Uplink to KA-DC-020-MMR-SW-07 | SFP-10G-LR
KA-DC-020-AGG-R01 | xe-0/0/7 | 10G SFP+ | 10000 | admin-down
KA-DC-020-AGG-R01 | xe-0/0/8 | 10G SFP+ | 10000 | admin-down
KA-DC-020-AGG-R01 | xe-0/0/9 | 10G SFP+ | 10000 | admin-down
KA-DC-020-AGG-R01 | xe-0/0/10 | 10G SFP+ | 10000 | admin-down
KA-DC-020-AGG-R01 | xe-0/0/11 | 10G SFP+ | 10000 | reserved
KA-DC-020-AGG-R01 | xe-0/0/12 | 10G SFP+ | 10000 | admin-down
KA-DC-020-AGG-R01 | xe-0/0/13 | 10G SFP+ | 10000 | admin-down
KA-DC-020-AGG-R01 | xe-0/0/14 | 10G SFP+ | 10000 | admin-down
KA-DC-020-AGG-R01 | xe-0/0/15 | 10G SFP+ | 10000 | admin-down
KA-DC-020-AGG-R01 | et-0/1/0 | 100G QSFP28 | 100000 | up | Uplink to KA-DC-020-PE-T4-01 | QSFP28-100G-LR4
KA-DC-020-AGG-R01 | et-0/1/1 | 100G QSFP28 | 100000 | up | Uplink to KA-DC-020-PE-T4-02 | QSFP28-100G-LR4
KA-DC-020-AGG-R01 | et-0/1/2 | 100G QSFP28 | 100000 | up | Uplink to KA-DC-020-OLA-01 | QSFP28-100G-LR4
KA-DC-020-AGG-R01 | et-0/1/3 | 100G QSFP28 | 100000 | admin-down
KA-DC-020-AGG-R01 | et-0/1/4 | 100G QSFP28 | 100000 | admin-down
KA-DC-020-AGG-R01 | et-0/1/5 | 100G QSFP28 | 100000 | admin-down
KA-DC-020-AGG-R01 | et-0/1/6 | 100G QSFP28 | 100000 | admin-down
KA-DC-020-AGG-R01 | et-0/1/7 | 100G QSFP28 | 100000 | admin-down
KA-DC-020-AGG-R02 | xe-0/0/0 | 10G SFP+ | 10000 | up | Uplink to KA-DC-020-FW-01 | SFP-10G-LR
KA-DC-020-AGG-R02 | xe-0/0/1 | 10G SFP+ | 10000 | up | Uplink to KA-DC-020-FW-02 | SFP-10G-LR
KA-DC-020-AGG-R02 | xe-0/0/2 | 10G SFP+ | 10000 | up | Uplink to KA-DC-020-MMR-SW-02 | SFP-10G-LR
KA-DC-020-AGG-R02 | xe-0/0/3 | 10G SFP+ | 10000 | up | Uplink to KA-DC-020-MMR-SW-02 | SFP-10G-LR
KA-DC-020-AGG-R02 | xe-0/0/4 | 10G SFP+ | 10000 | up | Uplink to KA-DC-020-MMR-SW-05 | SFP-10G-LR
KA-DC-020-AGG-R02 | xe-0/0/5 | 10G SFP+ | 10000 | up | Uplink to KA-DC-020-MMR-SW-05 | SFP-10G-LR
KA-DC-020-AGG-R02 | xe-0/0/6 | 10G SFP+ | 10000 | up | Uplink to KA-DC-020-MMR-SW-08 | SFP-10G-LR
KA-DC-020-AGG-R02 | xe-0/0/7 | 10G SFP+ | 10000 | up | Uplink to KA-DC-020-MMR-SW-08 | SFP-10G-LR
KA-DC-020-AGG-R02 | xe-0/0/8 | 10G SFP+ | 10000 | admin-down
KA-DC-020-AGG-R02 | xe-0/0/9 | 10G SFP+ | 10000 | admin-down
KA-DC-020-AGG-R02 | xe-0/0/10 | 10G SFP+ | 10000 | admin-down
KA-DC-020-AGG-R02 | xe-0/0/11 | 10G SFP+ | 10000 | admin-down
KA-DC-020-AGG-R02 | xe-0/0/12 | 10G SFP+ | 10000 | admin-down
KA-DC-020-AGG-R02 | xe-0/0/13 | 10G SFP+ | 10000 | admin-down
KA-DC-020-AGG-R02 | xe-0/0/14 | 10G SFP+ | 10000 | admin-down
KA-DC-020-AGG-R02 | xe-0/0/15 | 10G SFP+ | 10000 | admin-down
KA-DC-020-AGG-R02 | et-0/1/0 | 100G QSFP28 | 100000 | up | Uplink to KA-DC-020-PE-T4-02 | QSFP28-100G-LR4
KA-DC-020-AGG-R02 | et-0/1/1 | 100G QSFP28 | 100000 | up | Uplink to KA-DC-020-PE-T4-03 | QSFP28-100G-LR4
KA-DC-020-AGG-R02 | et-0/1/2 | 100G QSFP28 | 100000 | up | Uplink to KA-DC-020-OLA-02 | QSFP28-100G-LR4
KA-DC-020-AGG-R02 | et-0/1/3 | 100G QSFP28 | 100000 | admin-down
KA-DC-020-AGG-R02 | et-0/1/4 | 100G QSFP28 | 100000 | admin-down
KA-DC-020-AGG-R02 | et-0/1/5 | 100G QSFP28 | 100000 | admin-down
KA-DC-020-AGG-R02 | et-0/1/6 | 100G QSFP28 | 100000 | admin-down
KA-DC-020-AGG-R02 | et-0/1/7 | 100G QSFP28 | 100000 | admin-down
KA-DC-020-AGG-R03 | xe-0/0/0 | 10G SFP+ | 10000 | up | Uplink to KA-DC-020-FW-02 | SFP-10G-LR
KA-DC-020-AGG-R03 | xe-0/0/1 | 10G SFP+ | 10000 | up | Uplink to KA-DC-020-MMR-SW-03 | SFP-10G-LR
KA-DC-020-AGG-R03 | xe-0/0/2 | 10G SFP+ | 10000 | up | Uplink to KA-DC-020-MMR-SW-03 | SFP-10G-LR
KA-DC-020-AGG-R03 | xe-0/0/3 | 10G SFP+ | 10000 | up | Uplink to KA-DC-020-MMR-SW-06 | SFP-10G-LR
KA-DC-020-AGG-R03 | xe-0/0/4 | 10G SFP+ | 10000 | up | Uplink to KA-DC-020-MMR-SW-06 | SFP-10G-LR
KA-DC-020-AGG-R03 | xe-0/0/5 | 10G SFP+ | 10000 | admin-down
KA-DC-020-AGG-R03 | xe-0/0/6 | 10G SFP+ | 10000 | admin-down
KA-DC-020-AGG-R03 | xe-0/0/7 | 10G SFP+ | 10000 | admin-down
KA-DC-020-AGG-R03 | xe-0/0/8 | 10G SFP+ | 10000 | admin-down
KA-DC-020-AGG-R03 | xe-0/0/9 | 10G SFP+ | 10000 | admin-down
KA-DC-020-AGG-R03 | xe-0/0/10 | 10G SFP+ | 10000 | admin-down
KA-DC-020-AGG-R03 | xe-0/0/11 | 10G SFP+ | 10000 | admin-down
KA-DC-020-AGG-R03 | xe-0/0/12 | 10G SFP+ | 10000 | admin-down
KA-DC-020-AGG-R03 | xe-0/0/13 | 10G SFP+ | 10000 | admin-down
KA-DC-020-AGG-R03 | xe-0/0/14 | 10G SFP+ | 10000 | admin-down
KA-DC-020-AGG-R03 | xe-0/0/15 | 10G SFP+ | 10000 | admin-down
KA-DC-020-AGG-R03 | et-0/1/0 | 100G QSFP28 | 100000 | up | Uplink to KA-DC-020-PE-T4-03 | QSFP28-100G-LR4
KA-DC-020-AGG-R03 | et-0/1/1 | 100G QSFP28 | 100000 | up | Uplink to KA-DC-020-PE-T4-04 | QSFP28-100G-LR4
KA-DC-020-AGG-R03 | et-0/1/2 | 100G QSFP28 | 100000 | admin-down
KA-DC-020-AGG-R03 | et-0/1/3 | 100G QSFP28 | 100000 | admin-down
KA-DC-020-AGG-R03 | et-0/1/4 | 100G QSFP28 | 100000 | admin-down
KA-DC-020-AGG-R03 | et-0/1/5 | 100G QSFP28 | 100000 | admin-down
KA-DC-020-AGG-R03 | et-0/1/6 | 100G QSFP28 | 100000 | admin-down
KA-DC-020-AGG-R03 | et-0/1/7 | 100G QSFP28 | 100000 | admin-down
KA-DC-020-MMR-SW-01 | Ethernet1 | 10G SFP+ | 10000 | up | Access to KA-DC-020-TOR-001 | SFP-10G-LR
KA-DC-020-MMR-SW-01 | Ethernet2 | 10G SFP+ | 10000 | up | Server NIC
KA-DC-020-MMR-SW-01 | Ethernet3 | 10G SFP+ | 10000 | up | Server NIC
KA-DC-020-MMR-SW-01 | Ethernet4 | 10G SFP+ | 10000 | admin-down
KA-DC-020-MMR-SW-01 | Ethernet5 | 10G SFP+ | 10000 | up | Server NIC
KA-DC-020-MMR-SW-01 | Ethernet6 | 10G SFP+ | 10000 | up | Server NIC
KA-DC-020-MMR-SW-01 | Ethernet7 | 10G SFP+ | 10000 | up | Server NIC
KA-DC-020-MMR-SW-01 | Ethernet8 | 10G SFP+ | 10000 | admin-down
KA-DC-020-MMR-SW-01 | Ethernet9 | 10G SFP+ | 10000 | up | Server NIC
KA-DC-020-MMR-SW-01 | Ethernet10 | 10G SFP+ | 10000 | up | Server NIC
KA-DC-020-MMR-SW-01 | Ethernet11 | 10G SFP+ | 10000 | up | Server NIC
KA-DC-020-MMR-SW-01 | Ethernet12 | 10G SFP+ | 10000 | up | Server NIC
KA-DC-020-MMR-SW-01 | Ethernet13 | 10G SFP+ | 10000 | up | Server NIC
KA-DC-020-MMR-SW-01 | Ethernet14 | 10G SFP+ | 10000 | up | Server NIC
KA-DC-020-MMR-SW-01 | Ethernet15 | 10G SFP+ | 10000 | admin-down
KA-DC-020-MMR-SW-01 | Ethernet16 | 10G SFP+ | 10000 | admin-down
KA-DC-020-MMR-SW-01 | Ethernet17 | 10G SFP+ | 10000 | reserved
KA-DC-020-MMR-SW-01 | Ethernet18 | 10G SFP+ | 10000 | up | Server NIC
KA-DC-020-MMR-SW-01 | Ethernet19 | 10G SFP+ | 10000 | up | Server NIC
KA-DC-020-MMR-SW-01 | Ethernet20 | 10G SFP+ | 10000 | admin-down
KA-DC-020-MMR-SW-01 | Ethernet21 | 10G SFP+ | 10000 | admin-down
KA-DC-020-MMR-SW-01 | Ethernet22 | 10G SFP+ | 10000 | up | Server NIC
KA-DC-020-MMR-SW-01 | Ethernet23 | 10G SFP+ | 10000 | admin-down
KA-DC-020-MMR-SW-01 | Ethernet24 | 10G SFP+ | 10000 | admin-down
KA-DC-020-MMR-SW-01 | Ethernet25 | 10G SFP+ | 10000 | up | Server NIC
KA-DC-020-MMR-SW-01 | Ethernet26 | 10G SFP+ | 10000 | admin-down
KA-DC-020-MMR-SW-01 | Ethernet27 | 10G SFP+ | 10000 | admin-down
KA-DC-020-MMR-SW-01 | Ethernet28 | 10G SFP+ | 10000 | up | Server NIC
KA-DC-020-MMR-SW-01 | Ethernet29 | 10G SFP+ | 10000 | up | Server NIC
KA-DC-020-MMR-SW-01 | Ethernet30 | 10G SFP+ | 10000 | up | Server NIC
KA-DC-020-MMR-SW-01 | Ethernet31 | 10G SFP+ | 10000 | admin-down
KA-DC-020-MMR-SW-01 | Ethernet32 | 10G SFP+ | 10000 | up | Server NIC
KA-DC-020-MMR-SW-01 | Ethernet33 | 10G SFP+ | 10000 | up | Server NIC
KA-DC-020-MMR-SW-01 | Ethernet34 | 10G SFP+ | 10000 | up | Server NIC
KA-DC-020-MMR-SW-01 | Ethernet35 | 10G SFP+ | 10000 | up | Server NIC
KA-DC-020-MMR-SW-01 | Ethernet36 | 10G SFP+ | 10000 | up | Server NIC
KA-DC-020-MMR-SW-01 | Ethernet37 | 10G SFP+ | 10000 | up | Server NIC
KA-DC-020-MMR-SW-01 | Ethernet38 | 10G SFP+ | 10000 | up | Server NIC
KA-DC-020-MMR-SW-01 | Ethernet39 | 10G SFP+ | 10000 | up | Server NIC
KA-DC-020-MMR-SW-01 | Ethernet40 | 10G SFP+ | 10000 | admin-down
KA-DC-020-MMR-SW-01 | Ethernet41 | 10G SFP+ | 10000 | admin-down
KA-DC-020-MMR-SW-01 | Ethernet42 | 10G SFP+ | 10000 | up | Server NIC
KA-DC-020-MMR-SW-01 | Ethernet43 | 10G SFP+ | 10000 | admin-down
KA-DC-020-MMR-SW-01 | Ethernet44 | 10G SFP+ | 10000 | up | Server NIC
KA-DC-020-MMR-SW-01 | Ethernet45 | 10G SFP+ | 10000 | up | Server NIC
KA-DC-020-MMR-SW-01 | Ethernet46 | 10G SFP+ | 10000 | up | Server NIC
KA-DC-020-MMR-SW-01 | Ethernet47 | 10G SFP+ | 10000 | up | Server NIC
KA-DC-020-MMR-SW-01 | Ethernet48 | 10G SFP+ | 10000 | up | Server NIC
KA-DC-020-MMR-SW-01 | Ethernet49/1 | 100G QSFP28 | 100000 | up | Uplink to KA-DC-020-AGG-R01 | QSFP28-100G-LR4
KA-DC-020-MMR-SW-01 | Ethernet49/2 | 100G QSFP28 | 100000 | up | Uplink to KA-DC-020-AGG-R01 | QSFP28-100G-LR4
KA-DC-020-MMR-SW-01 | Ethernet49/3 | 100G QSFP28 | 100000 | admin-down
KA-DC-020-MMR-SW-01 | Ethernet49/4 | 100G QSFP28 | 100000 | admin-down
KA-DC-020-MMR-SW-02 | xe-0/0/0 | 10G SFP+ | 10000 | up | Access to KA-DC-020-TOR-001 | SFP-10G-LR
KA-DC-020-MMR-SW-02 | xe-0/0/1 | 10G SFP+ | 10000 | up | Access to KA-DC-020-TOR-002 | SFP-10G-LR
KA-DC-020-MMR-SW-02 | xe-0/0/2 | 10G SFP+ | 10000 | admin-down
KA-DC-020-MMR-SW-02 | xe-0/0/3 | 10G SFP+ | 10000 | admin-down
KA-DC-020-MMR-SW-02 | xe-0/0/4 | 10G SFP+ | 10000 | up | Server NIC
KA-DC-020-MMR-SW-02 | xe-0/0/5 | 10G SFP+ | 10000 | admin-down
KA-DC-020-MMR-SW-02 | xe-0/0/6 | 10G SFP+ | 10000 | up | Server NIC
KA-DC-020-MMR-SW-02 | xe-0/0/7 | 10G SFP+ | 10000 | up | Server NIC
KA-DC-020-MMR-SW-02 | xe-0/0/8 | 10G SFP+ | 10000 | up | Server NIC
KA-DC-020-MMR-SW-02 | xe-0/0/9 | 10G SFP+ | 10000 | admin-down
KA-DC-020-MMR-SW-02 | xe-0/0/10 | 10G SFP+ | 10000 | up | Server NIC
KA-DC-020-MMR-SW-02 | xe-0/0/11 | 10G SFP+ | 10000 | up | Server NIC
KA-DC-020-MMR-SW-02 | xe-0/0/12 | 10G SFP+ | 10000 | admin-down
KA-DC-020-MMR-SW-02 | xe-0/0/13 | 10G SFP+ | 10000 | admin-down
KA-DC-020-MMR-SW-02 | xe-0/0/14 | 10G SFP+ | 10000 | up | Server NIC
KA-DC-020-MMR-SW-02 | xe-0/0/15 | 10G SFP+ | 10000 | admin-down
KA-DC-020-MMR-SW-02 | xe-0/0/16 | 10G SFP+ | 10000 | up | Server NIC
KA-DC-020-MMR-SW-02 | xe-0/0/17 | 10G SFP+ | 10000 | up | Server NIC
KA-DC-020-MMR-SW-02 | xe-0/0/18 | 10G SFP+ | 10000 | up | Server NIC
KA-DC-020-MMR-SW-02 | xe-0/0/19 | 10G SFP+ | 10000 | up | Server NIC
KA-DC-020-MMR-SW-02 | xe-0/0/20 | 10G SFP+ | 10000 | admin-down
KA-DC-020-MMR-SW-02 | xe-0/0/21 | 10G SFP+ | 10000 | up | Server NIC
KA-DC-020-MMR-SW-02 | xe-0/0/22 | 10G SFP+ | 10000 | up | Server NIC
KA-DC-020-MMR-SW-02 | xe-0/0/23 | 10G SFP+ | 10000 | admin-down
KA-DC-020-MMR-SW-02 | xe-0/0/24 | 10G SFP+ | 10000 | up | Server NIC
KA-DC-020-MMR-SW-02 | xe-0/0/25 | 10G SFP+ | 10000 | up | Server NIC
KA-DC-020-MMR-SW-02 | xe-0/0/26 | 10G SFP+ | 10000 | up | Server NIC
KA-DC-020-MMR-SW-02 | xe-0/0/27 | 10G SFP+ | 10000 | up | Server NIC
KA-DC-020-MMR-SW-02 | xe-0/0/28 | 10G SFP+ | 10000 | up | Server NIC
KA-DC-020-MMR-SW-02 | xe-0/0/29 | 10G SFP+ | 10000 | reserved
KA-DC-020-MMR-SW-02 | xe-0/0/30 | 10G SFP+ | 10000 | up | Server NIC
KA-DC-020-MMR-SW-02 | xe-0/0/31 | 10G SFP+ | 10000 | admin-down
KA-DC-020-MMR-SW-02 | xe-0/0/32 | 10G SFP+ | 10000 | up | Server NIC
KA-DC-020-MMR-SW-02 | xe-0/0/33 | 10G SFP+ | 10000 | admin-down
KA-DC-020-MMR-SW-02 | xe-0/0/34 | 10G SFP+ | 10000 | up | Server NIC
KA-DC-020-MMR-SW-02 | xe-0/0/35 | 10G SFP+ | 10000 | admin-down
KA-DC-020-MMR-SW-02 | xe-0/0/36 | 10G SFP+ | 10000 | up | Server NIC
KA-DC-020-MMR-SW-02 | xe-0/0/37 | 10G SFP+ | 10000 | admin-down
KA-DC-020-MMR-SW-02 | xe-0/0/38 | 10G SFP+ | 10000 | up | Server NIC
KA-DC-020-MMR-SW-02 | xe-0/0/39 | 10G SFP+ | 10000 | admin-down
KA-DC-020-MMR-SW-02 | xe-0/0/40 | 10G SFP+ | 10000 | admin-down
KA-DC-020-MMR-SW-02 | xe-0/0/41 | 10G SFP+ | 10000 | admin-down
KA-DC-020-MMR-SW-02 | xe-0/0/42 | 10G SFP+ | 10000 | up | Server NIC
KA-DC-020-MMR-SW-02 | xe-0/0/43 | 10G SFP+ | 10000 | up | Server NIC
KA-DC-020-MMR-SW-02 | xe-0/0/44 | 10G SFP+ | 10000 | up | Server NIC
KA-DC-020-MMR-SW-02 | xe-0/0/45 | 10G SFP+ | 10000 | admin-down
KA-DC-020-MMR-SW-02 | xe-0/0/46 | 10G SFP+ | 10000 | admin-down
KA-DC-020-MMR-SW-02 | xe-0/0/47 | 10G SFP+ | 10000 | admin-down
KA-DC-020-MMR-SW-02 | et-0/1/0 | 100G QSFP28 | 100000 | up | Uplink to KA-DC-020-AGG-R02 | QSFP28-100G-LR4
KA-DC-020-MMR-SW-02 | et-0/1/1 | 100G QSFP28 | 100000 | up | Uplink to KA-DC-020-AGG-R02 | QSFP28-100G-LR4
KA-DC-020-MMR-SW-02 | et-0/1/2 | 100G QSFP28 | 100000 | admin-down
KA-DC-020-MMR-SW-02 | et-0/1/3 | 100G QSFP28 | 100000 | admin-down
KA-DC-020-MMR-SW-03 | Te0/0/0/0 | 10G SFP+ | 10000 | up | Access to KA-DC-020-TOR-002 | SFP-10G-LR
KA-DC-020-MMR-SW-03 | Te0/0/0/1 | 10G SFP+ | 10000 | up | Access to KA-DC-020-TOR-003 | SFP-10G-LR
KA-DC-020-MMR-SW-03 | Te0/0/0/2 | 10G SFP+ | 10000 | up | Server NIC
KA-DC-020-MMR-SW-03 | Te0/0/0/3 | 10G SFP+ | 10000 | admin-down
KA-DC-020-MMR-SW-03 | Te0/0/0/4 | 10G SFP+ | 10000 | up | Server NIC
KA-DC-020-MMR-SW-03 | Te0/0/0/5 | 10G SFP+ | 10000 | up | Server NIC
KA-DC-020-MMR-SW-03 | Te0/0/0/6 | 10G SFP+ | 10000 | admin-down
KA-DC-020-MMR-SW-03 | Te0/0/0/7 | 10G SFP+ | 10000 | admin-down
KA-DC-020-MMR-SW-03 | Te0/0/0/8 | 10G SFP+ | 10000 | admin-down
KA-DC-020-MMR-SW-03 | Te0/0/0/9 | 10G SFP+ | 10000 | admin-down
KA-DC-020-MMR-SW-03 | Te0/0/0/10 | 10G SFP+ | 10000 | admin-down
KA-DC-020-MMR-SW-03 | Te0/0/0/11 | 10G SFP+ | 10000 | admin-down
KA-DC-020-MMR-SW-03 | Te0/0/0/12 | 10G SFP+ | 10000 | up | Server NIC
KA-DC-020-MMR-SW-03 | Te0/0/0/13 | 10G SFP+ | 10000 | admin-down
KA-DC-020-MMR-SW-03 | Te0/0/0/14 | 10G SFP+ | 10000 | up | Server NIC
KA-DC-020-MMR-SW-03 | Te0/0/0/15 | 10G SFP+ | 10000 | up | Server NIC
KA-DC-020-MMR-SW-03 | Te0/0/0/16 | 10G SFP+ | 10000 | up | Server NIC
KA-DC-020-MMR-SW-03 | Te0/0/0/17 | 10G SFP+ | 10000 | admin-down
KA-DC-020-MMR-SW-03 | Te0/0/0/18 | 10G SFP+ | 10000 | up | Server NIC
KA-DC-020-MMR-SW-03 | Te0/0/0/19 | 10G SFP+ | 10000 | up | Server NIC
KA-DC-020-MMR-SW-03 | Te0/0/0/20 | 10G SFP+ | 10000 | admin-down
KA-DC-020-MMR-SW-03 | Te0/0/0/21 | 10G SFP+ | 10000 | admin-down
KA-DC-020-MMR-SW-03 | Te0/0/0/22 | 10G SFP+ | 10000 | up | Server NIC
KA-DC-020-MMR-SW-03 | Te0/0/0/23 | 10G SFP+ | 10000 | admin-down
KA-DC-020-MMR-SW-03 | Te0/0/0/24 | 10G SFP+ | 10000 | up | Server NIC
KA-DC-020-MMR-SW-03 | Te0/0/0/25 | 10G SFP+ | 10000 | up | Server NIC
KA-DC-020-MMR-SW-03 | Te0/0/0/26 | 10G SFP+ | 10000 | up | Server NIC
KA-DC-020-MMR-SW-03 | Te0/0/0/27 | 10G SFP+ | 10000 | admin-down
KA-DC-020-MMR-SW-03 | Te0/0/0/28 | 10G SFP+ | 10000 | up | Server NIC
KA-DC-020-MMR-SW-03 | Te0/0/0/29 | 10G SFP+ | 10000 | admin-down
KA-DC-020-MMR-SW-03 | Te0/0/0/30 | 10G SFP+ | 10000 | admin-down
KA-DC-020-MMR-SW-03 | Te0/0/0/31 | 10G SFP+ | 10000 | admin-down
KA-DC-020-MMR-SW-03 | Te0/0/0/32 | 10G SFP+ | 10000 | up | Server NIC
KA-DC-020-MMR-SW-03 | Te0/0/0/33 | 10G SFP+ | 10000 | up | Server NIC
KA-DC-020-MMR-SW-03 | Te0/0/0/34 | 10G SFP+ | 10000 | admin-down
KA-DC-020-MMR-SW-03 | Te0/0/0/35 | 10G SFP+ | 10000 | up | Server NIC
KA-DC-020-MMR-SW-03 | Te0/0/0/36 | 10G SFP+ | 10000 | up | Server NIC
KA-DC-020-MMR-SW-03 | Te0/0/0/37 | 10G SFP+ | 10000 | admin-down
KA-DC-020-MMR-SW-03 | Te0/0/0/38 | 10G SFP+ | 10000 | up | Server NIC
KA-DC-020-MMR-SW-03 | Te0/0/0/39 | 10G SFP+ | 10000 | reserved
KA-DC-020-MMR-SW-03 | Te0/0/0/40 | 10G SFP+ | 10000 | up | Server NIC
KA-DC-020-MMR-SW-03 | Te0/0/0/41 | 10G SFP+ | 10000 | up | Server NIC
KA-DC-020-MMR-SW-03 | Te0/0/0/42 | 10G SFP+ | 10000 | admin-down
KA-DC-020-MMR-SW-03 | Te0/0/0/43 | 10G SFP+ | 10000 | up | Server NIC
KA-DC-020-MMR-SW-03 | Te0/0/0/44 | 10G SFP+ | 10000 | admin-down
KA-DC-020-MMR-SW-03 | Te0/0/0/45 | 10G SFP+ | 10000 | up | Server NIC
KA-DC-020-MMR-SW-03 | Te0/0/0/46 | 10G SFP+ | 10000 | up | Server NIC
KA-DC-020-MMR-SW-03 | Te0/0/0/47 | 10G SFP+ | 10000 | admin-down
KA-DC-020-MMR-SW-03 | Hu0/0/1/0 | 100G QSFP28 | 100000 | up | Uplink to KA-DC-020-AGG-R03 | QSFP28-100G-LR4
KA-DC-020-MMR-SW-03 | Hu0/0/1/1 | 100G QSFP28 | 100000 | up | Uplink to KA-DC-020-AGG-R03 | QSFP28-100G-LR4
KA-DC-020-MMR-SW-03 | Hu0/0/1/2 | 100G QSFP28 | 100000 | admin-down
KA-DC-020-MMR-SW-03 | Hu0/0/1/3 | 100G QSFP28 | 100000 | admin-down
KA-DC-020-MMR-SW-04 | Te0/0/0/0 | 10G SFP+ | 10000 | up | Access to KA-DC-020-TOR-003 | SFP-10G-LR
KA-DC-020-MMR-SW-04 | Te0/0/0/1 | 10G SFP+ | 10000 | up | Access to KA-DC-020-TOR-004 | SFP-10G-LR
KA-DC-020-MMR-SW-04 | Te0/0/0/2 | 10G SFP+ | 10000 | admin-down
KA-DC-020-MMR-SW-04 | Te0/0/0/3 | 10G SFP+ | 10000 | up | Server NIC
KA-DC-020-MMR-SW-04 | Te0/0/0/4 | 10G SFP+ | 10000 | admin-down
KA-DC-020-MMR-SW-04 | Te0/0/0/5 | 10G SFP+ | 10000 | admin-down
KA-DC-020-MMR-SW-04 | Te0/0/0/6 | 10G SFP+ | 10000 | up | Server NIC
KA-DC-020-MMR-SW-04 | Te0/0/0/7 | 10G SFP+ | 10000 | admin-down
KA-DC-020-MMR-SW-04 | Te0/0/0/8 | 10G SFP+ | 10000 | up | Server NIC
KA-DC-020-MMR-SW-04 | Te0/0/0/9 | 10G SFP+ | 10000 | up | Server NIC
KA-DC-020-MMR-SW-04 | Te0/0/0/10 | 10G SFP+ | 10000 | up | Server NIC
KA-DC-020-MMR-SW-04 | Te0/0/0/11 | 10G SFP+ | 10000 | admin-down
KA-DC-020-MMR-SW-04 | Te0/0/0/12 | 10G SFP+ | 10000 | admin-down
KA-DC-020-MMR-SW-04 | Te0/0/0/13 | 10G SFP+ | 10000 | up | Server NIC
KA-DC-020-MMR-SW-04 | Te0/0/0/14 | 10G SFP+ | 10000 | admin-down
KA-DC-020-MMR-SW-04 | Te0/0/0/15 | 10G SFP+ | 10000 | up | Server NIC
KA-DC-020-MMR-SW-04 | Te0/0/0/16 | 10G SFP+ | 10000 | up | Server NIC
KA-DC-020-MMR-SW-04 | Te0/0/0/17 | 10G SFP+ | 10000 | up | Server NIC
KA-DC-020-MMR-SW-04 | Te0/0/0/18 | 10G SFP+ | 10000 | up | Server NIC
KA-DC-020-MMR-SW-04 | Te0/0/0/19 | 10G SFP+ | 10000 | up | Server NIC
KA-DC-020-MMR-SW-04 | Te0/0/0/20 | 10G SFP+ | 10000 | up | Server NIC
KA-DC-020-MMR-SW-04 | Te0/0/0/21 | 10G SFP+ | 10000 | up | Server NIC
KA-DC-020-MMR-SW-04 | Te0/0/0/22 | 10G SFP+ | 10000 | up | Server NIC
KA-DC-020-MMR-SW-04 | Te0/0/0/23 | 10G SFP+ | 10000 | admin-down
KA-DC-020-MMR-SW-04 | Te0/0/0/24 | 10G SFP+ | 10000 | up | Server NIC
KA-DC-020-MMR-SW-04 | Te0/0/0/25 | 10G SFP+ | 10000 | up | Server NIC
KA-DC-020-MMR-SW-04 | Te0/0/0/26 | 10G SFP+ | 10000 | admin-down
KA-DC-020-MMR-SW-04 | Te0/0/0/27 | 10G SFP+ | 10000 | up | Server NIC
KA-DC-020-MMR-SW-04 | Te0/0/0/28 | 10G SFP+ | 10000 | admin-down
KA-DC-020-MMR-SW-04 | Te0/0/0/29 | 10G SFP+ | 10000 | up | Server NIC
KA-DC-020-MMR-SW-04 | Te0/0/0/30 | 10G SFP+ | 10000 | admin-down
KA-DC-020-MMR-SW-04 | Te0/0/0/31 | 10G SFP+ | 10000 | admin-down
KA-DC-020-MMR-SW-04 | Te0/0/0/32 | 10G SFP+ | 10000 | up | Server NIC
KA-DC-020-MMR-SW-04 | Te0/0/0/33 | 10G SFP+ | 10000 | up | Server NIC
KA-DC-020-MMR-SW-04 | Te0/0/0/34 | 10G SFP+ | 10000 | up | Server NIC
KA-DC-020-MMR-SW-04 | Te0/0/0/35 | 10G SFP+ | 10000 | admin-down
KA-DC-020-MMR-SW-04 | Te0/0/0/36 | 10G SFP+ | 10000 | admin-down
KA-DC-020-MMR-SW-04 | Te0/0/0/37 | 10G SFP+ | 10000 | up | Server NIC
KA-DC-020-MMR-SW-04 | Te0/0/0/38 | 10G SFP+ | 10000 | up | Server NIC
KA-DC-020-MMR-SW-04 | Te0/0/0/39 | 10G SFP+ | 10000 | up | Server NIC
KA-DC-020-MMR-SW-04 | Te0/0/0/40 | 10G SFP+ | 10000 | admin-down
KA-DC-020-MMR-SW-04 | Te0/0/0/41 | 10G SFP+ | 10000 | up | Server NIC
KA-DC-020-MMR-SW-04 | Te0/0/0/42 | 10G SFP+ | 10000 | reserved
KA-DC-020-MMR-SW-04 | Te0/0/0/43 | 10G SFP+ | 10000 | up | Server NIC
KA-DC-020-MMR-SW-04 | Te0/0/0/44 | 10G SFP+ | 10000 | up | Server NIC
KA-DC-020-MMR-SW-04 | Te0/0/0/45 | 10G SFP+ | 10000 | admin-down
KA-DC-020-MMR-SW-04 | Te0/0/0/46 | 10G SFP+ | 10000 | up | Server NIC
KA-DC-020-MMR-SW-04 | Te0/0/0/47 | 10G SFP+ | 10000 | admin-down
KA-DC-020-MMR-SW-04 | Hu0/0/1/0 | 100G QSFP28 | 100000 | up | Uplink to KA-DC-020-AGG-R01 | QSFP28-100G-LR4
KA-DC-020-MMR-SW-04 | Hu0/0/1/1 | 100G QSFP28 | 100000 | up | Uplink to KA-DC-020-AGG-R01 | QSFP28-100G-LR4
KA-DC-020-MMR-SW-04 | Hu0/0/1/2 | 100G QSFP28 | 100000 | admin-down
KA-DC-020-MMR-SW-04 | Hu0/0/1/3 | 100G QSFP28 | 100000 | admin-down
KA-DC-020-MMR-SW-05 | Te0/0/0/0 | 10G SFP+ | 10000 | up | Access to KA-DC-020-TOR-004 | SFP-10G-LR
KA-DC-020-MMR-SW-05 | Te0/0/0/1 | 10G SFP+ | 10000 | up | Access to KA-DC-020-TOR-005 | SFP-10G-LR
KA-DC-020-MMR-SW-05 | Te0/0/0/2 | 10G SFP+ | 10000 | up | Server NIC
KA-DC-020-MMR-SW-05 | Te0/0/0/3 | 10G SFP+ | 10000 | up | Server NIC
KA-DC-020-MMR-SW-05 | Te0/0/0/4 | 10G SFP+ | 10000 | up | Server NIC
KA-DC-020-MMR-SW-05 | Te0/0/0/5 | 10G SFP+ | 10000 | up | Server NIC
KA-DC-020-MMR-SW-05 | Te0/0/0/6 | 10G SFP+ | 10000 | admin-down
KA-DC-020-MMR-SW-05 | Te0/0/0/7 | 10G SFP+ | 10000 | up | Server NIC
KA-DC-020-MMR-SW-05 | Te0/0/0/8 | 10G SFP+ | 10000 | up | Server NIC
KA-DC-020-MMR-SW-05 | Te0/0/0/9 | 10G SFP+ | 10000 | admin-down
KA-DC-020-MMR-SW-05 | Te0/0/0/10 | 10G SFP+ | 10000 | up | Server NIC
KA-DC-020-MMR-SW-05 | Te0/0/0/11 | 10G SFP+ | 10000 | up | Server NIC
KA-DC-020-MMR-SW-05 | Te0/0/0/12 | 10G SFP+ | 10000 | admin-down
KA-DC-020-MMR-SW-05 | Te0/0/0/13 | 10G SFP+ | 10000 | reserved
KA-DC-020-MMR-SW-05 | Te0/0/0/14 | 10G SFP+ | 10000 | up | Server NIC
KA-DC-020-MMR-SW-05 | Te0/0/0/15 | 10G SFP+ | 10000 | up | Server NIC
KA-DC-020-MMR-SW-05 | Te0/0/0/16 | 10G SFP+ | 10000 | admin-down
KA-DC-020-MMR-SW-05 | Te0/0/0/17 | 10G SFP+ | 10000 | admin-down
KA-DC-020-MMR-SW-05 | Te0/0/0/18 | 10G SFP+ | 10000 | up | Server NIC
KA-DC-020-MMR-SW-05 | Te0/0/0/19 | 10G SFP+ | 10000 | admin-down
KA-DC-020-MMR-SW-05 | Te0/0/0/20 | 10G SFP+ | 10000 | admin-down
KA-DC-020-MMR-SW-05 | Te0/0/0/21 | 10G SFP+ | 10000 | up | Server NIC
KA-DC-020-MMR-SW-05 | Te0/0/0/22 | 10G SFP+ | 10000 | up | Server NIC
KA-DC-020-MMR-SW-05 | Te0/0/0/23 | 10G SFP+ | 10000 | admin-down
KA-DC-020-MMR-SW-05 | Te0/0/0/24 | 10G SFP+ | 10000 | up | Server NIC
KA-DC-020-MMR-SW-05 | Te0/0/0/25 | 10G SFP+ | 10000 | reserved
KA-DC-020-MMR-SW-05 | Te0/0/0/26 | 10G SFP+ | 10000 | up | Server NIC
KA-DC-020-MMR-SW-05 | Te0/0/0/27 | 10G SFP+ | 10000 | admin-down
KA-DC-020-MMR-SW-05 | Te0/0/0/28 | 10G SFP+ | 10000 | admin-down
KA-DC-020-MMR-SW-05 | Te0/0/0/29 | 10G SFP+ | 10000 | up | Server NIC
KA-DC-020-MMR-SW-05 | Te0/0/0/30 | 10G SFP+ | 10000 | up | Server NIC
KA-DC-020-MMR-SW-05 | Te0/0/0/31 | 10G SFP+ | 10000 | up | Server NIC
KA-DC-020-MMR-SW-05 | Te0/0/0/32 | 10G SFP+ | 10000 | admin-down
KA-DC-020-MMR-SW-05 | Te0/0/0/33 | 10G SFP+ | 10000 | up | Server NIC
KA-DC-020-MMR-SW-05 | Te0/0/0/34 | 10G SFP+ | 10000 | up | Server NIC
KA-DC-020-MMR-SW-05 | Te0/0/0/35 | 10G SFP+ | 10000 | up | Server NIC
KA-DC-020-MMR-SW-05 | Te0/0/0/36 | 10G SFP+ | 10000 | up | Server NIC
KA-DC-020-MMR-SW-05 | Te0/0/0/37 | 10G SFP+ | 10000 | admin-down
KA-DC-020-MMR-SW-05 | Te0/0/0/38 | 10G SFP+ | 10000 | admin-down
KA-DC-020-MMR-SW-05 | Te0/0/0/39 | 10G SFP+ | 10000 | up | Server NIC
KA-DC-020-MMR-SW-05 | Te0/0/0/40 | 10G SFP+ | 10000 | up | Server NIC
KA-DC-020-MMR-SW-05 | Te0/0/0/41 | 10G SFP+ | 10000 | admin-down
KA-DC-020-MMR-SW-05 | Te0/0/0/42 | 10G SFP+ | 10000 | up | Server NIC
KA-DC-020-MMR-SW-05 | Te0/0/0/43 | 10G SFP+ | 10000 | up | Server NIC
KA-DC-020-MMR-SW-05 | Te0/0/0/44 | 10G SFP+ | 10000 | up | Server NIC
KA-DC-020-MMR-SW-05 | Te0/0/0/45 | 10G SFP+ | 10000 | up | Server NIC
KA-DC-020-MMR-SW-05 | Te0/0/0/46 | 10G SFP+ | 10000 | admin-down
KA-DC-020-MMR-SW-05 | Te0/0/0/47 | 10G SFP+ | 10000 | up | Server NIC
KA-DC-020-MMR-SW-05 | Hu0/0/1/0 | 100G QSFP28 | 100000 | up | Uplink to KA-DC-020-AGG-R02 | QSFP28-100G-LR4
KA-DC-020-MMR-SW-05 | Hu0/0/1/1 | 100G QSFP28 | 100000 | up | Uplink to KA-DC-020-AGG-R02 | QSFP28-100G-LR4
KA-DC-020-MMR-SW-05 | Hu0/0/1/2 | 100G QSFP28 | 100000 | admin-down
KA-DC-020-MMR-SW-05 | Hu0/0/1/3 | 100G QSFP28 | 100000 | admin-down
KA-DC-020-MMR-SW-06 | Ethernet1 | 10G SFP+ | 10000 | up | Access to KA-DC-020-TOR-005 | SFP-10G-LR
KA-DC-020-MMR-SW-06 | Ethernet2 | 10G SFP+ | 10000 | up | Access to KA-DC-020-TOR-006 | SFP-10G-LR
KA-DC-020-MMR-SW-06 | Ethernet3 | 10G SFP+ | 10000 | up | Server NIC
KA-DC-020-MMR-SW-06 | Ethernet4 | 10G SFP+ | 10000 | up | Server NIC
KA-DC-020-MMR-SW-06 | Ethernet5 | 10G SFP+ | 10000 | up | Server NIC
KA-DC-020-MMR-SW-06 | Ethernet6 | 10G SFP+ | 10000 | up | Server NIC
KA-DC-020-MMR-SW-06 | Ethernet7 | 10G SFP+ | 10000 | up | Server NIC
KA-DC-020-MMR-SW-06 | Ethernet8 | 10G SFP+ | 10000 | admin-down
KA-DC-020-MMR-SW-06 | Ethernet9 | 10G SFP+ | 10000 | up | Server NIC
KA-DC-020-MMR-SW-06 | Ethernet10 | 10G SFP+ | 10000 | up | Server NIC
KA-DC-020-MMR-SW-06 | Ethernet11 | 10G SFP+ | 10000 | up | Server NIC
KA-DC-020-MMR-SW-06 | Ethernet12 | 10G SFP+ | 10000 | admin-down
KA-DC-020-MMR-SW-06 | Ethernet13 | 10G SFP+ | 10000 | up | Server NIC
KA-DC-020-MMR-SW-06 | Ethernet14 | 10G SFP+ | 10000 | admin-down
KA-DC-020-MMR-SW-06 | Ethernet15 | 10G SFP+ | 10000 | up | Server NIC
KA-DC-020-MMR-SW-06 | Ethernet16 | 10G SFP+ | 10000 | reserved
KA-DC-020-MMR-SW-06 | Ethernet17 | 10G SFP+ | 10000 | admin-down
KA-DC-020-MMR-SW-06 | Ethernet18 | 10G SFP+ | 10000 | up | Server NIC
KA-DC-020-MMR-SW-06 | Ethernet19 | 10G SFP+ | 10000 | up | Server NIC
KA-DC-020-MMR-SW-06 | Ethernet20 | 10G SFP+ | 10000 | up | Server NIC
KA-DC-020-MMR-SW-06 | Ethernet21 | 10G SFP+ | 10000 | up | Server NIC
KA-DC-020-MMR-SW-06 | Ethernet22 | 10G SFP+ | 10000 | admin-down
KA-DC-020-MMR-SW-06 | Ethernet23 | 10G SFP+ | 10000 | up | Server NIC
KA-DC-020-MMR-SW-06 | Ethernet24 | 10G SFP+ | 10000 | up | Server NIC
KA-DC-020-MMR-SW-06 | Ethernet25 | 10G SFP+ | 10000 | up | Server NIC
KA-DC-020-MMR-SW-06 | Ethernet26 | 10G SFP+ | 10000 | up | Server NIC
KA-DC-020-MMR-SW-06 | Ethernet27 | 10G SFP+ | 10000 | admin-down
KA-DC-020-MMR-SW-06 | Ethernet28 | 10G SFP+ | 10000 | admin-down
KA-DC-020-MMR-SW-06 | Ethernet29 | 10G SFP+ | 10000 | admin-down
KA-DC-020-MMR-SW-06 | Ethernet30 | 10G SFP+ | 10000 | up | Server NIC
KA-DC-020-MMR-SW-06 | Ethernet31 | 10G SFP+ | 10000 | up | Server NIC
KA-DC-020-MMR-SW-06 | Ethernet32 | 10G SFP+ | 10000 | admin-down
KA-DC-020-MMR-SW-06 | Ethernet33 | 10G SFP+ | 10000 | up | Server NIC
KA-DC-020-MMR-SW-06 | Ethernet34 | 10G SFP+ | 10000 | reserved
KA-DC-020-MMR-SW-06 | Ethernet35 | 10G SFP+ | 10000 | admin-down
KA-DC-020-MMR-SW-06 | Ethernet36 | 10G SFP+ | 10000 | admin-down
KA-DC-020-MMR-SW-06 | Ethernet37 | 10G SFP+ | 10000 | up | Server NIC
KA-DC-020-MMR-SW-06 | Ethernet38 | 10G SFP+ | 10000 | admin-down
KA-DC-020-MMR-SW-06 | Ethernet39 | 10G SFP+ | 10000 | admin-down
KA-DC-020-MMR-SW-06 | Ethernet40 | 10G SFP+ | 10000 | up | Server NIC
KA-DC-020-MMR-SW-06 | Ethernet41 | 10G SFP+ | 10000 | up | Server NIC
KA-DC-020-MMR-SW-06 | Ethernet42 | 10G SFP+ | 10000 | admin-down
KA-DC-020-MMR-SW-06 | Ethernet43 | 10G SFP+ | 10000 | up | Server NIC
KA-DC-020-MMR-SW-06 | Ethernet44 | 10G SFP+ | 10000 | admin-down
KA-DC-020-MMR-SW-06 | Ethernet45 | 10G SFP+ | 10000 | up | Server NIC
KA-DC-020-MMR-SW-06 | Ethernet46 | 10G SFP+ | 10000 | up | Server NIC
KA-DC-020-MMR-SW-06 | Ethernet47 | 10G SFP+ | 10000 | up | Server NIC
KA-DC-020-MMR-SW-06 | Ethernet48 | 10G SFP+ | 10000 | up | Server NIC
KA-DC-020-MMR-SW-06 | Ethernet49/1 | 100G QSFP28 | 100000 | up | Uplink to KA-DC-020-AGG-R03 | QSFP28-100G-LR4
KA-DC-020-MMR-SW-06 | Ethernet49/2 | 100G QSFP28 | 100000 | up | Uplink to KA-DC-020-AGG-R03 | QSFP28-100G-LR4
KA-DC-020-MMR-SW-06 | Ethernet49/3 | 100G QSFP28 | 100000 | reserved
KA-DC-020-MMR-SW-06 | Ethernet49/4 | 100G QSFP28 | 100000 | admin-down
KA-DC-020-MMR-SW-07 | Ethernet1 | 10G SFP+ | 10000 | up | Access to KA-DC-020-TOR-006 | SFP-10G-LR
KA-DC-020-MMR-SW-07 | Ethernet2 | 10G SFP+ | 10000 | up | Server NIC
KA-DC-020-MMR-SW-07 | Ethernet3 | 10G SFP+ | 10000 | admin-down
KA-DC-020-MMR-SW-07 | Ethernet4 | 10G SFP+ | 10000 | admin-down
KA-DC-020-MMR-SW-07 | Ethernet5 | 10G SFP+ | 10000 | admin-down
KA-DC-020-MMR-SW-07 | Ethernet6 | 10G SFP+ | 10000 | up | Server NIC
KA-DC-020-MMR-SW-07 | Ethernet7 | 10G SFP+ | 10000 | admin-down
KA-DC-020-MMR-SW-07 | Ethernet8 | 10G SFP+ | 10000 | up | Server NIC
KA-DC-020-MMR-SW-07 | Ethernet9 | 10G SFP+ | 10000 | up | Server NIC
KA-DC-020-MMR-SW-07 | Ethernet10 | 10G SFP+ | 10000 | up | Server NIC
KA-DC-020-MMR-SW-07 | Ethernet11 | 10G SFP+ | 10000 | up | Server NIC
KA-DC-020-MMR-SW-07 | Ethernet12 | 10G SFP+ | 10000 | up | Server NIC
KA-DC-020-MMR-SW-07 | Ethernet13 | 10G SFP+ | 10000 | admin-down
KA-DC-020-MMR-SW-07 | Ethernet14 | 10G SFP+ | 10000 | admin-down
KA-DC-020-MMR-SW-07 | Ethernet15 | 10G SFP+ | 10000 | admin-down
KA-DC-020-MMR-SW-07 | Ethernet16 | 10G SFP+ | 10000 | admin-down
KA-DC-020-MMR-SW-07 | Ethernet17 | 10G SFP+ | 10000 | up | Server NIC
KA-DC-020-MMR-SW-07 | Ethernet18 | 10G SFP+ | 10000 | up | Server NIC
KA-DC-020-MMR-SW-07 | Ethernet19 | 10G SFP+ | 10000 | admin-down
KA-DC-020-MMR-SW-07 | Ethernet20 | 10G SFP+ | 10000 | admin-down
KA-DC-020-MMR-SW-07 | Ethernet21 | 10G SFP+ | 10000 | up | Server NIC
KA-DC-020-MMR-SW-07 | Ethernet22 | 10G SFP+ | 10000 | up | Server NIC
KA-DC-020-MMR-SW-07 | Ethernet23 | 10G SFP+ | 10000 | up | Server NIC
KA-DC-020-MMR-SW-07 | Ethernet24 | 10G SFP+ | 10000 | admin-down
KA-DC-020-MMR-SW-07 | Ethernet25 | 10G SFP+ | 10000 | admin-down
KA-DC-020-MMR-SW-07 | Ethernet26 | 10G SFP+ | 10000 | up | Server NIC
KA-DC-020-MMR-SW-07 | Ethernet27 | 10G SFP+ | 10000 | admin-down
KA-DC-020-MMR-SW-07 | Ethernet28 | 10G SFP+ | 10000 | up | Server NIC
KA-DC-020-MMR-SW-07 | Ethernet29 | 10G SFP+ | 10000 | up | Server NIC
KA-DC-020-MMR-SW-07 | Ethernet30 | 10G SFP+ | 10000 | up | Server NIC
KA-DC-020-MMR-SW-07 | Ethernet31 | 10G SFP+ | 10000 | admin-down
KA-DC-020-MMR-SW-07 | Ethernet32 | 10G SFP+ | 10000 | up | Server NIC
KA-DC-020-MMR-SW-07 | Ethernet33 | 10G SFP+ | 10000 | up | Server NIC
KA-DC-020-MMR-SW-07 | Ethernet34 | 10G SFP+ | 10000 | admin-down
KA-DC-020-MMR-SW-07 | Ethernet35 | 10G SFP+ | 10000 | up | Server NIC
KA-DC-020-MMR-SW-07 | Ethernet36 | 10G SFP+ | 10000 | admin-down
KA-DC-020-MMR-SW-07 | Ethernet37 | 10G SFP+ | 10000 | admin-down
KA-DC-020-MMR-SW-07 | Ethernet38 | 10G SFP+ | 10000 | reserved
KA-DC-020-MMR-SW-07 | Ethernet39 | 10G SFP+ | 10000 | up | Server NIC
KA-DC-020-MMR-SW-07 | Ethernet40 | 10G SFP+ | 10000 | up | Server NIC
KA-DC-020-MMR-SW-07 | Ethernet41 | 10G SFP+ | 10000 | up | Server NIC
KA-DC-020-MMR-SW-07 | Ethernet42 | 10G SFP+ | 10000 | admin-down
KA-DC-020-MMR-SW-07 | Ethernet43 | 10G SFP+ | 10000 | up | Server NIC
KA-DC-020-MMR-SW-07 | Ethernet44 | 10G SFP+ | 10000 | up | Server NIC
KA-DC-020-MMR-SW-07 | Ethernet45 | 10G SFP+ | 10000 | admin-down
KA-DC-020-MMR-SW-07 | Ethernet46 | 10G SFP+ | 10000 | up | Server NIC
KA-DC-020-MMR-SW-07 | Ethernet47 | 10G SFP+ | 10000 | up | Server NIC
KA-DC-020-MMR-SW-07 | Ethernet48 | 10G SFP+ | 10000 | admin-down
KA-DC-020-MMR-SW-07 | Ethernet49/1 | 100G QSFP28 | 100000 | up | Uplink to KA-DC-020-AGG-R01 | QSFP28-100G-LR4
KA-DC-020-MMR-SW-07 | Ethernet49/2 | 100G QSFP28 | 100000 | up | Uplink to KA-DC-020-AGG-R01 | QSFP28-100G-LR4
KA-DC-020-MMR-SW-07 | Ethernet49/3 | 100G QSFP28 | 100000 | admin-down
KA-DC-020-MMR-SW-07 | Ethernet49/4 | 100G QSFP28 | 100000 | admin-down
KA-DC-020-MMR-SW-08 | xe-0/0/0 | 10G SFP+ | 10000 | up | Server NIC
KA-DC-020-MMR-SW-08 | xe-0/0/1 | 10G SFP+ | 10000 | admin-down
KA-DC-020-MMR-SW-08 | xe-0/0/2 | 10G SFP+ | 10000 | up | Server NIC
KA-DC-020-MMR-SW-08 | xe-0/0/3 | 10G SFP+ | 10000 | up | Server NIC
KA-DC-020-MMR-SW-08 | xe-0/0/4 | 10G SFP+ | 10000 | up | Server NIC
KA-DC-020-MMR-SW-08 | xe-0/0/5 | 10G SFP+ | 10000 | admin-down
KA-DC-020-MMR-SW-08 | xe-0/0/6 | 10G SFP+ | 10000 | admin-down
KA-DC-020-MMR-SW-08 | xe-0/0/7 | 10G SFP+ | 10000 | up | Server NIC
KA-DC-020-MMR-SW-08 | xe-0/0/8 | 10G SFP+ | 10000 | up | Server NIC
KA-DC-020-MMR-SW-08 | xe-0/0/9 | 10G SFP+ | 10000 | admin-down
KA-DC-020-MMR-SW-08 | xe-0/0/10 | 10G SFP+ | 10000 | admin-down
KA-DC-020-MMR-SW-08 | xe-0/0/11 | 10G SFP+ | 10000 | up | Server NIC
KA-DC-020-MMR-SW-08 | xe-0/0/12 | 10G SFP+ | 10000 | up | Server NIC
KA-DC-020-MMR-SW-08 | xe-0/0/13 | 10G SFP+ | 10000 | up | Server NIC
KA-DC-020-MMR-SW-08 | xe-0/0/14 | 10G SFP+ | 10000 | up | Server NIC
KA-DC-020-MMR-SW-08 | xe-0/0/15 | 10G SFP+ | 10000 | up | Server NIC
KA-DC-020-MMR-SW-08 | xe-0/0/16 | 10G SFP+ | 10000 | admin-down
KA-DC-020-MMR-SW-08 | xe-0/0/17 | 10G SFP+ | 10000 | up | Server NIC
KA-DC-020-MMR-SW-08 | xe-0/0/18 | 10G SFP+ | 10000 | up | Server NIC
KA-DC-020-MMR-SW-08 | xe-0/0/19 | 10G SFP+ | 10000 | admin-down
KA-DC-020-MMR-SW-08 | xe-0/0/20 | 10G SFP+ | 10000 | admin-down
KA-DC-020-MMR-SW-08 | xe-0/0/21 | 10G SFP+ | 10000 | up | Server NIC
KA-DC-020-MMR-SW-08 | xe-0/0/22 | 10G SFP+ | 10000 | up | Server NIC
KA-DC-020-MMR-SW-08 | xe-0/0/23 | 10G SFP+ | 10000 | up | Server NIC
KA-DC-020-MMR-SW-08 | xe-0/0/24 | 10G SFP+ | 10000 | up | Server NIC
KA-DC-020-MMR-SW-08 | xe-0/0/25 | 10G SFP+ | 10000 | up | Server NIC
KA-DC-020-MMR-SW-08 | xe-0/0/26 | 10G SFP+ | 10000 | admin-down
KA-DC-020-MMR-SW-08 | xe-0/0/27 | 10G SFP+ | 10000 | up | Server NIC
KA-DC-020-MMR-SW-08 | xe-0/0/28 | 10G SFP+ | 10000 | up | Server NIC
KA-DC-020-MMR-SW-08 | xe-0/0/29 | 10G SFP+ | 10000 | admin-down
KA-DC-020-MMR-SW-08 | xe-0/0/30 | 10G SFP+ | 10000 | up | Server NIC
KA-DC-020-MMR-SW-08 | xe-0/0/31 | 10G SFP+ | 10000 | up | Server NIC
KA-DC-020-MMR-SW-08 | xe-0/0/32 | 10G SFP+ | 10000 | up | Server NIC
KA-DC-020-MMR-SW-08 | xe-0/0/33 | 10G SFP+ | 10000 | up | Server NIC
KA-DC-020-MMR-SW-08 | xe-0/0/34 | 10G SFP+ | 10000 | up | Server NIC
KA-DC-020-MMR-SW-08 | xe-0/0/35 | 10G SFP+ | 10000 | up | Server NIC
KA-DC-020-MMR-SW-08 | xe-0/0/36 | 10G SFP+ | 10000 | up | Server NIC
KA-DC-020-MMR-SW-08 | xe-0/0/37 | 10G SFP+ | 10000 | up | Server NIC
KA-DC-020-MMR-SW-08 | xe-0/0/38 | 10G SFP+ | 10000 | up | Server NIC
KA-DC-020-MMR-SW-08 | xe-0/0/39 | 10G SFP+ | 10000 | reserved
KA-DC-020-MMR-SW-08 | xe-0/0/40 | 10G SFP+ | 10000 | up | Server NIC
KA-DC-020-MMR-SW-08 | xe-0/0/41 | 10G SFP+ | 10000 | admin-down
KA-DC-020-MMR-SW-08 | xe-0/0/42 | 10G SFP+ | 10000 | up | Server NIC
KA-DC-020-MMR-SW-08 | xe-0/0/43 | 10G SFP+ | 10000 | up | Server NIC
KA-DC-020-MMR-SW-08 | xe-0/0/44 | 10G SFP+ | 10000 | admin-down
KA-DC-020-MMR-SW-08 | xe-0/0/45 | 10G SFP+ | 10000 | up | Server NIC
KA-DC-020-MMR-SW-08 | xe-0/0/46 | 10G SFP+ | 10000 | up | Server NIC
KA-DC-020-MMR-SW-08 | xe-0/0/47 | 10G SFP+ | 10000 | up | Server NIC
KA-DC-020-MMR-SW-08 | et-0/1/0 | 100G QSFP28 | 100000 | up | Uplink to KA-DC-020-AGG-R02 | QSFP28-100G-LR4
KA-DC-020-MMR-SW-08 | et-0/1/1 | 100G QSFP28 | 100000 | up | Uplink to KA-DC-020-AGG-R02 | QSFP28-100G-LR4
KA-DC-020-MMR-SW-08 | et-0/1/2 | 100G QSFP28 | 100000 | admin-down
KA-DC-020-MMR-SW-08 | et-0/1/3 | 100G QSFP28 | 100000 | admin-down
KA-DC-020-TOR-001 | xe-0/0/0 | 10G SFP+ | 10000 | up | Access to KA-DC-020-MMR-SW-01 | SFP-10G-LR
KA-DC-020-TOR-001 | xe-0/0/1 | 10G SFP+ | 10000 | up | Access to KA-DC-020-MMR-SW-02 | SFP-10G-LR
KA-DC-020-TOR-001 | xe-0/0/2 | 10G SFP+ | 10000 | up | Server NIC
KA-DC-020-TOR-001 | xe-0/0/3 | 10G SFP+ | 10000 | up | Server NIC
KA-DC-020-TOR-001 | xe-0/0/4 | 10G SFP+ | 10000 | up | Server NIC
KA-DC-020-TOR-001 | xe-0/0/5 | 10G SFP+ | 10000 | up | Server NIC
KA-DC-020-TOR-001 | xe-0/0/6 | 10G SFP+ | 10000 | up | Server NIC
KA-DC-020-TOR-001 | xe-0/0/7 | 10G SFP+ | 10000 | reserved
KA-DC-020-TOR-001 | xe-0/0/8 | 10G SFP+ | 10000 | up | Server NIC
KA-DC-020-TOR-001 | xe-0/0/9 | 10G SFP+ | 10000 | admin-down
KA-DC-020-TOR-001 | xe-0/0/10 | 10G SFP+ | 10000 | up | Server NIC
KA-DC-020-TOR-001 | xe-0/0/11 | 10G SFP+ | 10000 | up | Server NIC
KA-DC-020-TOR-001 | xe-0/0/12 | 10G SFP+ | 10000 | up | Server NIC
KA-DC-020-TOR-001 | xe-0/0/13 | 10G SFP+ | 10000 | up | Server NIC
KA-DC-020-TOR-001 | xe-0/0/14 | 10G SFP+ | 10000 | up | Server NIC
KA-DC-020-TOR-001 | xe-0/0/15 | 10G SFP+ | 10000 | up | Server NIC
KA-DC-020-TOR-001 | xe-0/0/16 | 10G SFP+ | 10000 | admin-down
KA-DC-020-TOR-001 | xe-0/0/17 | 10G SFP+ | 10000 | up | Server NIC
KA-DC-020-TOR-001 | xe-0/0/18 | 10G SFP+ | 10000 | up | Server NIC
KA-DC-020-TOR-001 | xe-0/0/19 | 10G SFP+ | 10000 | up | Server NIC
KA-DC-020-TOR-001 | xe-0/0/20 | 10G SFP+ | 10000 | up | Server NIC
KA-DC-020-TOR-001 | xe-0/0/21 | 10G SFP+ | 10000 | up | Server NIC
KA-DC-020-TOR-001 | xe-0/0/22 | 10G SFP+ | 10000 | admin-down
KA-DC-020-TOR-001 | xe-0/0/23 | 10G SFP+ | 10000 | up | Server NIC
KA-DC-020-TOR-001 | et-0/1/0 | 100G QSFP28 | 100000 | admin-down
KA-DC-020-TOR-001 | et-0/1/1 | 100G QSFP28 | 100000 | admin-down
KA-DC-020-TOR-002 | xe-0/0/0 | 10G SFP+ | 10000 | up | Access to KA-DC-020-MMR-SW-02 | SFP-10G-LR
KA-DC-020-TOR-002 | xe-0/0/1 | 10G SFP+ | 10000 | up | Access to KA-DC-020-MMR-SW-03 | SFP-10G-LR
KA-DC-020-TOR-002 | xe-0/0/2 | 10G SFP+ | 10000 | up | Server NIC
KA-DC-020-TOR-002 | xe-0/0/3 | 10G SFP+ | 10000 | up | Server NIC
KA-DC-020-TOR-002 | xe-0/0/4 | 10G SFP+ | 10000 | admin-down
KA-DC-020-TOR-002 | xe-0/0/5 | 10G SFP+ | 10000 | admin-down
KA-DC-020-TOR-002 | xe-0/0/6 | 10G SFP+ | 10000 | up | Server NIC
KA-DC-020-TOR-002 | xe-0/0/7 | 10G SFP+ | 10000 | up | Server NIC
KA-DC-020-TOR-002 | xe-0/0/8 | 10G SFP+ | 10000 | reserved
KA-DC-020-TOR-002 | xe-0/0/9 | 10G SFP+ | 10000 | up | Server NIC
KA-DC-020-TOR-002 | xe-0/0/10 | 10G SFP+ | 10000 | up | Server NIC
KA-DC-020-TOR-002 | xe-0/0/11 | 10G SFP+ | 10000 | up | Server NIC
KA-DC-020-TOR-002 | xe-0/0/12 | 10G SFP+ | 10000 | up | Server NIC
KA-DC-020-TOR-002 | xe-0/0/13 | 10G SFP+ | 10000 | up | Server NIC
KA-DC-020-TOR-002 | xe-0/0/14 | 10G SFP+ | 10000 | up | Server NIC
KA-DC-020-TOR-002 | xe-0/0/15 | 10G SFP+ | 10000 | reserved
KA-DC-020-TOR-002 | xe-0/0/16 | 10G SFP+ | 10000 | up | Server NIC
KA-DC-020-TOR-002 | xe-0/0/17 | 10G SFP+ | 10000 | up | Server NIC
KA-DC-020-TOR-002 | xe-0/0/18 | 10G SFP+ | 10000 | admin-down
KA-DC-020-TOR-002 | xe-0/0/19 | 10G SFP+ | 10000 | up | Server NIC
KA-DC-020-TOR-002 | xe-0/0/20 | 10G SFP+ | 10000 | admin-down
KA-DC-020-TOR-002 | xe-0/0/21 | 10G SFP+ | 10000 | admin-down
KA-DC-020-TOR-002 | xe-0/0/22 | 10G SFP+ | 10000 | up | Server NIC
KA-DC-020-TOR-002 | xe-0/0/23 | 10G SFP+ | 10000 | admin-down
KA-DC-020-TOR-002 | et-0/1/0 | 100G QSFP28 | 100000 | admin-down
KA-DC-020-TOR-002 | et-0/1/1 | 100G QSFP28 | 100000 | admin-down
KA-DC-020-TOR-003 | Te0/0/0/0 | 10G SFP+ | 10000 | up | Access to KA-DC-020-MMR-SW-03 | SFP-10G-LR
KA-DC-020-TOR-003 | Te0/0/0/1 | 10G SFP+ | 10000 | up | Access to KA-DC-020-MMR-SW-04 | SFP-10G-LR
KA-DC-020-TOR-003 | Te0/0/0/2 | 10G SFP+ | 10000 | admin-down
KA-DC-020-TOR-003 | Te0/0/0/3 | 10G SFP+ | 10000 | up | Server NIC
KA-DC-020-TOR-003 | Te0/0/0/4 | 10G SFP+ | 10000 | admin-down
KA-DC-020-TOR-003 | Te0/0/0/5 | 10G SFP+ | 10000 | up | Server NIC
KA-DC-020-TOR-003 | Te0/0/0/6 | 10G SFP+ | 10000 | up | Server NIC
KA-DC-020-TOR-003 | Te0/0/0/7 | 10G SFP+ | 10000 | up | Server NIC
KA-DC-020-TOR-003 | Te0/0/0/8 | 10G SFP+ | 10000 | up | Server NIC
KA-DC-020-TOR-003 | Te0/0/0/9 | 10G SFP+ | 10000 | admin-down
KA-DC-020-TOR-003 | Te0/0/0/10 | 10G SFP+ | 10000 | up | Server NIC
KA-DC-020-TOR-003 | Te0/0/0/11 | 10G SFP+ | 10000 | admin-down
KA-DC-020-TOR-003 | Te0/0/0/12 | 10G SFP+ | 10000 | up | Server NIC
KA-DC-020-TOR-003 | Te0/0/0/13 | 10G SFP+ | 10000 | up | Server NIC
KA-DC-020-TOR-003 | Te0/0/0/14 | 10G SFP+ | 10000 | up | Server NIC
KA-DC-020-TOR-003 | Te0/0/0/15 | 10G SFP+ | 10000 | up | Server NIC
KA-DC-020-TOR-003 | Te0/0/0/16 | 10G SFP+ | 10000 | admin-down
KA-DC-020-TOR-003 | Te0/0/0/17 | 10G SFP+ | 10000 | admin-down
KA-DC-020-TOR-003 | Te0/0/0/18 | 10G SFP+ | 10000 | admin-down
KA-DC-020-TOR-003 | Te0/0/0/19 | 10G SFP+ | 10000 | up | Server NIC
KA-DC-020-TOR-003 | Te0/0/0/20 | 10G SFP+ | 10000 | up | Server NIC
KA-DC-020-TOR-003 | Te0/0/0/21 | 10G SFP+ | 10000 | up | Server NIC
KA-DC-020-TOR-003 | Te0/0/0/22 | 10G SFP+ | 10000 | admin-down
KA-DC-020-TOR-003 | Te0/0/0/23 | 10G SFP+ | 10000 | up | Server NIC
KA-DC-020-TOR-003 | Hu0/0/1/0 | 100G QSFP28 | 100000 | admin-down
KA-DC-020-TOR-003 | Hu0/0/1/1 | 100G QSFP28 | 100000 | admin-down
KA-DC-020-TOR-004 | xe-0/0/0 | 10G SFP+ | 10000 | up | Access to KA-DC-020-MMR-SW-04 | SFP-10G-LR
KA-DC-020-TOR-004 | xe-0/0/1 | 10G SFP+ | 10000 | up | Access to KA-DC-020-MMR-SW-05 | SFP-10G-LR
KA-DC-020-TOR-004 | xe-0/0/2 | 10G SFP+ | 10000 | up | Server NIC
KA-DC-020-TOR-004 | xe-0/0/3 | 10G SFP+ | 10000 | up | Server NIC
KA-DC-020-TOR-004 | xe-0/0/4 | 10G SFP+ | 10000 | up | Server NIC
KA-DC-020-TOR-004 | xe-0/0/5 | 10G SFP+ | 10000 | up | Server NIC
KA-DC-020-TOR-004 | xe-0/0/6 | 10G SFP+ | 10000 | admin-down
KA-DC-020-TOR-004 | xe-0/0/7 | 10G SFP+ | 10000 | up | Server NIC
KA-DC-020-TOR-004 | xe-0/0/8 | 10G SFP+ | 10000 | up | Server NIC
KA-DC-020-TOR-004 | xe-0/0/9 | 10G SFP+ | 10000 | up | Server NIC
KA-DC-020-TOR-004 | xe-0/0/10 | 10G SFP+ | 10000 | up | Server NIC
KA-DC-020-TOR-004 | xe-0/0/11 | 10G SFP+ | 10000 | up | Server NIC
KA-DC-020-TOR-004 | xe-0/0/12 | 10G SFP+ | 10000 | up | Server NIC
KA-DC-020-TOR-004 | xe-0/0/13 | 10G SFP+ | 10000 | up | Server NIC
KA-DC-020-TOR-004 | xe-0/0/14 | 10G SFP+ | 10000 | up | Server NIC
KA-DC-020-TOR-004 | xe-0/0/15 | 10G SFP+ | 10000 | admin-down
KA-DC-020-TOR-004 | xe-0/0/16 | 10G SFP+ | 10000 | up | Server NIC
KA-DC-020-TOR-004 | xe-0/0/17 | 10G SFP+ | 10000 | up | Server NIC
KA-DC-020-TOR-004 | xe-0/0/18 | 10G SFP+ | 10000 | admin-down
KA-DC-020-TOR-004 | xe-0/0/19 | 10G SFP+ | 10000 | admin-down
KA-DC-020-TOR-004 | xe-0/0/20 | 10G SFP+ | 10000 | admin-down
KA-DC-020-TOR-004 | xe-0/0/21 | 10G SFP+ | 10000 | admin-down
KA-DC-020-TOR-004 | xe-0/0/22 | 10G SFP+ | 10000 | up | Server NIC
KA-DC-020-TOR-004 | xe-0/0/23 | 10G SFP+ | 10000 | up | Server NIC
KA-DC-020-TOR-004 | et-0/1/0 | 100G QSFP28 | 100000 | admin-down
KA-DC-020-TOR-004 | et-0/1/1 | 100G QSFP28 | 100000 | admin-down
KA-DC-020-TOR-005 | Ethernet1 | 10G SFP+ | 10000 | up | Access to KA-DC-020-MMR-SW-05 | SFP-10G-LR
KA-DC-020-TOR-005 | Ethernet2 | 10G SFP+ | 10000 | up | Access to KA-DC-020-MMR-SW-06 | SFP-10G-LR
KA-DC-020-TOR-005 | Ethernet3 | 10G SFP+ | 10000 | admin-down
KA-DC-020-TOR-005 | Ethernet4 | 10G SFP+ | 10000 | up | Server NIC
KA-DC-020-TOR-005 | Ethernet5 | 10G SFP+ | 10000 | up | Server NIC
KA-DC-020-TOR-005 | Ethernet6 | 10G SFP+ | 10000 | up | Server NIC
KA-DC-020-TOR-005 | Ethernet7 | 10G SFP+ | 10000 | up | Server NIC
KA-DC-020-TOR-005 | Ethernet8 | 10G SFP+ | 10000 | admin-down
KA-DC-020-TOR-005 | Ethernet9 | 10G SFP+ | 10000 | up | Server NIC
KA-DC-020-TOR-005 | Ethernet10 | 10G SFP+ | 10000 | up | Server NIC
KA-DC-020-TOR-005 | Ethernet11 | 10G SFP+ | 10000 | admin-down
KA-DC-020-TOR-005 | Ethernet12 | 10G SFP+ | 10000 | up | Server NIC
KA-DC-020-TOR-005 | Ethernet13 | 10G SFP+ | 10000 | up | Server NIC
KA-DC-020-TOR-005 | Ethernet14 | 10G SFP+ | 10000 | up | Server NIC
KA-DC-020-TOR-005 | Ethernet15 | 10G SFP+ | 10000 | up | Server NIC
KA-DC-020-TOR-005 | Ethernet16 | 10G SFP+ | 10000 | admin-down
KA-DC-020-TOR-005 | Ethernet17 | 10G SFP+ | 10000 | up | Server NIC
KA-DC-020-TOR-005 | Ethernet18 | 10G SFP+ | 10000 | admin-down
KA-DC-020-TOR-005 | Ethernet19 | 10G SFP+ | 10000 | up | Server NIC
KA-DC-020-TOR-005 | Ethernet20 | 10G SFP+ | 10000 | admin-down
KA-DC-020-TOR-005 | Ethernet21 | 10G SFP+ | 10000 | admin-down
KA-DC-020-TOR-005 | Ethernet22 | 10G SFP+ | 10000 | up | Server NIC
KA-DC-020-TOR-005 | Ethernet23 | 10G SFP+ | 10000 | admin-down
KA-DC-020-TOR-005 | Ethernet24 | 10G SFP+ | 10000 | up | Server NIC
KA-DC-020-TOR-005 | Ethernet49/1 | 100G QSFP28 | 100000 | admin-down
KA-DC-020-TOR-005 | Ethernet49/2 | 100G QSFP28 | 100000 | admin-down
KA-DC-020-TOR-006 | Te0/0/0/0 | 10G SFP+ | 10000 | up | Access to KA-DC-020-MMR-SW-06 | SFP-10G-LR
KA-DC-020-TOR-006 | Te0/0/0/1 | 10G SFP+ | 10000 | up | Access to KA-DC-020-MMR-SW-07 | SFP-10G-LR
KA-DC-020-TOR-006 | Te0/0/0/2 | 10G SFP+ | 10000 | up | Server NIC
KA-DC-020-TOR-006 | Te0/0/0/3 | 10G SFP+ | 10000 | up | Server NIC
KA-DC-020-TOR-006 | Te0/0/0/4 | 10G SFP+ | 10000 | up | Server NIC
KA-DC-020-TOR-006 | Te0/0/0/5 | 10G SFP+ | 10000 | up | Server NIC
KA-DC-020-TOR-006 | Te0/0/0/6 | 10G SFP+ | 10000 | up | Server NIC
KA-DC-020-TOR-006 | Te0/0/0/7 | 10G SFP+ | 10000 | up | Server NIC
KA-DC-020-TOR-006 | Te0/0/0/8 | 10G SFP+ | 10000 | up | Server NIC
KA-DC-020-TOR-006 | Te0/0/0/9 | 10G SFP+ | 10000 | admin-down
KA-DC-020-TOR-006 | Te0/0/0/10 | 10G SFP+ | 10000 | up | Server NIC
KA-DC-020-TOR-006 | Te0/0/0/11 | 10G SFP+ | 10000 | admin-down
KA-DC-020-TOR-006 | Te0/0/0/12 | 10G SFP+ | 10000 | up | Server NIC
KA-DC-020-TOR-006 | Te0/0/0/13 | 10G SFP+ | 10000 | admin-down
KA-DC-020-TOR-006 | Te0/0/0/14 | 10G SFP+ | 10000 | up | Server NIC
KA-DC-020-TOR-006 | Te0/0/0/15 | 10G SFP+ | 10000 | up | Server NIC
KA-DC-020-TOR-006 | Te0/0/0/16 | 10G SFP+ | 10000 | admin-down
KA-DC-020-TOR-006 | Te0/0/0/17 | 10G SFP+ | 10000 | up | Server NIC
KA-DC-020-TOR-006 | Te0/0/0/18 | 10G SFP+ | 10000 | admin-down
KA-DC-020-TOR-006 | Te0/0/0/19 | 10G SFP+ | 10000 | admin-down
KA-DC-020-TOR-006 | Te0/0/0/20 | 10G SFP+ | 10000 | up | Server NIC
KA-DC-020-TOR-006 | Te0/0/0/21 | 10G SFP+ | 10000 | admin-down
KA-DC-020-TOR-006 | Te0/0/0/22 | 10G SFP+ | 10000 | admin-down
KA-DC-020-TOR-006 | Te0/0/0/23 | 10G SFP+ | 10000 | up | Server NIC
KA-DC-020-TOR-006 | Hu0/0/1/0 | 100G QSFP28 | 100000 | admin-down
KA-DC-020-TOR-006 | Hu0/0/1/1 | 100G QSFP28 | 100000 | admin-down
KA-DC-021-PE-T4-01 | xe-0/0/0 | 10G SFP+ | 10000 | admin-down
KA-DC-021-PE-T4-01 | xe-0/0/1 | 10G SFP+ | 10000 | up | Backhaul to MH-DC-003 | SFP-10G-LR
KA-DC-021-PE-T4-01 | xe-0/0/2 | 10G SFP+ | 10000 | up | Backhaul to KA-DC-020 | SFP-10G-LR
KA-DC-021-PE-T4-01 | xe-0/0/3 | 10G SFP+ | 10000 | up | Backhaul to TN-DC-022 | SFP-10G-LR
KA-DC-021-PE-T4-01 | xe-0/0/4 | 10G SFP+ | 10000 | up | Backhaul to HR-DC-011 | SFP-10G-LR
KA-DC-021-PE-T4-01 | xe-0/0/5 | 10G SFP+ | 10000 | up | Backhaul to BR-DC-019 | SFP-10G-LR
KA-DC-021-PE-T4-01 | xe-0/0/6 | 10G SFP+ | 10000 | up | Uplink to KA-DC-021-AGG-R01 | SFP-10G-LR
KA-DC-021-PE-T4-01 | xe-0/0/7 | 10G SFP+ | 10000 | admin-down
KA-DC-021-PE-T4-01 | xe-0/0/8 | 10G SFP+ | 10000 | admin-down
KA-DC-021-PE-T4-01 | xe-0/0/9 | 10G SFP+ | 10000 | admin-down
KA-DC-021-PE-T4-01 | xe-0/0/10 | 10G SFP+ | 10000 | admin-down
KA-DC-021-PE-T4-01 | xe-0/0/11 | 10G SFP+ | 10000 | admin-down
KA-DC-021-PE-T4-01 | et-0/1/0 | 100G QSFP28 | 100000 | up | Fabric to KA-DC-021-PE-T4-02 | QSFP28-100G-LR4
KA-DC-021-PE-T4-01 | et-0/1/1 | 100G QSFP28 | 100000 | up | Fabric to KA-DC-021-PE-T4-03 | QSFP28-100G-LR4
KA-DC-021-PE-T4-01 | et-0/1/2 | 100G QSFP28 | 100000 | up | Fabric to KA-DC-021-PE-T4-04 | QSFP28-100G-LR4
KA-DC-021-PE-T4-01 | et-0/1/3 | 100G QSFP28 | 100000 | admin-down
KA-DC-021-PE-T4-01 | ge-0/2/0 | 1G copper | 1000 | admin-down
KA-DC-021-PE-T4-01 | ge-0/2/1 | 1G copper | 1000 | admin-down
KA-DC-021-PE-T4-01 | ge-0/2/2 | 1G copper | 1000 | admin-down
KA-DC-021-PE-T4-01 | ge-0/2/3 | 1G copper | 1000 | admin-down
KA-DC-021-PE-T4-01 | ge-0/2/4 | 1G copper | 1000 | admin-down
KA-DC-021-PE-T4-01 | ge-0/2/5 | 1G copper | 1000 | reserved
KA-DC-021-PE-T4-01 | ge-0/2/6 | 1G copper | 1000 | admin-down
KA-DC-021-PE-T4-01 | ge-0/2/7 | 1G copper | 1000 | admin-down
KA-DC-021-PE-T4-01 | ge-0/2/8 | 1G copper | 1000 | admin-down
KA-DC-021-PE-T4-01 | ge-0/2/9 | 1G copper | 1000 | admin-down
KA-DC-021-PE-T4-01 | ge-0/2/10 | 1G copper | 1000 | admin-down
KA-DC-021-PE-T4-01 | ge-0/2/11 | 1G copper | 1000 | admin-down
KA-DC-021-PE-T4-01 | ge-0/2/12 | 1G copper | 1000 | admin-down
KA-DC-021-PE-T4-01 | ge-0/2/13 | 1G copper | 1000 | admin-down
KA-DC-021-PE-T4-01 | ge-0/2/14 | 1G copper | 1000 | admin-down
KA-DC-021-PE-T4-01 | ge-0/2/15 | 1G copper | 1000 | reserved
KA-DC-021-PE-T4-02 | xe-0/0/0 | 10G SFP+ | 10000 | admin-down
KA-DC-021-PE-T4-02 | xe-0/0/1 | 10G SFP+ | 10000 | up | Backhaul to KA-DC-020 | SFP-10G-LR
KA-DC-021-PE-T4-02 | xe-0/0/2 | 10G SFP+ | 10000 | up | Backhaul to MH-DC-001 | SFP-10G-LR
KA-DC-021-PE-T4-02 | xe-0/0/3 | 10G SFP+ | 10000 | up | Backhaul to BR-DC-019 | SFP-10G-LR
KA-DC-021-PE-T4-02 | xe-0/0/4 | 10G SFP+ | 10000 | up | Backhaul to MH-DC-001 | SFP-10G-LR
KA-DC-021-PE-T4-02 | xe-0/0/5 | 10G SFP+ | 10000 | up | Backhaul to KA-DC-008 | SFP-10G-LR
KA-DC-021-PE-T4-02 | xe-0/0/6 | 10G SFP+ | 10000 | up | Uplink to KA-DC-021-AGG-R01 | SFP-10G-LR
KA-DC-021-PE-T4-02 | xe-0/0/7 | 10G SFP+ | 10000 | up | Uplink to KA-DC-021-AGG-R02 | SFP-10G-LR
KA-DC-021-PE-T4-02 | xe-0/0/8 | 10G SFP+ | 10000 | admin-down
KA-DC-021-PE-T4-02 | xe-0/0/9 | 10G SFP+ | 10000 | admin-down
KA-DC-021-PE-T4-02 | xe-0/0/10 | 10G SFP+ | 10000 | admin-down
KA-DC-021-PE-T4-02 | xe-0/0/11 | 10G SFP+ | 10000 | admin-down
KA-DC-021-PE-T4-02 | et-0/1/0 | 100G QSFP28 | 100000 | up | Fabric to KA-DC-021-PE-T4-01 | QSFP28-100G-LR4
KA-DC-021-PE-T4-02 | et-0/1/1 | 100G QSFP28 | 100000 | up | Fabric to KA-DC-021-PE-T4-03 | QSFP28-100G-LR4
KA-DC-021-PE-T4-02 | et-0/1/2 | 100G QSFP28 | 100000 | up | Fabric to KA-DC-021-PE-T4-04 | QSFP28-100G-LR4
KA-DC-021-PE-T4-02 | et-0/1/3 | 100G QSFP28 | 100000 | admin-down
KA-DC-021-PE-T4-02 | ge-0/2/0 | 1G copper | 1000 | admin-down
KA-DC-021-PE-T4-02 | ge-0/2/1 | 1G copper | 1000 | admin-down
KA-DC-021-PE-T4-02 | ge-0/2/2 | 1G copper | 1000 | admin-down
KA-DC-021-PE-T4-02 | ge-0/2/3 | 1G copper | 1000 | admin-down
KA-DC-021-PE-T4-02 | ge-0/2/4 | 1G copper | 1000 | admin-down
KA-DC-021-PE-T4-02 | ge-0/2/5 | 1G copper | 1000 | admin-down
KA-DC-021-PE-T4-02 | ge-0/2/6 | 1G copper | 1000 | admin-down
KA-DC-021-PE-T4-02 | ge-0/2/7 | 1G copper | 1000 | admin-down
KA-DC-021-PE-T4-02 | ge-0/2/8 | 1G copper | 1000 | admin-down
KA-DC-021-PE-T4-02 | ge-0/2/9 | 1G copper | 1000 | admin-down
KA-DC-021-PE-T4-02 | ge-0/2/10 | 1G copper | 1000 | admin-down
KA-DC-021-PE-T4-02 | ge-0/2/11 | 1G copper | 1000 | admin-down
KA-DC-021-PE-T4-02 | ge-0/2/12 | 1G copper | 1000 | admin-down
KA-DC-021-PE-T4-02 | ge-0/2/13 | 1G copper | 1000 | admin-down
KA-DC-021-PE-T4-02 | ge-0/2/14 | 1G copper | 1000 | admin-down
KA-DC-021-PE-T4-02 | ge-0/2/15 | 1G copper | 1000 | admin-down
KA-DC-021-PE-T4-03 | 1/1/c1 | 10G SFP+ | 10000 | admin-down
KA-DC-021-PE-T4-03 | 1/1/c2 | 10G SFP+ | 10000 | up | Backhaul to BR-DC-019 | SFP-10G-LR
KA-DC-021-PE-T4-03 | 1/1/c3 | 10G SFP+ | 10000 | up | Backhaul to RJ-DC-015 | SFP-10G-LR
KA-DC-021-PE-T4-03 | 1/1/c4 | 10G SFP+ | 10000 | up | Backhaul to HR-DC-011 | SFP-10G-LR
KA-DC-021-PE-T4-03 | 1/1/c5 | 10G SFP+ | 10000 | up | Backhaul to UP-DC-007 | SFP-10G-LR
KA-DC-021-PE-T4-03 | 1/1/c6 | 10G SFP+ | 10000 | up | Backhaul to PB-DC-012 | SFP-10G-LR
KA-DC-021-PE-T4-03 | 1/1/c7 | 10G SFP+ | 10000 | up | Uplink to KA-DC-021-AGG-R02 | SFP-10G-LR
KA-DC-021-PE-T4-03 | 1/1/c8 | 10G SFP+ | 10000 | admin-down
KA-DC-021-PE-T4-03 | 1/1/c9 | 10G SFP+ | 10000 | admin-down
KA-DC-021-PE-T4-03 | 1/1/c10 | 10G SFP+ | 10000 | reserved
KA-DC-021-PE-T4-03 | 1/1/c11 | 10G SFP+ | 10000 | admin-down
KA-DC-021-PE-T4-03 | 1/1/c12 | 10G SFP+ | 10000 | admin-down
KA-DC-021-PE-T4-03 | 1/2/c1 | 100G QSFP28 | 100000 | up | Fabric to KA-DC-021-PE-T4-01 | QSFP28-100G-LR4
KA-DC-021-PE-T4-03 | 1/2/c2 | 100G QSFP28 | 100000 | up | Fabric to KA-DC-021-PE-T4-02 | QSFP28-100G-LR4
KA-DC-021-PE-T4-03 | 1/2/c3 | 100G QSFP28 | 100000 | up | Fabric to KA-DC-021-PE-T4-04 | QSFP28-100G-LR4
KA-DC-021-PE-T4-03 | 1/2/c4 | 100G QSFP28 | 100000 | admin-down
KA-DC-021-PE-T4-03 | 1/3/1 | 1G copper | 1000 | admin-down
KA-DC-021-PE-T4-03 | 1/3/2 | 1G copper | 1000 | admin-down
KA-DC-021-PE-T4-03 | 1/3/3 | 1G copper | 1000 | admin-down
KA-DC-021-PE-T4-03 | 1/3/4 | 1G copper | 1000 | reserved
KA-DC-021-PE-T4-03 | 1/3/5 | 1G copper | 1000 | admin-down
KA-DC-021-PE-T4-03 | 1/3/6 | 1G copper | 1000 | admin-down
KA-DC-021-PE-T4-03 | 1/3/7 | 1G copper | 1000 | admin-down
KA-DC-021-PE-T4-03 | 1/3/8 | 1G copper | 1000 | admin-down
KA-DC-021-PE-T4-03 | 1/3/9 | 1G copper | 1000 | admin-down
KA-DC-021-PE-T4-03 | 1/3/10 | 1G copper | 1000 | admin-down
KA-DC-021-PE-T4-03 | 1/3/11 | 1G copper | 1000 | admin-down
KA-DC-021-PE-T4-03 | 1/3/12 | 1G copper | 1000 | admin-down
KA-DC-021-PE-T4-03 | 1/3/13 | 1G copper | 1000 | admin-down
KA-DC-021-PE-T4-03 | 1/3/14 | 1G copper | 1000 | admin-down
KA-DC-021-PE-T4-03 | 1/3/15 | 1G copper | 1000 | admin-down
KA-DC-021-PE-T4-03 | 1/3/16 | 1G copper | 1000 | admin-down
KA-DC-021-PE-T4-04 | 1/1/c1 | 10G SFP+ | 10000 | admin-down
KA-DC-021-PE-T4-04 | 1/1/c2 | 10G SFP+ | 10000 | up | Backhaul to BR-DC-019 | SFP-10G-LR
KA-DC-021-PE-T4-04 | 1/1/c3 | 10G SFP+ | 10000 | up | Backhaul to WB-DC-016 | SFP-10G-LR
KA-DC-021-PE-T4-04 | 1/1/c4 | 10G SFP+ | 10000 | up | Backhaul to AP-DC-010 | SFP-10G-LR
KA-DC-021-PE-T4-04 | 1/1/c5 | 10G SFP+ | 10000 | up | Backhaul to BR-DC-019 | SFP-10G-LR
KA-DC-021-PE-T4-04 | 1/1/c6 | 10G SFP+ | 10000 | up | Backhaul to UP-DC-007 | SFP-10G-LR
KA-DC-021-PE-T4-04 | 1/1/c7 | 10G SFP+ | 10000 | admin-down
KA-DC-021-PE-T4-04 | 1/1/c8 | 10G SFP+ | 10000 | admin-down
KA-DC-021-PE-T4-04 | 1/1/c9 | 10G SFP+ | 10000 | admin-down
KA-DC-021-PE-T4-04 | 1/1/c10 | 10G SFP+ | 10000 | admin-down
KA-DC-021-PE-T4-04 | 1/1/c11 | 10G SFP+ | 10000 | admin-down
KA-DC-021-PE-T4-04 | 1/1/c12 | 10G SFP+ | 10000 | admin-down
KA-DC-021-PE-T4-04 | 1/2/c1 | 100G QSFP28 | 100000 | up | Fabric to KA-DC-021-PE-T4-01 | QSFP28-100G-LR4
KA-DC-021-PE-T4-04 | 1/2/c2 | 100G QSFP28 | 100000 | up | Fabric to KA-DC-021-PE-T4-02 | QSFP28-100G-LR4
KA-DC-021-PE-T4-04 | 1/2/c3 | 100G QSFP28 | 100000 | up | Fabric to KA-DC-021-PE-T4-03 | QSFP28-100G-LR4
KA-DC-021-PE-T4-04 | 1/2/c4 | 100G QSFP28 | 100000 | admin-down
KA-DC-021-PE-T4-04 | 1/3/1 | 1G copper | 1000 | admin-down
KA-DC-021-PE-T4-04 | 1/3/2 | 1G copper | 1000 | admin-down
KA-DC-021-PE-T4-04 | 1/3/3 | 1G copper | 1000 | admin-down
KA-DC-021-PE-T4-04 | 1/3/4 | 1G copper | 1000 | admin-down
KA-DC-021-PE-T4-04 | 1/3/5 | 1G copper | 1000 | admin-down
KA-DC-021-PE-T4-04 | 1/3/6 | 1G copper | 1000 | admin-down
KA-DC-021-PE-T4-04 | 1/3/7 | 1G copper | 1000 | admin-down
KA-DC-021-PE-T4-04 | 1/3/8 | 1G copper | 1000 | admin-down
KA-DC-021-PE-T4-04 | 1/3/9 | 1G copper | 1000 | reserved
KA-DC-021-PE-T4-04 | 1/3/10 | 1G copper | 1000 | admin-down
KA-DC-021-PE-T4-04 | 1/3/11 | 1G copper | 1000 | admin-down
KA-DC-021-PE-T4-04 | 1/3/12 | 1G copper | 1000 | admin-down
KA-DC-021-PE-T4-04 | 1/3/13 | 1G copper | 1000 | admin-down
KA-DC-021-PE-T4-04 | 1/3/14 | 1G copper | 1000 | admin-down
KA-DC-021-PE-T4-04 | 1/3/15 | 1G copper | 1000 | reserved
KA-DC-021-PE-T4-04 | 1/3/16 | 1G copper | 1000 | admin-down
KA-DC-021-FW-01 | port1 | 10G SFP+ | 10000 | up | Uplink to KA-DC-021-AGG-R01 | SFP-10G-LR
KA-DC-021-FW-01 | port2 | 10G SFP+ | 10000 | up | Uplink to KA-DC-021-AGG-R02 | SFP-10G-LR
KA-DC-021-FW-01 | port3 | 10G SFP+ | 10000 | admin-down
KA-DC-021-FW-01 | port4 | 10G SFP+ | 10000 | admin-down
KA-DC-021-FW-01 | port5 | 10G SFP+ | 10000 | admin-down
KA-DC-021-FW-01 | port6 | 10G SFP+ | 10000 | admin-down
KA-DC-021-FW-01 | port7 | 10G SFP+ | 10000 | admin-down
KA-DC-021-FW-01 | port8 | 10G SFP+ | 10000 | admin-down
KA-DC-021-OLA-01 | 1-A-1 | 100G QSFP28 | 100000 | up | Uplink to KA-DC-021-AGG-R01 | QSFP28-100G-LR4
KA-DC-021-OLA-01 | 1-A-2 | 100G QSFP28 | 100000 | admin-down
KA-DC-021-OLA-01 | 1-A-3 | 100G QSFP28 | 100000 | admin-down
KA-DC-021-OLA-01 | 1-A-4 | 100G QSFP28 | 100000 | admin-down
KA-DC-021-OLA-01 | 1-A-5 | 100G QSFP28 | 100000 | admin-down
KA-DC-021-OLA-01 | 1-A-6 | 100G QSFP28 | 100000 | admin-down
KA-DC-021-OLA-01 | 1-A-7 | 100G QSFP28 | 100000 | admin-down
KA-DC-021-OLA-01 | 1-A-8 | 100G QSFP28 | 100000 | admin-down
KA-DC-021-OLA-02 | 1/2/c1 | 100G QSFP28 | 100000 | up | Uplink to KA-DC-021-AGG-R02 | QSFP28-100G-LR4
KA-DC-021-OLA-02 | 1/2/c2 | 100G QSFP28 | 100000 | admin-down
KA-DC-021-OLA-02 | 1/2/c3 | 100G QSFP28 | 100000 | admin-down
KA-DC-021-OLA-02 | 1/2/c4 | 100G QSFP28 | 100000 | admin-down
KA-DC-021-OLA-02 | 1/2/c5 | 100G QSFP28 | 100000 | admin-down
KA-DC-021-OLA-02 | 1/2/c6 | 100G QSFP28 | 100000 | admin-down
KA-DC-021-OLA-02 | 1/2/c7 | 100G QSFP28 | 100000 | admin-down
KA-DC-021-OLA-02 | 1/2/c8 | 100G QSFP28 | 100000 | admin-down
KA-DC-021-AGG-R01 | xe-0/0/0 | 10G SFP+ | 10000 | up | Uplink to KA-DC-021-FW-01 | SFP-10G-LR
KA-DC-021-AGG-R01 | xe-0/0/1 | 10G SFP+ | 10000 | up | Uplink to KA-DC-021-MMR-SW-01 | SFP-10G-LR
KA-DC-021-AGG-R01 | xe-0/0/2 | 10G SFP+ | 10000 | up | Uplink to KA-DC-021-MMR-SW-02 | SFP-10G-LR
KA-DC-021-AGG-R01 | xe-0/0/3 | 10G SFP+ | 10000 | up | Uplink to KA-DC-021-MMR-SW-03 | SFP-10G-LR
KA-DC-021-AGG-R01 | xe-0/0/4 | 10G SFP+ | 10000 | up | Uplink to KA-DC-021-MMR-SW-04 | SFP-10G-LR
KA-DC-021-AGG-R01 | xe-0/0/5 | 10G SFP+ | 10000 | up | Uplink to KA-DC-021-MMR-SW-05 | SFP-10G-LR
KA-DC-021-AGG-R01 | xe-0/0/6 | 10G SFP+ | 10000 | up | Uplink to KA-DC-021-MMR-SW-06 | SFP-10G-LR
KA-DC-021-AGG-R01 | xe-0/0/7 | 10G SFP+ | 10000 | admin-down
KA-DC-021-AGG-R01 | xe-0/0/8 | 10G SFP+ | 10000 | admin-down
KA-DC-021-AGG-R01 | xe-0/0/9 | 10G SFP+ | 10000 | admin-down
KA-DC-021-AGG-R01 | xe-0/0/10 | 10G SFP+ | 10000 | admin-down
KA-DC-021-AGG-R01 | xe-0/0/11 | 10G SFP+ | 10000 | admin-down
KA-DC-021-AGG-R01 | xe-0/0/12 | 10G SFP+ | 10000 | admin-down
KA-DC-021-AGG-R01 | xe-0/0/13 | 10G SFP+ | 10000 | admin-down
KA-DC-021-AGG-R01 | xe-0/0/14 | 10G SFP+ | 10000 | admin-down
KA-DC-021-AGG-R01 | xe-0/0/15 | 10G SFP+ | 10000 | admin-down
KA-DC-021-AGG-R01 | et-0/1/0 | 100G QSFP28 | 100000 | up | Uplink to KA-DC-021-PE-T4-01 | QSFP28-100G-LR4
KA-DC-021-AGG-R01 | et-0/1/1 | 100G QSFP28 | 100000 | up | Uplink to KA-DC-021-PE-T4-02 | QSFP28-100G-LR4
KA-DC-021-AGG-R01 | et-0/1/2 | 100G QSFP28 | 100000 | up | Uplink to KA-DC-021-OLA-01 | QSFP28-100G-LR4
KA-DC-021-AGG-R01 | et-0/1/3 | 100G QSFP28 | 100000 | admin-down
KA-DC-021-AGG-R01 | et-0/1/4 | 100G QSFP28 | 100000 | admin-down
KA-DC-021-AGG-R01 | et-0/1/5 | 100G QSFP28 | 100000 | admin-down
KA-DC-021-AGG-R01 | et-0/1/6 | 100G QSFP28 | 100000 | admin-down
KA-DC-021-AGG-R01 | et-0/1/7 | 100G QSFP28 | 100000 | admin-down
KA-DC-021-AGG-R02 | xe-0/0/0 | 10G SFP+ | 10000 | up | Uplink to KA-DC-021-FW-01 | SFP-10G-LR
KA-DC-021-AGG-R02 | xe-0/0/1 | 10G SFP+ | 10000 | up | Uplink to KA-DC-021-MMR-SW-01 | SFP-10G-LR
KA-DC-021-AGG-R02 | xe-0/0/2 | 10G SFP+ | 10000 | up | Uplink to KA-DC-021-MMR-SW-02 | SFP-10G-LR
KA-DC-021-AGG-R02 | xe-0/0/3 | 10G SFP+ | 10000 | up | Uplink to KA-DC-021-MMR-SW-03 | SFP-10G-LR
KA-DC-021-AGG-R02 | xe-0/0/4 | 10G SFP+ | 10000 | up | Uplink to KA-DC-021-MMR-SW-04 | SFP-10G-LR
KA-DC-021-AGG-R02 | xe-0/0/5 | 10G SFP+ | 10000 | up | Uplink to KA-DC-021-MMR-SW-05 | SFP-10G-LR
KA-DC-021-AGG-R02 | xe-0/0/6 | 10G SFP+ | 10000 | up | Uplink to KA-DC-021-MMR-SW-06 | SFP-10G-LR
KA-DC-021-AGG-R02 | xe-0/0/7 | 10G SFP+ | 10000 | admin-down
KA-DC-021-AGG-R02 | xe-0/0/8 | 10G SFP+ | 10000 | admin-down
KA-DC-021-AGG-R02 | xe-0/0/9 | 10G SFP+ | 10000 | admin-down
KA-DC-021-AGG-R02 | xe-0/0/10 | 10G SFP+ | 10000 | admin-down
KA-DC-021-AGG-R02 | xe-0/0/11 | 10G SFP+ | 10000 | admin-down
KA-DC-021-AGG-R02 | xe-0/0/12 | 10G SFP+ | 10000 | admin-down
KA-DC-021-AGG-R02 | xe-0/0/13 | 10G SFP+ | 10000 | admin-down
KA-DC-021-AGG-R02 | xe-0/0/14 | 10G SFP+ | 10000 | admin-down
KA-DC-021-AGG-R02 | xe-0/0/15 | 10G SFP+ | 10000 | admin-down
KA-DC-021-AGG-R02 | et-0/1/0 | 100G QSFP28 | 100000 | up | Uplink to KA-DC-021-PE-T4-02 | QSFP28-100G-LR4
KA-DC-021-AGG-R02 | et-0/1/1 | 100G QSFP28 | 100000 | up | Uplink to KA-DC-021-PE-T4-03 | QSFP28-100G-LR4
KA-DC-021-AGG-R02 | et-0/1/2 | 100G QSFP28 | 100000 | up | Uplink to KA-DC-021-OLA-02 | QSFP28-100G-LR4
KA-DC-021-AGG-R02 | et-0/1/3 | 100G QSFP28 | 100000 | admin-down
KA-DC-021-AGG-R02 | et-0/1/4 | 100G QSFP28 | 100000 | admin-down
KA-DC-021-AGG-R02 | et-0/1/5 | 100G QSFP28 | 100000 | admin-down
KA-DC-021-AGG-R02 | et-0/1/6 | 100G QSFP28 | 100000 | admin-down
KA-DC-021-AGG-R02 | et-0/1/7 | 100G QSFP28 | 100000 | admin-down
KA-DC-021-MMR-SW-01 | Ethernet1 | 10G SFP+ | 10000 | up | Access to KA-DC-021-TOR-001 | SFP-10G-LR
KA-DC-021-MMR-SW-01 | Ethernet2 | 10G SFP+ | 10000 | up | Server NIC
KA-DC-021-MMR-SW-01 | Ethernet3 | 10G SFP+ | 10000 | admin-down
KA-DC-021-MMR-SW-01 | Ethernet4 | 10G SFP+ | 10000 | up | Server NIC
KA-DC-021-MMR-SW-01 | Ethernet5 | 10G SFP+ | 10000 | admin-down
KA-DC-021-MMR-SW-01 | Ethernet6 | 10G SFP+ | 10000 | up | Server NIC
KA-DC-021-MMR-SW-01 | Ethernet7 | 10G SFP+ | 10000 | up | Server NIC
KA-DC-021-MMR-SW-01 | Ethernet8 | 10G SFP+ | 10000 | up | Server NIC
KA-DC-021-MMR-SW-01 | Ethernet9 | 10G SFP+ | 10000 | up | Server NIC
KA-DC-021-MMR-SW-01 | Ethernet10 | 10G SFP+ | 10000 | up | Server NIC
KA-DC-021-MMR-SW-01 | Ethernet11 | 10G SFP+ | 10000 | up | Server NIC
KA-DC-021-MMR-SW-01 | Ethernet12 | 10G SFP+ | 10000 | up | Server NIC
KA-DC-021-MMR-SW-01 | Ethernet13 | 10G SFP+ | 10000 | admin-down
KA-DC-021-MMR-SW-01 | Ethernet14 | 10G SFP+ | 10000 | up | Server NIC
KA-DC-021-MMR-SW-01 | Ethernet15 | 10G SFP+ | 10000 | admin-down
KA-DC-021-MMR-SW-01 | Ethernet16 | 10G SFP+ | 10000 | admin-down
KA-DC-021-MMR-SW-01 | Ethernet17 | 10G SFP+ | 10000 | up | Server NIC
KA-DC-021-MMR-SW-01 | Ethernet18 | 10G SFP+ | 10000 | up | Server NIC
KA-DC-021-MMR-SW-01 | Ethernet19 | 10G SFP+ | 10000 | up | Server NIC
KA-DC-021-MMR-SW-01 | Ethernet20 | 10G SFP+ | 10000 | admin-down
KA-DC-021-MMR-SW-01 | Ethernet21 | 10G SFP+ | 10000 | up | Server NIC
KA-DC-021-MMR-SW-01 | Ethernet22 | 10G SFP+ | 10000 | admin-down
KA-DC-021-MMR-SW-01 | Ethernet23 | 10G SFP+ | 10000 | admin-down
KA-DC-021-MMR-SW-01 | Ethernet24 | 10G SFP+ | 10000 | up | Server NIC
KA-DC-021-MMR-SW-01 | Ethernet25 | 10G SFP+ | 10000 | admin-down
KA-DC-021-MMR-SW-01 | Ethernet26 | 10G SFP+ | 10000 | up | Server NIC
KA-DC-021-MMR-SW-01 | Ethernet27 | 10G SFP+ | 10000 | up | Server NIC
KA-DC-021-MMR-SW-01 | Ethernet28 | 10G SFP+ | 10000 | admin-down
KA-DC-021-MMR-SW-01 | Ethernet29 | 10G SFP+ | 10000 | up | Server NIC
KA-DC-021-MMR-SW-01 | Ethernet30 | 10G SFP+ | 10000 | up | Server NIC
KA-DC-021-MMR-SW-01 | Ethernet31 | 10G SFP+ | 10000 | admin-down
KA-DC-021-MMR-SW-01 | Ethernet32 | 10G SFP+ | 10000 | up | Server NIC
KA-DC-021-MMR-SW-01 | Ethernet33 | 10G SFP+ | 10000 | up | Server NIC
KA-DC-021-MMR-SW-01 | Ethernet34 | 10G SFP+ | 10000 | admin-down
KA-DC-021-MMR-SW-01 | Ethernet35 | 10G SFP+ | 10000 | up | Server NIC
KA-DC-021-MMR-SW-01 | Ethernet36 | 10G SFP+ | 10000 | up | Server NIC
KA-DC-021-MMR-SW-01 | Ethernet37 | 10G SFP+ | 10000 | up | Server NIC
KA-DC-021-MMR-SW-01 | Ethernet38 | 10G SFP+ | 10000 | up | Server NIC
KA-DC-021-MMR-SW-01 | Ethernet39 | 10G SFP+ | 10000 | up | Server NIC
KA-DC-021-MMR-SW-01 | Ethernet40 | 10G SFP+ | 10000 | up | Server NIC
KA-DC-021-MMR-SW-01 | Ethernet41 | 10G SFP+ | 10000 | up | Server NIC
KA-DC-021-MMR-SW-01 | Ethernet42 | 10G SFP+ | 10000 | up | Server NIC
KA-DC-021-MMR-SW-01 | Ethernet43 | 10G SFP+ | 10000 | up | Server NIC
KA-DC-021-MMR-SW-01 | Ethernet44 | 10G SFP+ | 10000 | up | Server NIC
KA-DC-021-MMR-SW-01 | Ethernet45 | 10G SFP+ | 10000 | admin-down
KA-DC-021-MMR-SW-01 | Ethernet46 | 10G SFP+ | 10000 | reserved
KA-DC-021-MMR-SW-01 | Ethernet47 | 10G SFP+ | 10000 | up | Server NIC
KA-DC-021-MMR-SW-01 | Ethernet48 | 10G SFP+ | 10000 | up | Server NIC
KA-DC-021-MMR-SW-01 | Ethernet49/1 | 100G QSFP28 | 100000 | up | Uplink to KA-DC-021-AGG-R01 | QSFP28-100G-LR4
KA-DC-021-MMR-SW-01 | Ethernet49/2 | 100G QSFP28 | 100000 | up | Uplink to KA-DC-021-AGG-R02 | QSFP28-100G-LR4
KA-DC-021-MMR-SW-01 | Ethernet49/3 | 100G QSFP28 | 100000 | admin-down
KA-DC-021-MMR-SW-01 | Ethernet49/4 | 100G QSFP28 | 100000 | admin-down
KA-DC-021-MMR-SW-02 | Ethernet1 | 10G SFP+ | 10000 | up | Access to KA-DC-021-TOR-001 | SFP-10G-LR
KA-DC-021-MMR-SW-02 | Ethernet2 | 10G SFP+ | 10000 | up | Access to KA-DC-021-TOR-002 | SFP-10G-LR
KA-DC-021-MMR-SW-02 | Ethernet3 | 10G SFP+ | 10000 | up | Server NIC
KA-DC-021-MMR-SW-02 | Ethernet4 | 10G SFP+ | 10000 | up | Server NIC
KA-DC-021-MMR-SW-02 | Ethernet5 | 10G SFP+ | 10000 | admin-down
KA-DC-021-MMR-SW-02 | Ethernet6 | 10G SFP+ | 10000 | reserved
KA-DC-021-MMR-SW-02 | Ethernet7 | 10G SFP+ | 10000 | up | Server NIC
KA-DC-021-MMR-SW-02 | Ethernet8 | 10G SFP+ | 10000 | admin-down
KA-DC-021-MMR-SW-02 | Ethernet9 | 10G SFP+ | 10000 | up | Server NIC
KA-DC-021-MMR-SW-02 | Ethernet10 | 10G SFP+ | 10000 | admin-down
KA-DC-021-MMR-SW-02 | Ethernet11 | 10G SFP+ | 10000 | admin-down
KA-DC-021-MMR-SW-02 | Ethernet12 | 10G SFP+ | 10000 | admin-down
KA-DC-021-MMR-SW-02 | Ethernet13 | 10G SFP+ | 10000 | up | Server NIC
KA-DC-021-MMR-SW-02 | Ethernet14 | 10G SFP+ | 10000 | admin-down
KA-DC-021-MMR-SW-02 | Ethernet15 | 10G SFP+ | 10000 | up | Server NIC
KA-DC-021-MMR-SW-02 | Ethernet16 | 10G SFP+ | 10000 | admin-down
KA-DC-021-MMR-SW-02 | Ethernet17 | 10G SFP+ | 10000 | up | Server NIC
KA-DC-021-MMR-SW-02 | Ethernet18 | 10G SFP+ | 10000 | admin-down
KA-DC-021-MMR-SW-02 | Ethernet19 | 10G SFP+ | 10000 | admin-down
KA-DC-021-MMR-SW-02 | Ethernet20 | 10G SFP+ | 10000 | admin-down
KA-DC-021-MMR-SW-02 | Ethernet21 | 10G SFP+ | 10000 | up | Server NIC
KA-DC-021-MMR-SW-02 | Ethernet22 | 10G SFP+ | 10000 | up | Server NIC
KA-DC-021-MMR-SW-02 | Ethernet23 | 10G SFP+ | 10000 | up | Server NIC
KA-DC-021-MMR-SW-02 | Ethernet24 | 10G SFP+ | 10000 | up | Server NIC
KA-DC-021-MMR-SW-02 | Ethernet25 | 10G SFP+ | 10000 | admin-down
KA-DC-021-MMR-SW-02 | Ethernet26 | 10G SFP+ | 10000 | up | Server NIC
KA-DC-021-MMR-SW-02 | Ethernet27 | 10G SFP+ | 10000 | admin-down
KA-DC-021-MMR-SW-02 | Ethernet28 | 10G SFP+ | 10000 | up | Server NIC
KA-DC-021-MMR-SW-02 | Ethernet29 | 10G SFP+ | 10000 | up | Server NIC
KA-DC-021-MMR-SW-02 | Ethernet30 | 10G SFP+ | 10000 | admin-down
KA-DC-021-MMR-SW-02 | Ethernet31 | 10G SFP+ | 10000 | admin-down
KA-DC-021-MMR-SW-02 | Ethernet32 | 10G SFP+ | 10000 | up | Server NIC
KA-DC-021-MMR-SW-02 | Ethernet33 | 10G SFP+ | 10000 | reserved
KA-DC-021-MMR-SW-02 | Ethernet34 | 10G SFP+ | 10000 | up | Server NIC
KA-DC-021-MMR-SW-02 | Ethernet35 | 10G SFP+ | 10000 | admin-down
KA-DC-021-MMR-SW-02 | Ethernet36 | 10G SFP+ | 10000 | up | Server NIC
KA-DC-021-MMR-SW-02 | Ethernet37 | 10G SFP+ | 10000 | admin-down
KA-DC-021-MMR-SW-02 | Ethernet38 | 10G SFP+ | 10000 | up | Server NIC
KA-DC-021-MMR-SW-02 | Ethernet39 | 10G SFP+ | 10000 | up | Server NIC
KA-DC-021-MMR-SW-02 | Ethernet40 | 10G SFP+ | 10000 | up | Server NIC
KA-DC-021-MMR-SW-02 | Ethernet41 | 10G SFP+ | 10000 | admin-down
KA-DC-021-MMR-SW-02 | Ethernet42 | 10G SFP+ | 10000 | up | Server NIC
KA-DC-021-MMR-SW-02 | Ethernet43 | 10G SFP+ | 10000 | admin-down
KA-DC-021-MMR-SW-02 | Ethernet44 | 10G SFP+ | 10000 | up | Server NIC
KA-DC-021-MMR-SW-02 | Ethernet45 | 10G SFP+ | 10000 | up | Server NIC
KA-DC-021-MMR-SW-02 | Ethernet46 | 10G SFP+ | 10000 | admin-down
KA-DC-021-MMR-SW-02 | Ethernet47 | 10G SFP+ | 10000 | up | Server NIC
KA-DC-021-MMR-SW-02 | Ethernet48 | 10G SFP+ | 10000 | up | Server NIC
KA-DC-021-MMR-SW-02 | Ethernet49/1 | 100G QSFP28 | 100000 | up | Uplink to KA-DC-021-AGG-R02 | QSFP28-100G-LR4
KA-DC-021-MMR-SW-02 | Ethernet49/2 | 100G QSFP28 | 100000 | up | Uplink to KA-DC-021-AGG-R01 | QSFP28-100G-LR4
KA-DC-021-MMR-SW-02 | Ethernet49/3 | 100G QSFP28 | 100000 | admin-down
KA-DC-021-MMR-SW-02 | Ethernet49/4 | 100G QSFP28 | 100000 | admin-down
KA-DC-021-MMR-SW-03 | Te0/0/0/0 | 10G SFP+ | 10000 | up | Access to KA-DC-021-TOR-002 | SFP-10G-LR
KA-DC-021-MMR-SW-03 | Te0/0/0/1 | 10G SFP+ | 10000 | up | Access to KA-DC-021-TOR-003 | SFP-10G-LR
KA-DC-021-MMR-SW-03 | Te0/0/0/2 | 10G SFP+ | 10000 | up | Server NIC
KA-DC-021-MMR-SW-03 | Te0/0/0/3 | 10G SFP+ | 10000 | up | Server NIC
KA-DC-021-MMR-SW-03 | Te0/0/0/4 | 10G SFP+ | 10000 | up | Server NIC
KA-DC-021-MMR-SW-03 | Te0/0/0/5 | 10G SFP+ | 10000 | up | Server NIC
KA-DC-021-MMR-SW-03 | Te0/0/0/6 | 10G SFP+ | 10000 | up | Server NIC
KA-DC-021-MMR-SW-03 | Te0/0/0/7 | 10G SFP+ | 10000 | up | Server NIC
KA-DC-021-MMR-SW-03 | Te0/0/0/8 | 10G SFP+ | 10000 | up | Server NIC
KA-DC-021-MMR-SW-03 | Te0/0/0/9 | 10G SFP+ | 10000 | up | Server NIC
KA-DC-021-MMR-SW-03 | Te0/0/0/10 | 10G SFP+ | 10000 | admin-down
KA-DC-021-MMR-SW-03 | Te0/0/0/11 | 10G SFP+ | 10000 | admin-down
KA-DC-021-MMR-SW-03 | Te0/0/0/12 | 10G SFP+ | 10000 | up | Server NIC
KA-DC-021-MMR-SW-03 | Te0/0/0/13 | 10G SFP+ | 10000 | admin-down
KA-DC-021-MMR-SW-03 | Te0/0/0/14 | 10G SFP+ | 10000 | up | Server NIC
KA-DC-021-MMR-SW-03 | Te0/0/0/15 | 10G SFP+ | 10000 | up | Server NIC
KA-DC-021-MMR-SW-03 | Te0/0/0/16 | 10G SFP+ | 10000 | admin-down
KA-DC-021-MMR-SW-03 | Te0/0/0/17 | 10G SFP+ | 10000 | up | Server NIC
KA-DC-021-MMR-SW-03 | Te0/0/0/18 | 10G SFP+ | 10000 | admin-down
KA-DC-021-MMR-SW-03 | Te0/0/0/19 | 10G SFP+ | 10000 | up | Server NIC
KA-DC-021-MMR-SW-03 | Te0/0/0/20 | 10G SFP+ | 10000 | up | Server NIC
KA-DC-021-MMR-SW-03 | Te0/0/0/21 | 10G SFP+ | 10000 | up | Server NIC
KA-DC-021-MMR-SW-03 | Te0/0/0/22 | 10G SFP+ | 10000 | admin-down
KA-DC-021-MMR-SW-03 | Te0/0/0/23 | 10G SFP+ | 10000 | up | Server NIC
KA-DC-021-MMR-SW-03 | Te0/0/0/24 | 10G SFP+ | 10000 | up | Server NIC
KA-DC-021-MMR-SW-03 | Te0/0/0/25 | 10G SFP+ | 10000 | admin-down
KA-DC-021-MMR-SW-03 | Te0/0/0/26 | 10G SFP+ | 10000 | up | Server NIC
KA-DC-021-MMR-SW-03 | Te0/0/0/27 | 10G SFP+ | 10000 | admin-down
KA-DC-021-MMR-SW-03 | Te0/0/0/28 | 10G SFP+ | 10000 | up | Server NIC
KA-DC-021-MMR-SW-03 | Te0/0/0/29 | 10G SFP+ | 10000 | admin-down
KA-DC-021-MMR-SW-03 | Te0/0/0/30 | 10G SFP+ | 10000 | admin-down
KA-DC-021-MMR-SW-03 | Te0/0/0/31 | 10G SFP+ | 10000 | up | Server NIC
KA-DC-021-MMR-SW-03 | Te0/0/0/32 | 10G SFP+ | 10000 | admin-down
KA-DC-021-MMR-SW-03 | Te0/0/0/33 | 10G SFP+ | 10000 | up | Server NIC
KA-DC-021-MMR-SW-03 | Te0/0/0/34 | 10G SFP+ | 10000 | admin-down
KA-DC-021-MMR-SW-03 | Te0/0/0/35 | 10G SFP+ | 10000 | admin-down
KA-DC-021-MMR-SW-03 | Te0/0/0/36 | 10G SFP+ | 10000 | up | Server NIC
KA-DC-021-MMR-SW-03 | Te0/0/0/37 | 10G SFP+ | 10000 | admin-down
KA-DC-021-MMR-SW-03 | Te0/0/0/38 | 10G SFP+ | 10000 | up | Server NIC
KA-DC-021-MMR-SW-03 | Te0/0/0/39 | 10G SFP+ | 10000 | up | Server NIC
KA-DC-021-MMR-SW-03 | Te0/0/0/40 | 10G SFP+ | 10000 | up | Server NIC
KA-DC-021-MMR-SW-03 | Te0/0/0/41 | 10G SFP+ | 10000 | up | Server NIC
KA-DC-021-MMR-SW-03 | Te0/0/0/42 | 10G SFP+ | 10000 | up | Server NIC
KA-DC-021-MMR-SW-03 | Te0/0/0/43 | 10G SFP+ | 10000 | admin-down
KA-DC-021-MMR-SW-03 | Te0/0/0/44 | 10G SFP+ | 10000 | up | Server NIC
KA-DC-021-MMR-SW-03 | Te0/0/0/45 | 10G SFP+ | 10000 | up | Server NIC
KA-DC-021-MMR-SW-03 | Te0/0/0/46 | 10G SFP+ | 10000 | admin-down
KA-DC-021-MMR-SW-03 | Te0/0/0/47 | 10G SFP+ | 10000 | admin-down
KA-DC-021-MMR-SW-03 | Hu0/0/1/0 | 100G QSFP28 | 100000 | up | Uplink to KA-DC-021-AGG-R01 | QSFP28-100G-LR4
KA-DC-021-MMR-SW-03 | Hu0/0/1/1 | 100G QSFP28 | 100000 | up | Uplink to KA-DC-021-AGG-R02 | QSFP28-100G-LR4
KA-DC-021-MMR-SW-03 | Hu0/0/1/2 | 100G QSFP28 | 100000 | admin-down
KA-DC-021-MMR-SW-03 | Hu0/0/1/3 | 100G QSFP28 | 100000 | admin-down
KA-DC-021-MMR-SW-04 | Ethernet1 | 10G SFP+ | 10000 | up | Access to KA-DC-021-TOR-003 | SFP-10G-LR
KA-DC-021-MMR-SW-04 | Ethernet2 | 10G SFP+ | 10000 | up | Access to KA-DC-021-TOR-004 | SFP-10G-LR
KA-DC-021-MMR-SW-04 | Ethernet3 | 10G SFP+ | 10000 | up | Server NIC
KA-DC-021-MMR-SW-04 | Ethernet4 | 10G SFP+ | 10000 | up | Server NIC
KA-DC-021-MMR-SW-04 | Ethernet5 | 10G SFP+ | 10000 | admin-down
KA-DC-021-MMR-SW-04 | Ethernet6 | 10G SFP+ | 10000 | up | Server NIC
KA-DC-021-MMR-SW-04 | Ethernet7 | 10G SFP+ | 10000 | up | Server NIC
KA-DC-021-MMR-SW-04 | Ethernet8 | 10G SFP+ | 10000 | up | Server NIC
KA-DC-021-MMR-SW-04 | Ethernet9 | 10G SFP+ | 10000 | admin-down
KA-DC-021-MMR-SW-04 | Ethernet10 | 10G SFP+ | 10000 | admin-down
KA-DC-021-MMR-SW-04 | Ethernet11 | 10G SFP+ | 10000 | up | Server NIC
KA-DC-021-MMR-SW-04 | Ethernet12 | 10G SFP+ | 10000 | admin-down
KA-DC-021-MMR-SW-04 | Ethernet13 | 10G SFP+ | 10000 | admin-down
KA-DC-021-MMR-SW-04 | Ethernet14 | 10G SFP+ | 10000 | up | Server NIC
KA-DC-021-MMR-SW-04 | Ethernet15 | 10G SFP+ | 10000 | up | Server NIC
KA-DC-021-MMR-SW-04 | Ethernet16 | 10G SFP+ | 10000 | up | Server NIC
KA-DC-021-MMR-SW-04 | Ethernet17 | 10G SFP+ | 10000 | admin-down
KA-DC-021-MMR-SW-04 | Ethernet18 | 10G SFP+ | 10000 | admin-down
KA-DC-021-MMR-SW-04 | Ethernet19 | 10G SFP+ | 10000 | up | Server NIC
KA-DC-021-MMR-SW-04 | Ethernet20 | 10G SFP+ | 10000 | up | Server NIC
KA-DC-021-MMR-SW-04 | Ethernet21 | 10G SFP+ | 10000 | up | Server NIC
KA-DC-021-MMR-SW-04 | Ethernet22 | 10G SFP+ | 10000 | up | Server NIC
KA-DC-021-MMR-SW-04 | Ethernet23 | 10G SFP+ | 10000 | up | Server NIC
KA-DC-021-MMR-SW-04 | Ethernet24 | 10G SFP+ | 10000 | up | Server NIC
KA-DC-021-MMR-SW-04 | Ethernet25 | 10G SFP+ | 10000 | up | Server NIC
KA-DC-021-MMR-SW-04 | Ethernet26 | 10G SFP+ | 10000 | up | Server NIC
KA-DC-021-MMR-SW-04 | Ethernet27 | 10G SFP+ | 10000 | up | Server NIC
KA-DC-021-MMR-SW-04 | Ethernet28 | 10G SFP+ | 10000 | up | Server NIC
KA-DC-021-MMR-SW-04 | Ethernet29 | 10G SFP+ | 10000 | up | Server NIC
KA-DC-021-MMR-SW-04 | Ethernet30 | 10G SFP+ | 10000 | admin-down
KA-DC-021-MMR-SW-04 | Ethernet31 | 10G SFP+ | 10000 | up | Server NIC
KA-DC-021-MMR-SW-04 | Ethernet32 | 10G SFP+ | 10000 | up | Server NIC
KA-DC-021-MMR-SW-04 | Ethernet33 | 10G SFP+ | 10000 | admin-down
KA-DC-021-MMR-SW-04 | Ethernet34 | 10G SFP+ | 10000 | admin-down
KA-DC-021-MMR-SW-04 | Ethernet35 | 10G SFP+ | 10000 | up | Server NIC
KA-DC-021-MMR-SW-04 | Ethernet36 | 10G SFP+ | 10000 | up | Server NIC
KA-DC-021-MMR-SW-04 | Ethernet37 | 10G SFP+ | 10000 | admin-down
KA-DC-021-MMR-SW-04 | Ethernet38 | 10G SFP+ | 10000 | admin-down
KA-DC-021-MMR-SW-04 | Ethernet39 | 10G SFP+ | 10000 | up | Server NIC
KA-DC-021-MMR-SW-04 | Ethernet40 | 10G SFP+ | 10000 | admin-down
KA-DC-021-MMR-SW-04 | Ethernet41 | 10G SFP+ | 10000 | up | Server NIC
KA-DC-021-MMR-SW-04 | Ethernet42 | 10G SFP+ | 10000 | admin-down
KA-DC-021-MMR-SW-04 | Ethernet43 | 10G SFP+ | 10000 | admin-down
KA-DC-021-MMR-SW-04 | Ethernet44 | 10G SFP+ | 10000 | admin-down
KA-DC-021-MMR-SW-04 | Ethernet45 | 10G SFP+ | 10000 | admin-down
KA-DC-021-MMR-SW-04 | Ethernet46 | 10G SFP+ | 10000 | up | Server NIC
KA-DC-021-MMR-SW-04 | Ethernet47 | 10G SFP+ | 10000 | up | Server NIC
KA-DC-021-MMR-SW-04 | Ethernet48 | 10G SFP+ | 10000 | up | Server NIC
KA-DC-021-MMR-SW-04 | Ethernet49/1 | 100G QSFP28 | 100000 | up | Uplink to KA-DC-021-AGG-R02 | QSFP28-100G-LR4
KA-DC-021-MMR-SW-04 | Ethernet49/2 | 100G QSFP28 | 100000 | up | Uplink to KA-DC-021-AGG-R01 | QSFP28-100G-LR4
KA-DC-021-MMR-SW-04 | Ethernet49/3 | 100G QSFP28 | 100000 | admin-down
KA-DC-021-MMR-SW-04 | Ethernet49/4 | 100G QSFP28 | 100000 | admin-down
KA-DC-021-MMR-SW-05 | Ethernet1 | 10G SFP+ | 10000 | up | Access to KA-DC-021-TOR-004 | SFP-10G-LR
KA-DC-021-MMR-SW-05 | Ethernet2 | 10G SFP+ | 10000 | admin-down
KA-DC-021-MMR-SW-05 | Ethernet3 | 10G SFP+ | 10000 | admin-down
KA-DC-021-MMR-SW-05 | Ethernet4 | 10G SFP+ | 10000 | admin-down
KA-DC-021-MMR-SW-05 | Ethernet5 | 10G SFP+ | 10000 | up | Server NIC
KA-DC-021-MMR-SW-05 | Ethernet6 | 10G SFP+ | 10000 | up | Server NIC
KA-DC-021-MMR-SW-05 | Ethernet7 | 10G SFP+ | 10000 | up | Server NIC
KA-DC-021-MMR-SW-05 | Ethernet8 | 10G SFP+ | 10000 | up | Server NIC
KA-DC-021-MMR-SW-05 | Ethernet9 | 10G SFP+ | 10000 | up | Server NIC
KA-DC-021-MMR-SW-05 | Ethernet10 | 10G SFP+ | 10000 | up | Server NIC
KA-DC-021-MMR-SW-05 | Ethernet11 | 10G SFP+ | 10000 | up | Server NIC
KA-DC-021-MMR-SW-05 | Ethernet12 | 10G SFP+ | 10000 | up | Server NIC
KA-DC-021-MMR-SW-05 | Ethernet13 | 10G SFP+ | 10000 | up | Server NIC
KA-DC-021-MMR-SW-05 | Ethernet14 | 10G SFP+ | 10000 | up | Server NIC
KA-DC-021-MMR-SW-05 | Ethernet15 | 10G SFP+ | 10000 | up | Server NIC
KA-DC-021-MMR-SW-05 | Ethernet16 | 10G SFP+ | 10000 | reserved
KA-DC-021-MMR-SW-05 | Ethernet17 | 10G SFP+ | 10000 | up | Server NIC
KA-DC-021-MMR-SW-05 | Ethernet18 | 10G SFP+ | 10000 | admin-down
KA-DC-021-MMR-SW-05 | Ethernet19 | 10G SFP+ | 10000 | admin-down
KA-DC-021-MMR-SW-05 | Ethernet20 | 10G SFP+ | 10000 | up | Server NIC
KA-DC-021-MMR-SW-05 | Ethernet21 | 10G SFP+ | 10000 | up | Server NIC
KA-DC-021-MMR-SW-05 | Ethernet22 | 10G SFP+ | 10000 | up | Server NIC
KA-DC-021-MMR-SW-05 | Ethernet23 | 10G SFP+ | 10000 | admin-down
KA-DC-021-MMR-SW-05 | Ethernet24 | 10G SFP+ | 10000 | admin-down
KA-DC-021-MMR-SW-05 | Ethernet25 | 10G SFP+ | 10000 | up | Server NIC
KA-DC-021-MMR-SW-05 | Ethernet26 | 10G SFP+ | 10000 | up | Server NIC
KA-DC-021-MMR-SW-05 | Ethernet27 | 10G SFP+ | 10000 | up | Server NIC
KA-DC-021-MMR-SW-05 | Ethernet28 | 10G SFP+ | 10000 | up | Server NIC
KA-DC-021-MMR-SW-05 | Ethernet29 | 10G SFP+ | 10000 | admin-down
KA-DC-021-MMR-SW-05 | Ethernet30 | 10G SFP+ | 10000 | up | Server NIC
KA-DC-021-MMR-SW-05 | Ethernet31 | 10G SFP+ | 10000 | up | Server NIC
KA-DC-021-MMR-SW-05 | Ethernet32 | 10G SFP+ | 10000 | up | Server NIC
KA-DC-021-MMR-SW-05 | Ethernet33 | 10G SFP+ | 10000 | admin-down
KA-DC-021-MMR-SW-05 | Ethernet34 | 10G SFP+ | 10000 | admin-down
KA-DC-021-MMR-SW-05 | Ethernet35 | 10G SFP+ | 10000 | up | Server NIC
KA-DC-021-MMR-SW-05 | Ethernet36 | 10G SFP+ | 10000 | up | Server NIC
KA-DC-021-MMR-SW-05 | Ethernet37 | 10G SFP+ | 10000 | admin-down
KA-DC-021-MMR-SW-05 | Ethernet38 | 10G SFP+ | 10000 | admin-down
KA-DC-021-MMR-SW-05 | Ethernet39 | 10G SFP+ | 10000 | admin-down
KA-DC-021-MMR-SW-05 | Ethernet40 | 10G SFP+ | 10000 | up | Server NIC
KA-DC-021-MMR-SW-05 | Ethernet41 | 10G SFP+ | 10000 | up | Server NIC
KA-DC-021-MMR-SW-05 | Ethernet42 | 10G SFP+ | 10000 | admin-down
KA-DC-021-MMR-SW-05 | Ethernet43 | 10G SFP+ | 10000 | up | Server NIC
KA-DC-021-MMR-SW-05 | Ethernet44 | 10G SFP+ | 10000 | admin-down
KA-DC-021-MMR-SW-05 | Ethernet45 | 10G SFP+ | 10000 | up | Server NIC
KA-DC-021-MMR-SW-05 | Ethernet46 | 10G SFP+ | 10000 | up | Server NIC
KA-DC-021-MMR-SW-05 | Ethernet47 | 10G SFP+ | 10000 | up | Server NIC
KA-DC-021-MMR-SW-05 | Ethernet48 | 10G SFP+ | 10000 | admin-down
KA-DC-021-MMR-SW-05 | Ethernet49/1 | 100G QSFP28 | 100000 | up | Uplink to KA-DC-021-AGG-R01 | QSFP28-100G-LR4
KA-DC-021-MMR-SW-05 | Ethernet49/2 | 100G QSFP28 | 100000 | up | Uplink to KA-DC-021-AGG-R02 | QSFP28-100G-LR4
KA-DC-021-MMR-SW-05 | Ethernet49/3 | 100G QSFP28 | 100000 | admin-down
KA-DC-021-MMR-SW-05 | Ethernet49/4 | 100G QSFP28 | 100000 | admin-down
KA-DC-021-MMR-SW-06 | xe-0/0/0 | 10G SFP+ | 10000 | admin-down
KA-DC-021-MMR-SW-06 | xe-0/0/1 | 10G SFP+ | 10000 | up | Server NIC
KA-DC-021-MMR-SW-06 | xe-0/0/2 | 10G SFP+ | 10000 | admin-down
KA-DC-021-MMR-SW-06 | xe-0/0/3 | 10G SFP+ | 10000 | up | Server NIC
KA-DC-021-MMR-SW-06 | xe-0/0/4 | 10G SFP+ | 10000 | up | Server NIC
KA-DC-021-MMR-SW-06 | xe-0/0/5 | 10G SFP+ | 10000 | up | Server NIC
KA-DC-021-MMR-SW-06 | xe-0/0/6 | 10G SFP+ | 10000 | admin-down
KA-DC-021-MMR-SW-06 | xe-0/0/7 | 10G SFP+ | 10000 | admin-down
KA-DC-021-MMR-SW-06 | xe-0/0/8 | 10G SFP+ | 10000 | up | Server NIC
KA-DC-021-MMR-SW-06 | xe-0/0/9 | 10G SFP+ | 10000 | up | Server NIC
KA-DC-021-MMR-SW-06 | xe-0/0/10 | 10G SFP+ | 10000 | admin-down
KA-DC-021-MMR-SW-06 | xe-0/0/11 | 10G SFP+ | 10000 | up | Server NIC
KA-DC-021-MMR-SW-06 | xe-0/0/12 | 10G SFP+ | 10000 | admin-down
KA-DC-021-MMR-SW-06 | xe-0/0/13 | 10G SFP+ | 10000 | up | Server NIC
KA-DC-021-MMR-SW-06 | xe-0/0/14 | 10G SFP+ | 10000 | up | Server NIC
KA-DC-021-MMR-SW-06 | xe-0/0/15 | 10G SFP+ | 10000 | up | Server NIC
KA-DC-021-MMR-SW-06 | xe-0/0/16 | 10G SFP+ | 10000 | up | Server NIC
KA-DC-021-MMR-SW-06 | xe-0/0/17 | 10G SFP+ | 10000 | up | Server NIC
KA-DC-021-MMR-SW-06 | xe-0/0/18 | 10G SFP+ | 10000 | up | Server NIC
KA-DC-021-MMR-SW-06 | xe-0/0/19 | 10G SFP+ | 10000 | up | Server NIC
KA-DC-021-MMR-SW-06 | xe-0/0/20 | 10G SFP+ | 10000 | up | Server NIC
KA-DC-021-MMR-SW-06 | xe-0/0/21 | 10G SFP+ | 10000 | up | Server NIC
KA-DC-021-MMR-SW-06 | xe-0/0/22 | 10G SFP+ | 10000 | reserved
KA-DC-021-MMR-SW-06 | xe-0/0/23 | 10G SFP+ | 10000 | up | Server NIC
KA-DC-021-MMR-SW-06 | xe-0/0/24 | 10G SFP+ | 10000 | up | Server NIC
KA-DC-021-MMR-SW-06 | xe-0/0/25 | 10G SFP+ | 10000 | up | Server NIC
KA-DC-021-MMR-SW-06 | xe-0/0/26 | 10G SFP+ | 10000 | up | Server NIC
KA-DC-021-MMR-SW-06 | xe-0/0/27 | 10G SFP+ | 10000 | up | Server NIC
KA-DC-021-MMR-SW-06 | xe-0/0/28 | 10G SFP+ | 10000 | up | Server NIC
KA-DC-021-MMR-SW-06 | xe-0/0/29 | 10G SFP+ | 10000 | admin-down
KA-DC-021-MMR-SW-06 | xe-0/0/30 | 10G SFP+ | 10000 | admin-down
KA-DC-021-MMR-SW-06 | xe-0/0/31 | 10G SFP+ | 10000 | admin-down
KA-DC-021-MMR-SW-06 | xe-0/0/32 | 10G SFP+ | 10000 | admin-down
KA-DC-021-MMR-SW-06 | xe-0/0/33 | 10G SFP+ | 10000 | up | Server NIC
KA-DC-021-MMR-SW-06 | xe-0/0/34 | 10G SFP+ | 10000 | admin-down
KA-DC-021-MMR-SW-06 | xe-0/0/35 | 10G SFP+ | 10000 | up | Server NIC
KA-DC-021-MMR-SW-06 | xe-0/0/36 | 10G SFP+ | 10000 | admin-down
KA-DC-021-MMR-SW-06 | xe-0/0/37 | 10G SFP+ | 10000 | up | Server NIC
KA-DC-021-MMR-SW-06 | xe-0/0/38 | 10G SFP+ | 10000 | up | Server NIC
KA-DC-021-MMR-SW-06 | xe-0/0/39 | 10G SFP+ | 10000 | up | Server NIC
KA-DC-021-MMR-SW-06 | xe-0/0/40 | 10G SFP+ | 10000 | up | Server NIC
KA-DC-021-MMR-SW-06 | xe-0/0/41 | 10G SFP+ | 10000 | up | Server NIC
KA-DC-021-MMR-SW-06 | xe-0/0/42 | 10G SFP+ | 10000 | up | Server NIC
KA-DC-021-MMR-SW-06 | xe-0/0/43 | 10G SFP+ | 10000 | up | Server NIC
KA-DC-021-MMR-SW-06 | xe-0/0/44 | 10G SFP+ | 10000 | up | Server NIC
KA-DC-021-MMR-SW-06 | xe-0/0/45 | 10G SFP+ | 10000 | up | Server NIC
KA-DC-021-MMR-SW-06 | xe-0/0/46 | 10G SFP+ | 10000 | up | Server NIC
KA-DC-021-MMR-SW-06 | xe-0/0/47 | 10G SFP+ | 10000 | up | Server NIC
KA-DC-021-MMR-SW-06 | et-0/1/0 | 100G QSFP28 | 100000 | up | Uplink to KA-DC-021-AGG-R02 | QSFP28-100G-LR4
KA-DC-021-MMR-SW-06 | et-0/1/1 | 100G QSFP28 | 100000 | up | Uplink to KA-DC-021-AGG-R01 | QSFP28-100G-LR4
KA-DC-021-MMR-SW-06 | et-0/1/2 | 100G QSFP28 | 100000 | admin-down
KA-DC-021-MMR-SW-06 | et-0/1/3 | 100G QSFP28 | 100000 | admin-down
KA-DC-021-TOR-001 | Ethernet1 | 10G SFP+ | 10000 | up | Access to KA-DC-021-MMR-SW-01 | SFP-10G-LR
KA-DC-021-TOR-001 | Ethernet2 | 10G SFP+ | 10000 | up | Access to KA-DC-021-MMR-SW-02 | SFP-10G-LR
KA-DC-021-TOR-001 | Ethernet3 | 10G SFP+ | 10000 | admin-down
KA-DC-021-TOR-001 | Ethernet4 | 10G SFP+ | 10000 | up | Server NIC
KA-DC-021-TOR-001 | Ethernet5 | 10G SFP+ | 10000 | up | Server NIC
KA-DC-021-TOR-001 | Ethernet6 | 10G SFP+ | 10000 | up | Server NIC
KA-DC-021-TOR-001 | Ethernet7 | 10G SFP+ | 10000 | admin-down
KA-DC-021-TOR-001 | Ethernet8 | 10G SFP+ | 10000 | up | Server NIC
KA-DC-021-TOR-001 | Ethernet9 | 10G SFP+ | 10000 | admin-down
KA-DC-021-TOR-001 | Ethernet10 | 10G SFP+ | 10000 | up | Server NIC
KA-DC-021-TOR-001 | Ethernet11 | 10G SFP+ | 10000 | up | Server NIC
KA-DC-021-TOR-001 | Ethernet12 | 10G SFP+ | 10000 | up | Server NIC
KA-DC-021-TOR-001 | Ethernet13 | 10G SFP+ | 10000 | admin-down
KA-DC-021-TOR-001 | Ethernet14 | 10G SFP+ | 10000 | admin-down
KA-DC-021-TOR-001 | Ethernet15 | 10G SFP+ | 10000 | up | Server NIC
KA-DC-021-TOR-001 | Ethernet16 | 10G SFP+ | 10000 | admin-down
KA-DC-021-TOR-001 | Ethernet17 | 10G SFP+ | 10000 | up | Server NIC
KA-DC-021-TOR-001 | Ethernet18 | 10G SFP+ | 10000 | admin-down
KA-DC-021-TOR-001 | Ethernet19 | 10G SFP+ | 10000 | up | Server NIC
KA-DC-021-TOR-001 | Ethernet20 | 10G SFP+ | 10000 | admin-down
KA-DC-021-TOR-001 | Ethernet21 | 10G SFP+ | 10000 | up | Server NIC
KA-DC-021-TOR-001 | Ethernet22 | 10G SFP+ | 10000 | up | Server NIC
KA-DC-021-TOR-001 | Ethernet23 | 10G SFP+ | 10000 | admin-down
KA-DC-021-TOR-001 | Ethernet24 | 10G SFP+ | 10000 | up | Server NIC
KA-DC-021-TOR-001 | Ethernet49/1 | 100G QSFP28 | 100000 | reserved
KA-DC-021-TOR-001 | Ethernet49/2 | 100G QSFP28 | 100000 | admin-down
KA-DC-021-TOR-002 | Ethernet1 | 10G SFP+ | 10000 | up | Access to KA-DC-021-MMR-SW-02 | SFP-10G-LR
KA-DC-021-TOR-002 | Ethernet2 | 10G SFP+ | 10000 | up | Access to KA-DC-021-MMR-SW-03 | SFP-10G-LR
KA-DC-021-TOR-002 | Ethernet3 | 10G SFP+ | 10000 | up | Server NIC
KA-DC-021-TOR-002 | Ethernet4 | 10G SFP+ | 10000 | up | Server NIC
KA-DC-021-TOR-002 | Ethernet5 | 10G SFP+ | 10000 | up | Server NIC
KA-DC-021-TOR-002 | Ethernet6 | 10G SFP+ | 10000 | up | Server NIC
KA-DC-021-TOR-002 | Ethernet7 | 10G SFP+ | 10000 | admin-down
KA-DC-021-TOR-002 | Ethernet8 | 10G SFP+ | 10000 | admin-down
KA-DC-021-TOR-002 | Ethernet9 | 10G SFP+ | 10000 | up | Server NIC
KA-DC-021-TOR-002 | Ethernet10 | 10G SFP+ | 10000 | up | Server NIC
KA-DC-021-TOR-002 | Ethernet11 | 10G SFP+ | 10000 | up | Server NIC
KA-DC-021-TOR-002 | Ethernet12 | 10G SFP+ | 10000 | up | Server NIC
KA-DC-021-TOR-002 | Ethernet13 | 10G SFP+ | 10000 | up | Server NIC
KA-DC-021-TOR-002 | Ethernet14 | 10G SFP+ | 10000 | up | Server NIC
KA-DC-021-TOR-002 | Ethernet15 | 10G SFP+ | 10000 | admin-down
KA-DC-021-TOR-002 | Ethernet16 | 10G SFP+ | 10000 | up | Server NIC
KA-DC-021-TOR-002 | Ethernet17 | 10G SFP+ | 10000 | up | Server NIC
KA-DC-021-TOR-002 | Ethernet18 | 10G SFP+ | 10000 | up | Server NIC
KA-DC-021-TOR-002 | Ethernet19 | 10G SFP+ | 10000 | up | Server NIC
KA-DC-021-TOR-002 | Ethernet20 | 10G SFP+ | 10000 | admin-down
KA-DC-021-TOR-002 | Ethernet21 | 10G SFP+ | 10000 | up | Server NIC
KA-DC-021-TOR-002 | Ethernet22 | 10G SFP+ | 10000 | admin-down
KA-DC-021-TOR-002 | Ethernet23 | 10G SFP+ | 10000 | up | Server NIC
KA-DC-021-TOR-002 | Ethernet24 | 10G SFP+ | 10000 | admin-down
KA-DC-021-TOR-002 | Ethernet49/1 | 100G QSFP28 | 100000 | admin-down
KA-DC-021-TOR-002 | Ethernet49/2 | 100G QSFP28 | 100000 | admin-down
KA-DC-021-TOR-003 | Te0/0/0/0 | 10G SFP+ | 10000 | up | Access to KA-DC-021-MMR-SW-03 | SFP-10G-LR
KA-DC-021-TOR-003 | Te0/0/0/1 | 10G SFP+ | 10000 | up | Access to KA-DC-021-MMR-SW-04 | SFP-10G-LR
KA-DC-021-TOR-003 | Te0/0/0/2 | 10G SFP+ | 10000 | admin-down
KA-DC-021-TOR-003 | Te0/0/0/3 | 10G SFP+ | 10000 | up | Server NIC
KA-DC-021-TOR-003 | Te0/0/0/4 | 10G SFP+ | 10000 | up | Server NIC
KA-DC-021-TOR-003 | Te0/0/0/5 | 10G SFP+ | 10000 | up | Server NIC
KA-DC-021-TOR-003 | Te0/0/0/6 | 10G SFP+ | 10000 | up | Server NIC
KA-DC-021-TOR-003 | Te0/0/0/7 | 10G SFP+ | 10000 | up | Server NIC
KA-DC-021-TOR-003 | Te0/0/0/8 | 10G SFP+ | 10000 | up | Server NIC
KA-DC-021-TOR-003 | Te0/0/0/9 | 10G SFP+ | 10000 | admin-down
KA-DC-021-TOR-003 | Te0/0/0/10 | 10G SFP+ | 10000 | up | Server NIC
KA-DC-021-TOR-003 | Te0/0/0/11 | 10G SFP+ | 10000 | up | Server NIC
KA-DC-021-TOR-003 | Te0/0/0/12 | 10G SFP+ | 10000 | admin-down
KA-DC-021-TOR-003 | Te0/0/0/13 | 10G SFP+ | 10000 | up | Server NIC
KA-DC-021-TOR-003 | Te0/0/0/14 | 10G SFP+ | 10000 | up | Server NIC
KA-DC-021-TOR-003 | Te0/0/0/15 | 10G SFP+ | 10000 | admin-down
KA-DC-021-TOR-003 | Te0/0/0/16 | 10G SFP+ | 10000 | admin-down
KA-DC-021-TOR-003 | Te0/0/0/17 | 10G SFP+ | 10000 | up | Server NIC
KA-DC-021-TOR-003 | Te0/0/0/18 | 10G SFP+ | 10000 | up | Server NIC
KA-DC-021-TOR-003 | Te0/0/0/19 | 10G SFP+ | 10000 | admin-down
KA-DC-021-TOR-003 | Te0/0/0/20 | 10G SFP+ | 10000 | up | Server NIC
KA-DC-021-TOR-003 | Te0/0/0/21 | 10G SFP+ | 10000 | up | Server NIC
KA-DC-021-TOR-003 | Te0/0/0/22 | 10G SFP+ | 10000 | admin-down
KA-DC-021-TOR-003 | Te0/0/0/23 | 10G SFP+ | 10000 | up | Server NIC
KA-DC-021-TOR-003 | Hu0/0/1/0 | 100G QSFP28 | 100000 | admin-down
KA-DC-021-TOR-003 | Hu0/0/1/1 | 100G QSFP28 | 100000 | admin-down
KA-DC-021-TOR-004 | xe-0/0/0 | 10G SFP+ | 10000 | up | Access to KA-DC-021-MMR-SW-04 | SFP-10G-LR
KA-DC-021-TOR-004 | xe-0/0/1 | 10G SFP+ | 10000 | up | Access to KA-DC-021-MMR-SW-05 | SFP-10G-LR
KA-DC-021-TOR-004 | xe-0/0/2 | 10G SFP+ | 10000 | admin-down
KA-DC-021-TOR-004 | xe-0/0/3 | 10G SFP+ | 10000 | admin-down
KA-DC-021-TOR-004 | xe-0/0/4 | 10G SFP+ | 10000 | admin-down
KA-DC-021-TOR-004 | xe-0/0/5 | 10G SFP+ | 10000 | admin-down
KA-DC-021-TOR-004 | xe-0/0/6 | 10G SFP+ | 10000 | up | Server NIC
KA-DC-021-TOR-004 | xe-0/0/7 | 10G SFP+ | 10000 | up | Server NIC
KA-DC-021-TOR-004 | xe-0/0/8 | 10G SFP+ | 10000 | up | Server NIC
KA-DC-021-TOR-004 | xe-0/0/9 | 10G SFP+ | 10000 | admin-down
KA-DC-021-TOR-004 | xe-0/0/10 | 10G SFP+ | 10000 | admin-down
KA-DC-021-TOR-004 | xe-0/0/11 | 10G SFP+ | 10000 | up | Server NIC
KA-DC-021-TOR-004 | xe-0/0/12 | 10G SFP+ | 10000 | admin-down
KA-DC-021-TOR-004 | xe-0/0/13 | 10G SFP+ | 10000 | up | Server NIC
KA-DC-021-TOR-004 | xe-0/0/14 | 10G SFP+ | 10000 | up | Server NIC
KA-DC-021-TOR-004 | xe-0/0/15 | 10G SFP+ | 10000 | admin-down
KA-DC-021-TOR-004 | xe-0/0/16 | 10G SFP+ | 10000 | up | Server NIC
KA-DC-021-TOR-004 | xe-0/0/17 | 10G SFP+ | 10000 | admin-down
KA-DC-021-TOR-004 | xe-0/0/18 | 10G SFP+ | 10000 | up | Server NIC
KA-DC-021-TOR-004 | xe-0/0/19 | 10G SFP+ | 10000 | admin-down
KA-DC-021-TOR-004 | xe-0/0/20 | 10G SFP+ | 10000 | up | Server NIC
KA-DC-021-TOR-004 | xe-0/0/21 | 10G SFP+ | 10000 | admin-down
KA-DC-021-TOR-004 | xe-0/0/22 | 10G SFP+ | 10000 | admin-down
KA-DC-021-TOR-004 | xe-0/0/23 | 10G SFP+ | 10000 | up | Server NIC
KA-DC-021-TOR-004 | et-0/1/0 | 100G QSFP28 | 100000 | admin-down
KA-DC-021-TOR-004 | et-0/1/1 | 100G QSFP28 | 100000 | admin-down
TN-DC-022-PE-T4-01 | xe-0/0/0 | 10G SFP+ | 10000 | admin-down
TN-DC-022-PE-T4-01 | xe-0/0/1 | 10G SFP+ | 10000 | up | Backhaul to WB-DC-017 | SFP-10G-LR
TN-DC-022-PE-T4-01 | xe-0/0/2 | 10G SFP+ | 10000 | up | Backhaul to UP-DC-005 | SFP-10G-LR
TN-DC-022-PE-T4-01 | xe-0/0/3 | 10G SFP+ | 10000 | up | Backhaul to UP-DC-007 | SFP-10G-LR
TN-DC-022-PE-T4-01 | xe-0/0/4 | 10G SFP+ | 10000 | up | Backhaul to MH-DC-002 | SFP-10G-LR
TN-DC-022-PE-T4-01 | xe-0/0/5 | 10G SFP+ | 10000 | up | Backhaul to MH-DC-002 | SFP-10G-LR
TN-DC-022-PE-T4-01 | xe-0/0/6 | 10G SFP+ | 10000 | up | Uplink to TN-DC-022-AGG-R01 | SFP-10G-LR
TN-DC-022-PE-T4-01 | xe-0/0/7 | 10G SFP+ | 10000 | admin-down
TN-DC-022-PE-T4-01 | xe-0/0/8 | 10G SFP+ | 10000 | admin-down
TN-DC-022-PE-T4-01 | xe-0/0/9 | 10G SFP+ | 10000 | admin-down
TN-DC-022-PE-T4-01 | xe-0/0/10 | 10G SFP+ | 10000 | admin-down
TN-DC-022-PE-T4-01 | xe-0/0/11 | 10G SFP+ | 10000 | admin-down
TN-DC-022-PE-T4-01 | et-0/1/0 | 100G QSFP28 | 100000 | up | Fabric to TN-DC-022-PE-T4-02 | QSFP28-100G-LR4
TN-DC-022-PE-T4-01 | et-0/1/1 | 100G QSFP28 | 100000 | up | Fabric to TN-DC-022-PE-T4-03 | QSFP28-100G-LR4
TN-DC-022-PE-T4-01 | et-0/1/2 | 100G QSFP28 | 100000 | up | Fabric to TN-DC-022-PE-T4-04 | QSFP28-100G-LR4
TN-DC-022-PE-T4-01 | et-0/1/3 | 100G QSFP28 | 100000 | admin-down
TN-DC-022-PE-T4-01 | ge-0/2/0 | 1G copper | 1000 | admin-down
TN-DC-022-PE-T4-01 | ge-0/2/1 | 1G copper | 1000 | admin-down
TN-DC-022-PE-T4-01 | ge-0/2/2 | 1G copper | 1000 | admin-down
TN-DC-022-PE-T4-01 | ge-0/2/3 | 1G copper | 1000 | admin-down
TN-DC-022-PE-T4-01 | ge-0/2/4 | 1G copper | 1000 | admin-down
TN-DC-022-PE-T4-01 | ge-0/2/5 | 1G copper | 1000 | admin-down
TN-DC-022-PE-T4-01 | ge-0/2/6 | 1G copper | 1000 | admin-down
TN-DC-022-PE-T4-01 | ge-0/2/7 | 1G copper | 1000 | admin-down
TN-DC-022-PE-T4-01 | ge-0/2/8 | 1G copper | 1000 | admin-down
TN-DC-022-PE-T4-01 | ge-0/2/9 | 1G copper | 1000 | admin-down
TN-DC-022-PE-T4-01 | ge-0/2/10 | 1G copper | 1000 | admin-down
TN-DC-022-PE-T4-01 | ge-0/2/11 | 1G copper | 1000 | admin-down
TN-DC-022-PE-T4-01 | ge-0/2/12 | 1G copper | 1000 | reserved
TN-DC-022-PE-T4-01 | ge-0/2/13 | 1G copper | 1000 | admin-down
TN-DC-022-PE-T4-01 | ge-0/2/14 | 1G copper | 1000 | admin-down
TN-DC-022-PE-T4-01 | ge-0/2/15 | 1G copper | 1000 | admin-down
TN-DC-022-PE-T4-02 | xe-0/0/0 | 10G SFP+ | 10000 | admin-down
TN-DC-022-PE-T4-02 | xe-0/0/1 | 10G SFP+ | 10000 | up | Backhaul to DL-DC-009 | SFP-10G-LR
TN-DC-022-PE-T4-02 | xe-0/0/2 | 10G SFP+ | 10000 | up | Backhaul to MH-DC-001 | SFP-10G-LR
TN-DC-022-PE-T4-02 | xe-0/0/3 | 10G SFP+ | 10000 | up | Backhaul to KL-DC-024 | SFP-10G-LR
TN-DC-022-PE-T4-02 | xe-0/0/4 | 10G SFP+ | 10000 | up | Backhaul to DL-DC-009 | SFP-10G-LR
TN-DC-022-PE-T4-02 | xe-0/0/5 | 10G SFP+ | 10000 | up | Backhaul to MH-DC-003 | SFP-10G-LR
TN-DC-022-PE-T4-02 | xe-0/0/6 | 10G SFP+ | 10000 | up | Uplink to TN-DC-022-AGG-R01 | SFP-10G-LR
TN-DC-022-PE-T4-02 | xe-0/0/7 | 10G SFP+ | 10000 | up | Uplink to TN-DC-022-AGG-R02 | SFP-10G-LR
TN-DC-022-PE-T4-02 | xe-0/0/8 | 10G SFP+ | 10000 | admin-down
TN-DC-022-PE-T4-02 | xe-0/0/9 | 10G SFP+ | 10000 | admin-down
TN-DC-022-PE-T4-02 | xe-0/0/10 | 10G SFP+ | 10000 | admin-down
TN-DC-022-PE-T4-02 | xe-0/0/11 | 10G SFP+ | 10000 | admin-down
TN-DC-022-PE-T4-02 | et-0/1/0 | 100G QSFP28 | 100000 | up | Fabric to TN-DC-022-PE-T4-01 | QSFP28-100G-LR4
TN-DC-022-PE-T4-02 | et-0/1/1 | 100G QSFP28 | 100000 | up | Fabric to TN-DC-022-PE-T4-03 | QSFP28-100G-LR4
TN-DC-022-PE-T4-02 | et-0/1/2 | 100G QSFP28 | 100000 | up | Fabric to TN-DC-022-PE-T4-04 | QSFP28-100G-LR4
TN-DC-022-PE-T4-02 | et-0/1/3 | 100G QSFP28 | 100000 | admin-down
TN-DC-022-PE-T4-02 | ge-0/2/0 | 1G copper | 1000 | admin-down
TN-DC-022-PE-T4-02 | ge-0/2/1 | 1G copper | 1000 | admin-down
TN-DC-022-PE-T4-02 | ge-0/2/2 | 1G copper | 1000 | admin-down
TN-DC-022-PE-T4-02 | ge-0/2/3 | 1G copper | 1000 | admin-down
TN-DC-022-PE-T4-02 | ge-0/2/4 | 1G copper | 1000 | admin-down
TN-DC-022-PE-T4-02 | ge-0/2/5 | 1G copper | 1000 | admin-down
TN-DC-022-PE-T4-02 | ge-0/2/6 | 1G copper | 1000 | admin-down
TN-DC-022-PE-T4-02 | ge-0/2/7 | 1G copper | 1000 | admin-down
TN-DC-022-PE-T4-02 | ge-0/2/8 | 1G copper | 1000 | admin-down
TN-DC-022-PE-T4-02 | ge-0/2/9 | 1G copper | 1000 | admin-down
TN-DC-022-PE-T4-02 | ge-0/2/10 | 1G copper | 1000 | admin-down
TN-DC-022-PE-T4-02 | ge-0/2/11 | 1G copper | 1000 | admin-down
TN-DC-022-PE-T4-02 | ge-0/2/12 | 1G copper | 1000 | admin-down
TN-DC-022-PE-T4-02 | ge-0/2/13 | 1G copper | 1000 | admin-down
TN-DC-022-PE-T4-02 | ge-0/2/14 | 1G copper | 1000 | reserved
TN-DC-022-PE-T4-02 | ge-0/2/15 | 1G copper | 1000 | admin-down
TN-DC-022-PE-T4-03 | Te0/0/0/0 | 10G SFP+ | 10000 | admin-down
TN-DC-022-PE-T4-03 | Te0/0/0/1 | 10G SFP+ | 10000 | up | Backhaul to KA-DC-020 | SFP-10G-LR
TN-DC-022-PE-T4-03 | Te0/0/0/2 | 10G SFP+ | 10000 | up | Backhaul to BR-DC-019 | SFP-10G-LR
TN-DC-022-PE-T4-03 | Te0/0/0/3 | 10G SFP+ | 10000 | up | Backhaul to MH-DC-003 | SFP-10G-LR
TN-DC-022-PE-T4-03 | Te0/0/0/4 | 10G SFP+ | 10000 | up | Backhaul to MH-DC-003 | SFP-10G-LR
TN-DC-022-PE-T4-03 | Te0/0/0/5 | 10G SFP+ | 10000 | up | Backhaul to KA-DC-021 | SFP-10G-LR
TN-DC-022-PE-T4-03 | Te0/0/0/6 | 10G SFP+ | 10000 | up | Uplink to TN-DC-022-AGG-R02 | SFP-10G-LR
TN-DC-022-PE-T4-03 | Te0/0/0/7 | 10G SFP+ | 10000 | up | Uplink to TN-DC-022-AGG-R03 | SFP-10G-LR
TN-DC-022-PE-T4-03 | Te0/0/0/8 | 10G SFP+ | 10000 | admin-down
TN-DC-022-PE-T4-03 | Te0/0/0/9 | 10G SFP+ | 10000 | admin-down
TN-DC-022-PE-T4-03 | Te0/0/0/10 | 10G SFP+ | 10000 | admin-down
TN-DC-022-PE-T4-03 | Te0/0/0/11 | 10G SFP+ | 10000 | admin-down
TN-DC-022-PE-T4-03 | Hu0/0/1/0 | 100G QSFP28 | 100000 | up | Fabric to TN-DC-022-PE-T4-01 | QSFP28-100G-LR4
TN-DC-022-PE-T4-03 | Hu0/0/1/1 | 100G QSFP28 | 100000 | up | Fabric to TN-DC-022-PE-T4-02 | QSFP28-100G-LR4
TN-DC-022-PE-T4-03 | Hu0/0/1/2 | 100G QSFP28 | 100000 | up | Fabric to TN-DC-022-PE-T4-04 | QSFP28-100G-LR4
TN-DC-022-PE-T4-03 | Hu0/0/1/3 | 100G QSFP28 | 100000 | admin-down
TN-DC-022-PE-T4-03 | Gi0/0/2/0 | 1G copper | 1000 | admin-down
TN-DC-022-PE-T4-03 | Gi0/0/2/1 | 1G copper | 1000 | admin-down
TN-DC-022-PE-T4-03 | Gi0/0/2/2 | 1G copper | 1000 | admin-down
TN-DC-022-PE-T4-03 | Gi0/0/2/3 | 1G copper | 1000 | admin-down
TN-DC-022-PE-T4-03 | Gi0/0/2/4 | 1G copper | 1000 | admin-down
TN-DC-022-PE-T4-03 | Gi0/0/2/5 | 1G copper | 1000 | admin-down
TN-DC-022-PE-T4-03 | Gi0/0/2/6 | 1G copper | 1000 | admin-down
TN-DC-022-PE-T4-03 | Gi0/0/2/7 | 1G copper | 1000 | admin-down
TN-DC-022-PE-T4-03 | Gi0/0/2/8 | 1G copper | 1000 | admin-down
TN-DC-022-PE-T4-03 | Gi0/0/2/9 | 1G copper | 1000 | admin-down
TN-DC-022-PE-T4-03 | Gi0/0/2/10 | 1G copper | 1000 | admin-down
TN-DC-022-PE-T4-03 | Gi0/0/2/11 | 1G copper | 1000 | admin-down
TN-DC-022-PE-T4-03 | Gi0/0/2/12 | 1G copper | 1000 | admin-down
TN-DC-022-PE-T4-03 | Gi0/0/2/13 | 1G copper | 1000 | admin-down
TN-DC-022-PE-T4-03 | Gi0/0/2/14 | 1G copper | 1000 | admin-down
TN-DC-022-PE-T4-03 | Gi0/0/2/15 | 1G copper | 1000 | admin-down
TN-DC-022-PE-T4-04 | Te0/0/0/0 | 10G SFP+ | 10000 | admin-down
TN-DC-022-PE-T4-04 | Te0/0/0/1 | 10G SFP+ | 10000 | up | Backhaul to UP-DC-006 | SFP-10G-LR
TN-DC-022-PE-T4-04 | Te0/0/0/2 | 10G SFP+ | 10000 | up | Backhaul to RJ-DC-015 | SFP-10G-LR
TN-DC-022-PE-T4-04 | Te0/0/0/3 | 10G SFP+ | 10000 | up | Backhaul to MP-DC-014 | SFP-10G-LR
TN-DC-022-PE-T4-04 | Te0/0/0/4 | 10G SFP+ | 10000 | up | Backhaul to KA-DC-008 | SFP-10G-LR
TN-DC-022-PE-T4-04 | Te0/0/0/5 | 10G SFP+ | 10000 | up | Backhaul to MH-DC-004 | SFP-10G-LR
TN-DC-022-PE-T4-04 | Te0/0/0/6 | 10G SFP+ | 10000 | up | Uplink to TN-DC-022-AGG-R03 | SFP-10G-LR
TN-DC-022-PE-T4-04 | Te0/0/0/7 | 10G SFP+ | 10000 | admin-down
TN-DC-022-PE-T4-04 | Te0/0/0/8 | 10G SFP+ | 10000 | admin-down
TN-DC-022-PE-T4-04 | Te0/0/0/9 | 10G SFP+ | 10000 | admin-down
TN-DC-022-PE-T4-04 | Te0/0/0/10 | 10G SFP+ | 10000 | admin-down
TN-DC-022-PE-T4-04 | Te0/0/0/11 | 10G SFP+ | 10000 | admin-down
TN-DC-022-PE-T4-04 | Hu0/0/1/0 | 100G QSFP28 | 100000 | up | Fabric to TN-DC-022-PE-T4-01 | QSFP28-100G-LR4
TN-DC-022-PE-T4-04 | Hu0/0/1/1 | 100G QSFP28 | 100000 | up | Fabric to TN-DC-022-PE-T4-02 | QSFP28-100G-LR4
TN-DC-022-PE-T4-04 | Hu0/0/1/2 | 100G QSFP28 | 100000 | up | Fabric to TN-DC-022-PE-T4-03 | QSFP28-100G-LR4
TN-DC-022-PE-T4-04 | Hu0/0/1/3 | 100G QSFP28 | 100000 | admin-down
TN-DC-022-PE-T4-04 | Gi0/0/2/0 | 1G copper | 1000 | admin-down
TN-DC-022-PE-T4-04 | Gi0/0/2/1 | 1G copper | 1000 | reserved
TN-DC-022-PE-T4-04 | Gi0/0/2/2 | 1G copper | 1000 | admin-down
TN-DC-022-PE-T4-04 | Gi0/0/2/3 | 1G copper | 1000 | admin-down
TN-DC-022-PE-T4-04 | Gi0/0/2/4 | 1G copper | 1000 | admin-down
TN-DC-022-PE-T4-04 | Gi0/0/2/5 | 1G copper | 1000 | admin-down
TN-DC-022-PE-T4-04 | Gi0/0/2/6 | 1G copper | 1000 | admin-down
TN-DC-022-PE-T4-04 | Gi0/0/2/7 | 1G copper | 1000 | admin-down
TN-DC-022-PE-T4-04 | Gi0/0/2/8 | 1G copper | 1000 | admin-down
TN-DC-022-PE-T4-04 | Gi0/0/2/9 | 1G copper | 1000 | admin-down
TN-DC-022-PE-T4-04 | Gi0/0/2/10 | 1G copper | 1000 | admin-down
TN-DC-022-PE-T4-04 | Gi0/0/2/11 | 1G copper | 1000 | admin-down
TN-DC-022-PE-T4-04 | Gi0/0/2/12 | 1G copper | 1000 | admin-down
TN-DC-022-PE-T4-04 | Gi0/0/2/13 | 1G copper | 1000 | admin-down
TN-DC-022-PE-T4-04 | Gi0/0/2/14 | 1G copper | 1000 | admin-down
TN-DC-022-PE-T4-04 | Gi0/0/2/15 | 1G copper | 1000 | admin-down
TN-DC-022-FW-01 | port1 | 10G SFP+ | 10000 | up | Uplink to TN-DC-022-AGG-R01 | SFP-10G-LR
TN-DC-022-FW-01 | port2 | 10G SFP+ | 10000 | up | Uplink to TN-DC-022-AGG-R02 | SFP-10G-LR
TN-DC-022-FW-01 | port3 | 10G SFP+ | 10000 | admin-down
TN-DC-022-FW-01 | port4 | 10G SFP+ | 10000 | admin-down
TN-DC-022-FW-01 | port5 | 10G SFP+ | 10000 | admin-down
TN-DC-022-FW-01 | port6 | 10G SFP+ | 10000 | admin-down
TN-DC-022-FW-01 | port7 | 10G SFP+ | 10000 | reserved
TN-DC-022-FW-01 | port8 | 10G SFP+ | 10000 | admin-down
TN-DC-022-OLA-01 | 1-A-1 | 100G QSFP28 | 100000 | up | Uplink to TN-DC-022-AGG-R01 | QSFP28-100G-LR4
TN-DC-022-OLA-01 | 1-A-2 | 100G QSFP28 | 100000 | admin-down
TN-DC-022-OLA-01 | 1-A-3 | 100G QSFP28 | 100000 | admin-down
TN-DC-022-OLA-01 | 1-A-4 | 100G QSFP28 | 100000 | admin-down
TN-DC-022-OLA-01 | 1-A-5 | 100G QSFP28 | 100000 | admin-down
TN-DC-022-OLA-01 | 1-A-6 | 100G QSFP28 | 100000 | admin-down
TN-DC-022-OLA-01 | 1-A-7 | 100G QSFP28 | 100000 | admin-down
TN-DC-022-OLA-01 | 1-A-8 | 100G QSFP28 | 100000 | admin-down
TN-DC-022-OLA-02 | 1-A-1 | 100G QSFP28 | 100000 | up | Uplink to TN-DC-022-AGG-R02 | QSFP28-100G-LR4
TN-DC-022-OLA-02 | 1-A-2 | 100G QSFP28 | 100000 | admin-down
TN-DC-022-OLA-02 | 1-A-3 | 100G QSFP28 | 100000 | reserved
TN-DC-022-OLA-02 | 1-A-4 | 100G QSFP28 | 100000 | admin-down
TN-DC-022-OLA-02 | 1-A-5 | 100G QSFP28 | 100000 | admin-down
TN-DC-022-OLA-02 | 1-A-6 | 100G QSFP28 | 100000 | admin-down
TN-DC-022-OLA-02 | 1-A-7 | 100G QSFP28 | 100000 | admin-down
TN-DC-022-OLA-02 | 1-A-8 | 100G QSFP28 | 100000 | admin-down
TN-DC-022-AGG-R01 | xe-0/0/0 | 10G SFP+ | 10000 | up | Uplink to TN-DC-022-FW-01 | SFP-10G-LR
TN-DC-022-AGG-R01 | xe-0/0/1 | 10G SFP+ | 10000 | up | Uplink to TN-DC-022-MMR-SW-01 | SFP-10G-LR
TN-DC-022-AGG-R01 | xe-0/0/2 | 10G SFP+ | 10000 | up | Uplink to TN-DC-022-MMR-SW-01 | SFP-10G-LR
TN-DC-022-AGG-R01 | xe-0/0/3 | 10G SFP+ | 10000 | up | Uplink to TN-DC-022-MMR-SW-04 | SFP-10G-LR
TN-DC-022-AGG-R01 | xe-0/0/4 | 10G SFP+ | 10000 | up | Uplink to TN-DC-022-MMR-SW-04 | SFP-10G-LR
TN-DC-022-AGG-R01 | xe-0/0/5 | 10G SFP+ | 10000 | up | Uplink to TN-DC-022-MMR-SW-07 | SFP-10G-LR
TN-DC-022-AGG-R01 | xe-0/0/6 | 10G SFP+ | 10000 | up | Uplink to TN-DC-022-MMR-SW-07 | SFP-10G-LR
TN-DC-022-AGG-R01 | xe-0/0/7 | 10G SFP+ | 10000 | admin-down
TN-DC-022-AGG-R01 | xe-0/0/8 | 10G SFP+ | 10000 | admin-down
TN-DC-022-AGG-R01 | xe-0/0/9 | 10G SFP+ | 10000 | admin-down
TN-DC-022-AGG-R01 | xe-0/0/10 | 10G SFP+ | 10000 | admin-down
TN-DC-022-AGG-R01 | xe-0/0/11 | 10G SFP+ | 10000 | admin-down
TN-DC-022-AGG-R01 | xe-0/0/12 | 10G SFP+ | 10000 | admin-down
TN-DC-022-AGG-R01 | xe-0/0/13 | 10G SFP+ | 10000 | admin-down
TN-DC-022-AGG-R01 | xe-0/0/14 | 10G SFP+ | 10000 | admin-down
TN-DC-022-AGG-R01 | xe-0/0/15 | 10G SFP+ | 10000 | admin-down
TN-DC-022-AGG-R01 | et-0/1/0 | 100G QSFP28 | 100000 | up | Uplink to TN-DC-022-PE-T4-01 | QSFP28-100G-LR4
TN-DC-022-AGG-R01 | et-0/1/1 | 100G QSFP28 | 100000 | up | Uplink to TN-DC-022-PE-T4-02 | QSFP28-100G-LR4
TN-DC-022-AGG-R01 | et-0/1/2 | 100G QSFP28 | 100000 | up | Uplink to TN-DC-022-OLA-01 | QSFP28-100G-LR4
TN-DC-022-AGG-R01 | et-0/1/3 | 100G QSFP28 | 100000 | admin-down
TN-DC-022-AGG-R01 | et-0/1/4 | 100G QSFP28 | 100000 | admin-down
TN-DC-022-AGG-R01 | et-0/1/5 | 100G QSFP28 | 100000 | admin-down
TN-DC-022-AGG-R01 | et-0/1/6 | 100G QSFP28 | 100000 | admin-down
TN-DC-022-AGG-R01 | et-0/1/7 | 100G QSFP28 | 100000 | reserved
TN-DC-022-AGG-R02 | xe-0/0/0 | 10G SFP+ | 10000 | up | Uplink to TN-DC-022-FW-01 | SFP-10G-LR
TN-DC-022-AGG-R02 | xe-0/0/1 | 10G SFP+ | 10000 | up | Uplink to TN-DC-022-MMR-SW-02 | SFP-10G-LR
TN-DC-022-AGG-R02 | xe-0/0/2 | 10G SFP+ | 10000 | up | Uplink to TN-DC-022-MMR-SW-02 | SFP-10G-LR
TN-DC-022-AGG-R02 | xe-0/0/3 | 10G SFP+ | 10000 | up | Uplink to TN-DC-022-MMR-SW-05 | SFP-10G-LR
TN-DC-022-AGG-R02 | xe-0/0/4 | 10G SFP+ | 10000 | up | Uplink to TN-DC-022-MMR-SW-05 | SFP-10G-LR
TN-DC-022-AGG-R02 | xe-0/0/5 | 10G SFP+ | 10000 | admin-down
TN-DC-022-AGG-R02 | xe-0/0/6 | 10G SFP+ | 10000 | admin-down
TN-DC-022-AGG-R02 | xe-0/0/7 | 10G SFP+ | 10000 | admin-down
TN-DC-022-AGG-R02 | xe-0/0/8 | 10G SFP+ | 10000 | admin-down
TN-DC-022-AGG-R02 | xe-0/0/9 | 10G SFP+ | 10000 | admin-down
TN-DC-022-AGG-R02 | xe-0/0/10 | 10G SFP+ | 10000 | admin-down
TN-DC-022-AGG-R02 | xe-0/0/11 | 10G SFP+ | 10000 | admin-down
TN-DC-022-AGG-R02 | xe-0/0/12 | 10G SFP+ | 10000 | admin-down
TN-DC-022-AGG-R02 | xe-0/0/13 | 10G SFP+ | 10000 | admin-down
TN-DC-022-AGG-R02 | xe-0/0/14 | 10G SFP+ | 10000 | admin-down
TN-DC-022-AGG-R02 | xe-0/0/15 | 10G SFP+ | 10000 | admin-down
TN-DC-022-AGG-R02 | et-0/1/0 | 100G QSFP28 | 100000 | up | Uplink to TN-DC-022-PE-T4-02 | QSFP28-100G-LR4
TN-DC-022-AGG-R02 | et-0/1/1 | 100G QSFP28 | 100000 | up | Uplink to TN-DC-022-PE-T4-03 | QSFP28-100G-LR4
TN-DC-022-AGG-R02 | et-0/1/2 | 100G QSFP28 | 100000 | up | Uplink to TN-DC-022-OLA-02 | QSFP28-100G-LR4
TN-DC-022-AGG-R02 | et-0/1/3 | 100G QSFP28 | 100000 | admin-down
TN-DC-022-AGG-R02 | et-0/1/4 | 100G QSFP28 | 100000 | admin-down
TN-DC-022-AGG-R02 | et-0/1/5 | 100G QSFP28 | 100000 | admin-down
TN-DC-022-AGG-R02 | et-0/1/6 | 100G QSFP28 | 100000 | admin-down
TN-DC-022-AGG-R02 | et-0/1/7 | 100G QSFP28 | 100000 | admin-down
TN-DC-022-AGG-R03 | xe-0/0/0 | 10G SFP+ | 10000 | up | Uplink to TN-DC-022-MMR-SW-03 | SFP-10G-LR
TN-DC-022-AGG-R03 | xe-0/0/1 | 10G SFP+ | 10000 | up | Uplink to TN-DC-022-MMR-SW-03 | SFP-10G-LR
TN-DC-022-AGG-R03 | xe-0/0/2 | 10G SFP+ | 10000 | up | Uplink to TN-DC-022-MMR-SW-06 | SFP-10G-LR
TN-DC-022-AGG-R03 | xe-0/0/3 | 10G SFP+ | 10000 | up | Uplink to TN-DC-022-MMR-SW-06 | SFP-10G-LR
TN-DC-022-AGG-R03 | xe-0/0/4 | 10G SFP+ | 10000 | admin-down
TN-DC-022-AGG-R03 | xe-0/0/5 | 10G SFP+ | 10000 | admin-down
TN-DC-022-AGG-R03 | xe-0/0/6 | 10G SFP+ | 10000 | admin-down
TN-DC-022-AGG-R03 | xe-0/0/7 | 10G SFP+ | 10000 | admin-down
TN-DC-022-AGG-R03 | xe-0/0/8 | 10G SFP+ | 10000 | admin-down
TN-DC-022-AGG-R03 | xe-0/0/9 | 10G SFP+ | 10000 | admin-down
TN-DC-022-AGG-R03 | xe-0/0/10 | 10G SFP+ | 10000 | admin-down
TN-DC-022-AGG-R03 | xe-0/0/11 | 10G SFP+ | 10000 | admin-down
TN-DC-022-AGG-R03 | xe-0/0/12 | 10G SFP+ | 10000 | admin-down
TN-DC-022-AGG-R03 | xe-0/0/13 | 10G SFP+ | 10000 | admin-down
TN-DC-022-AGG-R03 | xe-0/0/14 | 10G SFP+ | 10000 | admin-down
TN-DC-022-AGG-R03 | xe-0/0/15 | 10G SFP+ | 10000 | admin-down
TN-DC-022-AGG-R03 | et-0/1/0 | 100G QSFP28 | 100000 | up | Uplink to TN-DC-022-PE-T4-03 | QSFP28-100G-LR4
TN-DC-022-AGG-R03 | et-0/1/1 | 100G QSFP28 | 100000 | up | Uplink to TN-DC-022-PE-T4-04 | QSFP28-100G-LR4
TN-DC-022-AGG-R03 | et-0/1/2 | 100G QSFP28 | 100000 | admin-down
TN-DC-022-AGG-R03 | et-0/1/3 | 100G QSFP28 | 100000 | admin-down
TN-DC-022-AGG-R03 | et-0/1/4 | 100G QSFP28 | 100000 | admin-down
TN-DC-022-AGG-R03 | et-0/1/5 | 100G QSFP28 | 100000 | admin-down
TN-DC-022-AGG-R03 | et-0/1/6 | 100G QSFP28 | 100000 | admin-down
TN-DC-022-AGG-R03 | et-0/1/7 | 100G QSFP28 | 100000 | admin-down
TN-DC-022-MMR-SW-01 | Te0/0/0/0 | 10G SFP+ | 10000 | up | Access to TN-DC-022-TOR-001 | SFP-10G-LR
TN-DC-022-MMR-SW-01 | Te0/0/0/1 | 10G SFP+ | 10000 | admin-down
TN-DC-022-MMR-SW-01 | Te0/0/0/2 | 10G SFP+ | 10000 | up | Server NIC
TN-DC-022-MMR-SW-01 | Te0/0/0/3 | 10G SFP+ | 10000 | up | Server NIC
TN-DC-022-MMR-SW-01 | Te0/0/0/4 | 10G SFP+ | 10000 | up | Server NIC
TN-DC-022-MMR-SW-01 | Te0/0/0/5 | 10G SFP+ | 10000 | admin-down
TN-DC-022-MMR-SW-01 | Te0/0/0/6 | 10G SFP+ | 10000 | up | Server NIC
TN-DC-022-MMR-SW-01 | Te0/0/0/7 | 10G SFP+ | 10000 | up | Server NIC
TN-DC-022-MMR-SW-01 | Te0/0/0/8 | 10G SFP+ | 10000 | up | Server NIC
TN-DC-022-MMR-SW-01 | Te0/0/0/9 | 10G SFP+ | 10000 | up | Server NIC
TN-DC-022-MMR-SW-01 | Te0/0/0/10 | 10G SFP+ | 10000 | up | Server NIC
TN-DC-022-MMR-SW-01 | Te0/0/0/11 | 10G SFP+ | 10000 | up | Server NIC
TN-DC-022-MMR-SW-01 | Te0/0/0/12 | 10G SFP+ | 10000 | up | Server NIC
TN-DC-022-MMR-SW-01 | Te0/0/0/13 | 10G SFP+ | 10000 | up | Server NIC
TN-DC-022-MMR-SW-01 | Te0/0/0/14 | 10G SFP+ | 10000 | admin-down
TN-DC-022-MMR-SW-01 | Te0/0/0/15 | 10G SFP+ | 10000 | up | Server NIC
TN-DC-022-MMR-SW-01 | Te0/0/0/16 | 10G SFP+ | 10000 | up | Server NIC
TN-DC-022-MMR-SW-01 | Te0/0/0/17 | 10G SFP+ | 10000 | up | Server NIC
TN-DC-022-MMR-SW-01 | Te0/0/0/18 | 10G SFP+ | 10000 | admin-down
TN-DC-022-MMR-SW-01 | Te0/0/0/19 | 10G SFP+ | 10000 | up | Server NIC
TN-DC-022-MMR-SW-01 | Te0/0/0/20 | 10G SFP+ | 10000 | up | Server NIC
TN-DC-022-MMR-SW-01 | Te0/0/0/21 | 10G SFP+ | 10000 | up | Server NIC
TN-DC-022-MMR-SW-01 | Te0/0/0/22 | 10G SFP+ | 10000 | up | Server NIC
TN-DC-022-MMR-SW-01 | Te0/0/0/23 | 10G SFP+ | 10000 | admin-down
TN-DC-022-MMR-SW-01 | Te0/0/0/24 | 10G SFP+ | 10000 | admin-down
TN-DC-022-MMR-SW-01 | Te0/0/0/25 | 10G SFP+ | 10000 | up | Server NIC
TN-DC-022-MMR-SW-01 | Te0/0/0/26 | 10G SFP+ | 10000 | up | Server NIC
TN-DC-022-MMR-SW-01 | Te0/0/0/27 | 10G SFP+ | 10000 | admin-down
TN-DC-022-MMR-SW-01 | Te0/0/0/28 | 10G SFP+ | 10000 | up | Server NIC
TN-DC-022-MMR-SW-01 | Te0/0/0/29 | 10G SFP+ | 10000 | admin-down
TN-DC-022-MMR-SW-01 | Te0/0/0/30 | 10G SFP+ | 10000 | up | Server NIC
TN-DC-022-MMR-SW-01 | Te0/0/0/31 | 10G SFP+ | 10000 | up | Server NIC
TN-DC-022-MMR-SW-01 | Te0/0/0/32 | 10G SFP+ | 10000 | up | Server NIC
TN-DC-022-MMR-SW-01 | Te0/0/0/33 | 10G SFP+ | 10000 | admin-down
TN-DC-022-MMR-SW-01 | Te0/0/0/34 | 10G SFP+ | 10000 | admin-down
TN-DC-022-MMR-SW-01 | Te0/0/0/35 | 10G SFP+ | 10000 | admin-down
TN-DC-022-MMR-SW-01 | Te0/0/0/36 | 10G SFP+ | 10000 | admin-down
TN-DC-022-MMR-SW-01 | Te0/0/0/37 | 10G SFP+ | 10000 | up | Server NIC
TN-DC-022-MMR-SW-01 | Te0/0/0/38 | 10G SFP+ | 10000 | up | Server NIC
TN-DC-022-MMR-SW-01 | Te0/0/0/39 | 10G SFP+ | 10000 | admin-down
TN-DC-022-MMR-SW-01 | Te0/0/0/40 | 10G SFP+ | 10000 | admin-down
TN-DC-022-MMR-SW-01 | Te0/0/0/41 | 10G SFP+ | 10000 | up | Server NIC
TN-DC-022-MMR-SW-01 | Te0/0/0/42 | 10G SFP+ | 10000 | admin-down
TN-DC-022-MMR-SW-01 | Te0/0/0/43 | 10G SFP+ | 10000 | admin-down
TN-DC-022-MMR-SW-01 | Te0/0/0/44 | 10G SFP+ | 10000 | up | Server NIC
TN-DC-022-MMR-SW-01 | Te0/0/0/45 | 10G SFP+ | 10000 | up | Server NIC
TN-DC-022-MMR-SW-01 | Te0/0/0/46 | 10G SFP+ | 10000 | up | Server NIC
TN-DC-022-MMR-SW-01 | Te0/0/0/47 | 10G SFP+ | 10000 | admin-down
TN-DC-022-MMR-SW-01 | Hu0/0/1/0 | 100G QSFP28 | 100000 | up | Uplink to TN-DC-022-AGG-R01 | QSFP28-100G-LR4
TN-DC-022-MMR-SW-01 | Hu0/0/1/1 | 100G QSFP28 | 100000 | up | Uplink to TN-DC-022-AGG-R01 | QSFP28-100G-LR4
TN-DC-022-MMR-SW-01 | Hu0/0/1/2 | 100G QSFP28 | 100000 | admin-down
TN-DC-022-MMR-SW-01 | Hu0/0/1/3 | 100G QSFP28 | 100000 | admin-down
TN-DC-022-MMR-SW-02 | Te0/0/0/0 | 10G SFP+ | 10000 | up | Access to TN-DC-022-TOR-001 | SFP-10G-LR
TN-DC-022-MMR-SW-02 | Te0/0/0/1 | 10G SFP+ | 10000 | up | Access to TN-DC-022-TOR-002 | SFP-10G-LR
TN-DC-022-MMR-SW-02 | Te0/0/0/2 | 10G SFP+ | 10000 | up | Server NIC
TN-DC-022-MMR-SW-02 | Te0/0/0/3 | 10G SFP+ | 10000 | up | Server NIC
TN-DC-022-MMR-SW-02 | Te0/0/0/4 | 10G SFP+ | 10000 | up | Server NIC
TN-DC-022-MMR-SW-02 | Te0/0/0/5 | 10G SFP+ | 10000 | up | Server NIC
TN-DC-022-MMR-SW-02 | Te0/0/0/6 | 10G SFP+ | 10000 | up | Server NIC
TN-DC-022-MMR-SW-02 | Te0/0/0/7 | 10G SFP+ | 10000 | up | Server NIC
TN-DC-022-MMR-SW-02 | Te0/0/0/8 | 10G SFP+ | 10000 | up | Server NIC
TN-DC-022-MMR-SW-02 | Te0/0/0/9 | 10G SFP+ | 10000 | admin-down
TN-DC-022-MMR-SW-02 | Te0/0/0/10 | 10G SFP+ | 10000 | admin-down
TN-DC-022-MMR-SW-02 | Te0/0/0/11 | 10G SFP+ | 10000 | admin-down
TN-DC-022-MMR-SW-02 | Te0/0/0/12 | 10G SFP+ | 10000 | up | Server NIC
TN-DC-022-MMR-SW-02 | Te0/0/0/13 | 10G SFP+ | 10000 | admin-down
TN-DC-022-MMR-SW-02 | Te0/0/0/14 | 10G SFP+ | 10000 | up | Server NIC
TN-DC-022-MMR-SW-02 | Te0/0/0/15 | 10G SFP+ | 10000 | up | Server NIC
TN-DC-022-MMR-SW-02 | Te0/0/0/16 | 10G SFP+ | 10000 | up | Server NIC
TN-DC-022-MMR-SW-02 | Te0/0/0/17 | 10G SFP+ | 10000 | admin-down
TN-DC-022-MMR-SW-02 | Te0/0/0/18 | 10G SFP+ | 10000 | up | Server NIC
TN-DC-022-MMR-SW-02 | Te0/0/0/19 | 10G SFP+ | 10000 | admin-down
TN-DC-022-MMR-SW-02 | Te0/0/0/20 | 10G SFP+ | 10000 | up | Server NIC
TN-DC-022-MMR-SW-02 | Te0/0/0/21 | 10G SFP+ | 10000 | up | Server NIC
TN-DC-022-MMR-SW-02 | Te0/0/0/22 | 10G SFP+ | 10000 | up | Server NIC
TN-DC-022-MMR-SW-02 | Te0/0/0/23 | 10G SFP+ | 10000 | up | Server NIC
TN-DC-022-MMR-SW-02 | Te0/0/0/24 | 10G SFP+ | 10000 | reserved
TN-DC-022-MMR-SW-02 | Te0/0/0/25 | 10G SFP+ | 10000 | up | Server NIC
TN-DC-022-MMR-SW-02 | Te0/0/0/26 | 10G SFP+ | 10000 | admin-down
TN-DC-022-MMR-SW-02 | Te0/0/0/27 | 10G SFP+ | 10000 | admin-down
TN-DC-022-MMR-SW-02 | Te0/0/0/28 | 10G SFP+ | 10000 | up | Server NIC
TN-DC-022-MMR-SW-02 | Te0/0/0/29 | 10G SFP+ | 10000 | admin-down
TN-DC-022-MMR-SW-02 | Te0/0/0/30 | 10G SFP+ | 10000 | admin-down
TN-DC-022-MMR-SW-02 | Te0/0/0/31 | 10G SFP+ | 10000 | up | Server NIC
TN-DC-022-MMR-SW-02 | Te0/0/0/32 | 10G SFP+ | 10000 | up | Server NIC
TN-DC-022-MMR-SW-02 | Te0/0/0/33 | 10G SFP+ | 10000 | admin-down
TN-DC-022-MMR-SW-02 | Te0/0/0/34 | 10G SFP+ | 10000 | admin-down
TN-DC-022-MMR-SW-02 | Te0/0/0/35 | 10G SFP+ | 10000 | up | Server NIC
TN-DC-022-MMR-SW-02 | Te0/0/0/36 | 10G SFP+ | 10000 | up | Server NIC
TN-DC-022-MMR-SW-02 | Te0/0/0/37 | 10G SFP+ | 10000 | admin-down
TN-DC-022-MMR-SW-02 | Te0/0/0/38 | 10G SFP+ | 10000 | up | Server NIC
TN-DC-022-MMR-SW-02 | Te0/0/0/39 | 10G SFP+ | 10000 | up | Server NIC
TN-DC-022-MMR-SW-02 | Te0/0/0/40 | 10G SFP+ | 10000 | up | Server NIC
TN-DC-022-MMR-SW-02 | Te0/0/0/41 | 10G SFP+ | 10000 | admin-down
TN-DC-022-MMR-SW-02 | Te0/0/0/42 | 10G SFP+ | 10000 | up | Server NIC
TN-DC-022-MMR-SW-02 | Te0/0/0/43 | 10G SFP+ | 10000 | up | Server NIC
TN-DC-022-MMR-SW-02 | Te0/0/0/44 | 10G SFP+ | 10000 | up | Server NIC
TN-DC-022-MMR-SW-02 | Te0/0/0/45 | 10G SFP+ | 10000 | admin-down
TN-DC-022-MMR-SW-02 | Te0/0/0/46 | 10G SFP+ | 10000 | up | Server NIC
TN-DC-022-MMR-SW-02 | Te0/0/0/47 | 10G SFP+ | 10000 | admin-down
TN-DC-022-MMR-SW-02 | Hu0/0/1/0 | 100G QSFP28 | 100000 | up | Uplink to TN-DC-022-AGG-R02 | QSFP28-100G-LR4
TN-DC-022-MMR-SW-02 | Hu0/0/1/1 | 100G QSFP28 | 100000 | up | Uplink to TN-DC-022-AGG-R02 | QSFP28-100G-LR4
TN-DC-022-MMR-SW-02 | Hu0/0/1/2 | 100G QSFP28 | 100000 | admin-down
TN-DC-022-MMR-SW-02 | Hu0/0/1/3 | 100G QSFP28 | 100000 | admin-down
TN-DC-022-MMR-SW-03 | Te0/0/0/0 | 10G SFP+ | 10000 | up | Access to TN-DC-022-TOR-002 | SFP-10G-LR
TN-DC-022-MMR-SW-03 | Te0/0/0/1 | 10G SFP+ | 10000 | up | Access to TN-DC-022-TOR-003 | SFP-10G-LR
TN-DC-022-MMR-SW-03 | Te0/0/0/2 | 10G SFP+ | 10000 | admin-down
TN-DC-022-MMR-SW-03 | Te0/0/0/3 | 10G SFP+ | 10000 | admin-down
TN-DC-022-MMR-SW-03 | Te0/0/0/4 | 10G SFP+ | 10000 | up | Server NIC
TN-DC-022-MMR-SW-03 | Te0/0/0/5 | 10G SFP+ | 10000 | admin-down
TN-DC-022-MMR-SW-03 | Te0/0/0/6 | 10G SFP+ | 10000 | up | Server NIC
TN-DC-022-MMR-SW-03 | Te0/0/0/7 | 10G SFP+ | 10000 | up | Server NIC
TN-DC-022-MMR-SW-03 | Te0/0/0/8 | 10G SFP+ | 10000 | admin-down
TN-DC-022-MMR-SW-03 | Te0/0/0/9 | 10G SFP+ | 10000 | up | Server NIC
TN-DC-022-MMR-SW-03 | Te0/0/0/10 | 10G SFP+ | 10000 | up | Server NIC
TN-DC-022-MMR-SW-03 | Te0/0/0/11 | 10G SFP+ | 10000 | up | Server NIC
TN-DC-022-MMR-SW-03 | Te0/0/0/12 | 10G SFP+ | 10000 | admin-down
TN-DC-022-MMR-SW-03 | Te0/0/0/13 | 10G SFP+ | 10000 | up | Server NIC
TN-DC-022-MMR-SW-03 | Te0/0/0/14 | 10G SFP+ | 10000 | up | Server NIC
TN-DC-022-MMR-SW-03 | Te0/0/0/15 | 10G SFP+ | 10000 | up | Server NIC
TN-DC-022-MMR-SW-03 | Te0/0/0/16 | 10G SFP+ | 10000 | up | Server NIC
TN-DC-022-MMR-SW-03 | Te0/0/0/17 | 10G SFP+ | 10000 | admin-down
TN-DC-022-MMR-SW-03 | Te0/0/0/18 | 10G SFP+ | 10000 | up | Server NIC
TN-DC-022-MMR-SW-03 | Te0/0/0/19 | 10G SFP+ | 10000 | admin-down
TN-DC-022-MMR-SW-03 | Te0/0/0/20 | 10G SFP+ | 10000 | up | Server NIC
TN-DC-022-MMR-SW-03 | Te0/0/0/21 | 10G SFP+ | 10000 | up | Server NIC
TN-DC-022-MMR-SW-03 | Te0/0/0/22 | 10G SFP+ | 10000 | admin-down
TN-DC-022-MMR-SW-03 | Te0/0/0/23 | 10G SFP+ | 10000 | up | Server NIC
TN-DC-022-MMR-SW-03 | Te0/0/0/24 | 10G SFP+ | 10000 | up | Server NIC
TN-DC-022-MMR-SW-03 | Te0/0/0/25 | 10G SFP+ | 10000 | admin-down
TN-DC-022-MMR-SW-03 | Te0/0/0/26 | 10G SFP+ | 10000 | up | Server NIC
TN-DC-022-MMR-SW-03 | Te0/0/0/27 | 10G SFP+ | 10000 | admin-down
TN-DC-022-MMR-SW-03 | Te0/0/0/28 | 10G SFP+ | 10000 | admin-down
TN-DC-022-MMR-SW-03 | Te0/0/0/29 | 10G SFP+ | 10000 | admin-down
TN-DC-022-MMR-SW-03 | Te0/0/0/30 | 10G SFP+ | 10000 | up | Server NIC
TN-DC-022-MMR-SW-03 | Te0/0/0/31 | 10G SFP+ | 10000 | admin-down
TN-DC-022-MMR-SW-03 | Te0/0/0/32 | 10G SFP+ | 10000 | admin-down
TN-DC-022-MMR-SW-03 | Te0/0/0/33 | 10G SFP+ | 10000 | up | Server NIC
TN-DC-022-MMR-SW-03 | Te0/0/0/34 | 10G SFP+ | 10000 | up | Server NIC
TN-DC-022-MMR-SW-03 | Te0/0/0/35 | 10G SFP+ | 10000 | reserved
TN-DC-022-MMR-SW-03 | Te0/0/0/36 | 10G SFP+ | 10000 | admin-down
TN-DC-022-MMR-SW-03 | Te0/0/0/37 | 10G SFP+ | 10000 | up | Server NIC
TN-DC-022-MMR-SW-03 | Te0/0/0/38 | 10G SFP+ | 10000 | up | Server NIC
TN-DC-022-MMR-SW-03 | Te0/0/0/39 | 10G SFP+ | 10000 | admin-down
TN-DC-022-MMR-SW-03 | Te0/0/0/40 | 10G SFP+ | 10000 | admin-down
TN-DC-022-MMR-SW-03 | Te0/0/0/41 | 10G SFP+ | 10000 | up | Server NIC
TN-DC-022-MMR-SW-03 | Te0/0/0/42 | 10G SFP+ | 10000 | reserved
TN-DC-022-MMR-SW-03 | Te0/0/0/43 | 10G SFP+ | 10000 | up | Server NIC
TN-DC-022-MMR-SW-03 | Te0/0/0/44 | 10G SFP+ | 10000 | admin-down
TN-DC-022-MMR-SW-03 | Te0/0/0/45 | 10G SFP+ | 10000 | up | Server NIC
TN-DC-022-MMR-SW-03 | Te0/0/0/46 | 10G SFP+ | 10000 | up | Server NIC
TN-DC-022-MMR-SW-03 | Te0/0/0/47 | 10G SFP+ | 10000 | up | Server NIC
TN-DC-022-MMR-SW-03 | Hu0/0/1/0 | 100G QSFP28 | 100000 | up | Uplink to TN-DC-022-AGG-R03 | QSFP28-100G-LR4
TN-DC-022-MMR-SW-03 | Hu0/0/1/1 | 100G QSFP28 | 100000 | up | Uplink to TN-DC-022-AGG-R03 | QSFP28-100G-LR4
TN-DC-022-MMR-SW-03 | Hu0/0/1/2 | 100G QSFP28 | 100000 | admin-down
TN-DC-022-MMR-SW-03 | Hu0/0/1/3 | 100G QSFP28 | 100000 | admin-down
TN-DC-022-MMR-SW-04 | Ethernet1 | 10G SFP+ | 10000 | up | Access to TN-DC-022-TOR-003 | SFP-10G-LR
TN-DC-022-MMR-SW-04 | Ethernet2 | 10G SFP+ | 10000 | up | Access to TN-DC-022-TOR-004 | SFP-10G-LR
TN-DC-022-MMR-SW-04 | Ethernet3 | 10G SFP+ | 10000 | up | Server NIC
TN-DC-022-MMR-SW-04 | Ethernet4 | 10G SFP+ | 10000 | up | Server NIC
TN-DC-022-MMR-SW-04 | Ethernet5 | 10G SFP+ | 10000 | admin-down
TN-DC-022-MMR-SW-04 | Ethernet6 | 10G SFP+ | 10000 | up | Server NIC
TN-DC-022-MMR-SW-04 | Ethernet7 | 10G SFP+ | 10000 | admin-down
TN-DC-022-MMR-SW-04 | Ethernet8 | 10G SFP+ | 10000 | reserved
TN-DC-022-MMR-SW-04 | Ethernet9 | 10G SFP+ | 10000 | admin-down
TN-DC-022-MMR-SW-04 | Ethernet10 | 10G SFP+ | 10000 | admin-down
TN-DC-022-MMR-SW-04 | Ethernet11 | 10G SFP+ | 10000 | up | Server NIC
TN-DC-022-MMR-SW-04 | Ethernet12 | 10G SFP+ | 10000 | up | Server NIC
TN-DC-022-MMR-SW-04 | Ethernet13 | 10G SFP+ | 10000 | up | Server NIC
TN-DC-022-MMR-SW-04 | Ethernet14 | 10G SFP+ | 10000 | admin-down
TN-DC-022-MMR-SW-04 | Ethernet15 | 10G SFP+ | 10000 | up | Server NIC
TN-DC-022-MMR-SW-04 | Ethernet16 | 10G SFP+ | 10000 | up | Server NIC
TN-DC-022-MMR-SW-04 | Ethernet17 | 10G SFP+ | 10000 | up | Server NIC
TN-DC-022-MMR-SW-04 | Ethernet18 | 10G SFP+ | 10000 | admin-down
TN-DC-022-MMR-SW-04 | Ethernet19 | 10G SFP+ | 10000 | up | Server NIC
TN-DC-022-MMR-SW-04 | Ethernet20 | 10G SFP+ | 10000 | up | Server NIC
TN-DC-022-MMR-SW-04 | Ethernet21 | 10G SFP+ | 10000 | admin-down
TN-DC-022-MMR-SW-04 | Ethernet22 | 10G SFP+ | 10000 | up | Server NIC
TN-DC-022-MMR-SW-04 | Ethernet23 | 10G SFP+ | 10000 | admin-down
TN-DC-022-MMR-SW-04 | Ethernet24 | 10G SFP+ | 10000 | admin-down
TN-DC-022-MMR-SW-04 | Ethernet25 | 10G SFP+ | 10000 | up | Server NIC
TN-DC-022-MMR-SW-04 | Ethernet26 | 10G SFP+ | 10000 | admin-down
TN-DC-022-MMR-SW-04 | Ethernet27 | 10G SFP+ | 10000 | up | Server NIC
TN-DC-022-MMR-SW-04 | Ethernet28 | 10G SFP+ | 10000 | admin-down
TN-DC-022-MMR-SW-04 | Ethernet29 | 10G SFP+ | 10000 | up | Server NIC
TN-DC-022-MMR-SW-04 | Ethernet30 | 10G SFP+ | 10000 | up | Server NIC
TN-DC-022-MMR-SW-04 | Ethernet31 | 10G SFP+ | 10000 | admin-down
TN-DC-022-MMR-SW-04 | Ethernet32 | 10G SFP+ | 10000 | admin-down
TN-DC-022-MMR-SW-04 | Ethernet33 | 10G SFP+ | 10000 | up | Server NIC
TN-DC-022-MMR-SW-04 | Ethernet34 | 10G SFP+ | 10000 | up | Server NIC
TN-DC-022-MMR-SW-04 | Ethernet35 | 10G SFP+ | 10000 | admin-down
TN-DC-022-MMR-SW-04 | Ethernet36 | 10G SFP+ | 10000 | up | Server NIC
TN-DC-022-MMR-SW-04 | Ethernet37 | 10G SFP+ | 10000 | up | Server NIC
TN-DC-022-MMR-SW-04 | Ethernet38 | 10G SFP+ | 10000 | up | Server NIC
TN-DC-022-MMR-SW-04 | Ethernet39 | 10G SFP+ | 10000 | admin-down
TN-DC-022-MMR-SW-04 | Ethernet40 | 10G SFP+ | 10000 | up | Server NIC
TN-DC-022-MMR-SW-04 | Ethernet41 | 10G SFP+ | 10000 | up | Server NIC
TN-DC-022-MMR-SW-04 | Ethernet42 | 10G SFP+ | 10000 | admin-down
TN-DC-022-MMR-SW-04 | Ethernet43 | 10G SFP+ | 10000 | admin-down
TN-DC-022-MMR-SW-04 | Ethernet44 | 10G SFP+ | 10000 | up | Server NIC
TN-DC-022-MMR-SW-04 | Ethernet45 | 10G SFP+ | 10000 | admin-down
TN-DC-022-MMR-SW-04 | Ethernet46 | 10G SFP+ | 10000 | up | Server NIC
TN-DC-022-MMR-SW-04 | Ethernet47 | 10G SFP+ | 10000 | up | Server NIC
TN-DC-022-MMR-SW-04 | Ethernet48 | 10G SFP+ | 10000 | up | Server NIC
TN-DC-022-MMR-SW-04 | Ethernet49/1 | 100G QSFP28 | 100000 | up | Uplink to TN-DC-022-AGG-R01 | QSFP28-100G-LR4
TN-DC-022-MMR-SW-04 | Ethernet49/2 | 100G QSFP28 | 100000 | up | Uplink to TN-DC-022-AGG-R01 | QSFP28-100G-LR4
TN-DC-022-MMR-SW-04 | Ethernet49/3 | 100G QSFP28 | 100000 | admin-down
TN-DC-022-MMR-SW-04 | Ethernet49/4 | 100G QSFP28 | 100000 | admin-down
TN-DC-022-MMR-SW-05 | xe-0/0/0 | 10G SFP+ | 10000 | up | Access to TN-DC-022-TOR-004 | SFP-10G-LR
TN-DC-022-MMR-SW-05 | xe-0/0/1 | 10G SFP+ | 10000 | up | Access to TN-DC-022-TOR-005 | SFP-10G-LR
TN-DC-022-MMR-SW-05 | xe-0/0/2 | 10G SFP+ | 10000 | up | Server NIC
TN-DC-022-MMR-SW-05 | xe-0/0/3 | 10G SFP+ | 10000 | up | Server NIC
TN-DC-022-MMR-SW-05 | xe-0/0/4 | 10G SFP+ | 10000 | up | Server NIC
TN-DC-022-MMR-SW-05 | xe-0/0/5 | 10G SFP+ | 10000 | up | Server NIC
TN-DC-022-MMR-SW-05 | xe-0/0/6 | 10G SFP+ | 10000 | admin-down
TN-DC-022-MMR-SW-05 | xe-0/0/7 | 10G SFP+ | 10000 | up | Server NIC
TN-DC-022-MMR-SW-05 | xe-0/0/8 | 10G SFP+ | 10000 | up | Server NIC
TN-DC-022-MMR-SW-05 | xe-0/0/9 | 10G SFP+ | 10000 | admin-down
TN-DC-022-MMR-SW-05 | xe-0/0/10 | 10G SFP+ | 10000 | admin-down
TN-DC-022-MMR-SW-05 | xe-0/0/11 | 10G SFP+ | 10000 | up | Server NIC
TN-DC-022-MMR-SW-05 | xe-0/0/12 | 10G SFP+ | 10000 | up | Server NIC
TN-DC-022-MMR-SW-05 | xe-0/0/13 | 10G SFP+ | 10000 | up | Server NIC
TN-DC-022-MMR-SW-05 | xe-0/0/14 | 10G SFP+ | 10000 | admin-down
TN-DC-022-MMR-SW-05 | xe-0/0/15 | 10G SFP+ | 10000 | up | Server NIC
TN-DC-022-MMR-SW-05 | xe-0/0/16 | 10G SFP+ | 10000 | up | Server NIC
TN-DC-022-MMR-SW-05 | xe-0/0/17 | 10G SFP+ | 10000 | up | Server NIC
TN-DC-022-MMR-SW-05 | xe-0/0/18 | 10G SFP+ | 10000 | admin-down
TN-DC-022-MMR-SW-05 | xe-0/0/19 | 10G SFP+ | 10000 | up | Server NIC
TN-DC-022-MMR-SW-05 | xe-0/0/20 | 10G SFP+ | 10000 | up | Server NIC
TN-DC-022-MMR-SW-05 | xe-0/0/21 | 10G SFP+ | 10000 | up | Server NIC
TN-DC-022-MMR-SW-05 | xe-0/0/22 | 10G SFP+ | 10000 | admin-down
TN-DC-022-MMR-SW-05 | xe-0/0/23 | 10G SFP+ | 10000 | admin-down
TN-DC-022-MMR-SW-05 | xe-0/0/24 | 10G SFP+ | 10000 | admin-down
TN-DC-022-MMR-SW-05 | xe-0/0/25 | 10G SFP+ | 10000 | admin-down
TN-DC-022-MMR-SW-05 | xe-0/0/26 | 10G SFP+ | 10000 | up | Server NIC
TN-DC-022-MMR-SW-05 | xe-0/0/27 | 10G SFP+ | 10000 | up | Server NIC
TN-DC-022-MMR-SW-05 | xe-0/0/28 | 10G SFP+ | 10000 | admin-down
TN-DC-022-MMR-SW-05 | xe-0/0/29 | 10G SFP+ | 10000 | admin-down
TN-DC-022-MMR-SW-05 | xe-0/0/30 | 10G SFP+ | 10000 | admin-down
TN-DC-022-MMR-SW-05 | xe-0/0/31 | 10G SFP+ | 10000 | up | Server NIC
TN-DC-022-MMR-SW-05 | xe-0/0/32 | 10G SFP+ | 10000 | up | Server NIC
TN-DC-022-MMR-SW-05 | xe-0/0/33 | 10G SFP+ | 10000 | admin-down
TN-DC-022-MMR-SW-05 | xe-0/0/34 | 10G SFP+ | 10000 | admin-down
TN-DC-022-MMR-SW-05 | xe-0/0/35 | 10G SFP+ | 10000 | up | Server NIC
TN-DC-022-MMR-SW-05 | xe-0/0/36 | 10G SFP+ | 10000 | admin-down
TN-DC-022-MMR-SW-05 | xe-0/0/37 | 10G SFP+ | 10000 | admin-down
TN-DC-022-MMR-SW-05 | xe-0/0/38 | 10G SFP+ | 10000 | up | Server NIC
TN-DC-022-MMR-SW-05 | xe-0/0/39 | 10G SFP+ | 10000 | up | Server NIC
TN-DC-022-MMR-SW-05 | xe-0/0/40 | 10G SFP+ | 10000 | admin-down
TN-DC-022-MMR-SW-05 | xe-0/0/41 | 10G SFP+ | 10000 | up | Server NIC
TN-DC-022-MMR-SW-05 | xe-0/0/42 | 10G SFP+ | 10000 | admin-down
TN-DC-022-MMR-SW-05 | xe-0/0/43 | 10G SFP+ | 10000 | up | Server NIC
TN-DC-022-MMR-SW-05 | xe-0/0/44 | 10G SFP+ | 10000 | up | Server NIC
TN-DC-022-MMR-SW-05 | xe-0/0/45 | 10G SFP+ | 10000 | up | Server NIC
TN-DC-022-MMR-SW-05 | xe-0/0/46 | 10G SFP+ | 10000 | up | Server NIC
TN-DC-022-MMR-SW-05 | xe-0/0/47 | 10G SFP+ | 10000 | up | Server NIC
TN-DC-022-MMR-SW-05 | et-0/1/0 | 100G QSFP28 | 100000 | up | Uplink to TN-DC-022-AGG-R02 | QSFP28-100G-LR4
TN-DC-022-MMR-SW-05 | et-0/1/1 | 100G QSFP28 | 100000 | up | Uplink to TN-DC-022-AGG-R02 | QSFP28-100G-LR4
TN-DC-022-MMR-SW-05 | et-0/1/2 | 100G QSFP28 | 100000 | admin-down
TN-DC-022-MMR-SW-05 | et-0/1/3 | 100G QSFP28 | 100000 | admin-down
TN-DC-022-MMR-SW-06 | Ethernet1 | 10G SFP+ | 10000 | up | Access to TN-DC-022-TOR-005 | SFP-10G-LR
TN-DC-022-MMR-SW-06 | Ethernet2 | 10G SFP+ | 10000 | admin-down
TN-DC-022-MMR-SW-06 | Ethernet3 | 10G SFP+ | 10000 | up | Server NIC
TN-DC-022-MMR-SW-06 | Ethernet4 | 10G SFP+ | 10000 | up | Server NIC
TN-DC-022-MMR-SW-06 | Ethernet5 | 10G SFP+ | 10000 | up | Server NIC
TN-DC-022-MMR-SW-06 | Ethernet6 | 10G SFP+ | 10000 | up | Server NIC
TN-DC-022-MMR-SW-06 | Ethernet7 | 10G SFP+ | 10000 | up | Server NIC
TN-DC-022-MMR-SW-06 | Ethernet8 | 10G SFP+ | 10000 | admin-down
TN-DC-022-MMR-SW-06 | Ethernet9 | 10G SFP+ | 10000 | admin-down
TN-DC-022-MMR-SW-06 | Ethernet10 | 10G SFP+ | 10000 | up | Server NIC
TN-DC-022-MMR-SW-06 | Ethernet11 | 10G SFP+ | 10000 | up | Server NIC
TN-DC-022-MMR-SW-06 | Ethernet12 | 10G SFP+ | 10000 | up | Server NIC
TN-DC-022-MMR-SW-06 | Ethernet13 | 10G SFP+ | 10000 | up | Server NIC
TN-DC-022-MMR-SW-06 | Ethernet14 | 10G SFP+ | 10000 | up | Server NIC
TN-DC-022-MMR-SW-06 | Ethernet15 | 10G SFP+ | 10000 | up | Server NIC
TN-DC-022-MMR-SW-06 | Ethernet16 | 10G SFP+ | 10000 | admin-down
TN-DC-022-MMR-SW-06 | Ethernet17 | 10G SFP+ | 10000 | up | Server NIC
TN-DC-022-MMR-SW-06 | Ethernet18 | 10G SFP+ | 10000 | up | Server NIC
TN-DC-022-MMR-SW-06 | Ethernet19 | 10G SFP+ | 10000 | admin-down
TN-DC-022-MMR-SW-06 | Ethernet20 | 10G SFP+ | 10000 | up | Server NIC
TN-DC-022-MMR-SW-06 | Ethernet21 | 10G SFP+ | 10000 | up | Server NIC
TN-DC-022-MMR-SW-06 | Ethernet22 | 10G SFP+ | 10000 | up | Server NIC
TN-DC-022-MMR-SW-06 | Ethernet23 | 10G SFP+ | 10000 | reserved
TN-DC-022-MMR-SW-06 | Ethernet24 | 10G SFP+ | 10000 | up | Server NIC
TN-DC-022-MMR-SW-06 | Ethernet25 | 10G SFP+ | 10000 | admin-down
TN-DC-022-MMR-SW-06 | Ethernet26 | 10G SFP+ | 10000 | up | Server NIC
TN-DC-022-MMR-SW-06 | Ethernet27 | 10G SFP+ | 10000 | up | Server NIC
TN-DC-022-MMR-SW-06 | Ethernet28 | 10G SFP+ | 10000 | up | Server NIC
TN-DC-022-MMR-SW-06 | Ethernet29 | 10G SFP+ | 10000 | up | Server NIC
TN-DC-022-MMR-SW-06 | Ethernet30 | 10G SFP+ | 10000 | admin-down
TN-DC-022-MMR-SW-06 | Ethernet31 | 10G SFP+ | 10000 | admin-down
TN-DC-022-MMR-SW-06 | Ethernet32 | 10G SFP+ | 10000 | admin-down
TN-DC-022-MMR-SW-06 | Ethernet33 | 10G SFP+ | 10000 | admin-down
TN-DC-022-MMR-SW-06 | Ethernet34 | 10G SFP+ | 10000 | admin-down
TN-DC-022-MMR-SW-06 | Ethernet35 | 10G SFP+ | 10000 | up | Server NIC
TN-DC-022-MMR-SW-06 | Ethernet36 | 10G SFP+ | 10000 | admin-down
TN-DC-022-MMR-SW-06 | Ethernet37 | 10G SFP+ | 10000 | up | Server NIC
TN-DC-022-MMR-SW-06 | Ethernet38 | 10G SFP+ | 10000 | admin-down
TN-DC-022-MMR-SW-06 | Ethernet39 | 10G SFP+ | 10000 | up | Server NIC
TN-DC-022-MMR-SW-06 | Ethernet40 | 10G SFP+ | 10000 | admin-down
TN-DC-022-MMR-SW-06 | Ethernet41 | 10G SFP+ | 10000 | admin-down
TN-DC-022-MMR-SW-06 | Ethernet42 | 10G SFP+ | 10000 | up | Server NIC
TN-DC-022-MMR-SW-06 | Ethernet43 | 10G SFP+ | 10000 | up | Server NIC
TN-DC-022-MMR-SW-06 | Ethernet44 | 10G SFP+ | 10000 | admin-down
TN-DC-022-MMR-SW-06 | Ethernet45 | 10G SFP+ | 10000 | admin-down
TN-DC-022-MMR-SW-06 | Ethernet46 | 10G SFP+ | 10000 | admin-down
TN-DC-022-MMR-SW-06 | Ethernet47 | 10G SFP+ | 10000 | admin-down
TN-DC-022-MMR-SW-06 | Ethernet48 | 10G SFP+ | 10000 | reserved
TN-DC-022-MMR-SW-06 | Ethernet49/1 | 100G QSFP28 | 100000 | up | Uplink to TN-DC-022-AGG-R03 | QSFP28-100G-LR4
TN-DC-022-MMR-SW-06 | Ethernet49/2 | 100G QSFP28 | 100000 | up | Uplink to TN-DC-022-AGG-R03 | QSFP28-100G-LR4
TN-DC-022-MMR-SW-06 | Ethernet49/3 | 100G QSFP28 | 100000 | reserved
TN-DC-022-MMR-SW-06 | Ethernet49/4 | 100G QSFP28 | 100000 | admin-down
TN-DC-022-MMR-SW-07 | Ethernet1 | 10G SFP+ | 10000 | up | Server NIC
TN-DC-022-MMR-SW-07 | Ethernet2 | 10G SFP+ | 10000 | up | Server NIC
TN-DC-022-MMR-SW-07 | Ethernet3 | 10G SFP+ | 10000 | up | Server NIC
TN-DC-022-MMR-SW-07 | Ethernet4 | 10G SFP+ | 10000 | up | Server NIC
TN-DC-022-MMR-SW-07 | Ethernet5 | 10G SFP+ | 10000 | up | Server NIC
TN-DC-022-MMR-SW-07 | Ethernet6 | 10G SFP+ | 10000 | up | Server NIC
TN-DC-022-MMR-SW-07 | Ethernet7 | 10G SFP+ | 10000 | up | Server NIC
TN-DC-022-MMR-SW-07 | Ethernet8 | 10G SFP+ | 10000 | up | Server NIC
TN-DC-022-MMR-SW-07 | Ethernet9 | 10G SFP+ | 10000 | up | Server NIC
TN-DC-022-MMR-SW-07 | Ethernet10 | 10G SFP+ | 10000 | up | Server NIC
TN-DC-022-MMR-SW-07 | Ethernet11 | 10G SFP+ | 10000 | up | Server NIC
TN-DC-022-MMR-SW-07 | Ethernet12 | 10G SFP+ | 10000 | up | Server NIC
TN-DC-022-MMR-SW-07 | Ethernet13 | 10G SFP+ | 10000 | up | Server NIC
TN-DC-022-MMR-SW-07 | Ethernet14 | 10G SFP+ | 10000 | up | Server NIC
TN-DC-022-MMR-SW-07 | Ethernet15 | 10G SFP+ | 10000 | admin-down
TN-DC-022-MMR-SW-07 | Ethernet16 | 10G SFP+ | 10000 | up | Server NIC
TN-DC-022-MMR-SW-07 | Ethernet17 | 10G SFP+ | 10000 | admin-down
TN-DC-022-MMR-SW-07 | Ethernet18 | 10G SFP+ | 10000 | up | Server NIC
TN-DC-022-MMR-SW-07 | Ethernet19 | 10G SFP+ | 10000 | up | Server NIC
TN-DC-022-MMR-SW-07 | Ethernet20 | 10G SFP+ | 10000 | up | Server NIC
TN-DC-022-MMR-SW-07 | Ethernet21 | 10G SFP+ | 10000 | up | Server NIC
TN-DC-022-MMR-SW-07 | Ethernet22 | 10G SFP+ | 10000 | up | Server NIC
TN-DC-022-MMR-SW-07 | Ethernet23 | 10G SFP+ | 10000 | up | Server NIC
TN-DC-022-MMR-SW-07 | Ethernet24 | 10G SFP+ | 10000 | admin-down
TN-DC-022-MMR-SW-07 | Ethernet25 | 10G SFP+ | 10000 | admin-down
TN-DC-022-MMR-SW-07 | Ethernet26 | 10G SFP+ | 10000 | up | Server NIC
TN-DC-022-MMR-SW-07 | Ethernet27 | 10G SFP+ | 10000 | up | Server NIC
TN-DC-022-MMR-SW-07 | Ethernet28 | 10G SFP+ | 10000 | up | Server NIC
TN-DC-022-MMR-SW-07 | Ethernet29 | 10G SFP+ | 10000 | admin-down
TN-DC-022-MMR-SW-07 | Ethernet30 | 10G SFP+ | 10000 | up | Server NIC
TN-DC-022-MMR-SW-07 | Ethernet31 | 10G SFP+ | 10000 | up | Server NIC
TN-DC-022-MMR-SW-07 | Ethernet32 | 10G SFP+ | 10000 | up | Server NIC
TN-DC-022-MMR-SW-07 | Ethernet33 | 10G SFP+ | 10000 | admin-down
TN-DC-022-MMR-SW-07 | Ethernet34 | 10G SFP+ | 10000 | admin-down
TN-DC-022-MMR-SW-07 | Ethernet35 | 10G SFP+ | 10000 | up | Server NIC
TN-DC-022-MMR-SW-07 | Ethernet36 | 10G SFP+ | 10000 | admin-down
TN-DC-022-MMR-SW-07 | Ethernet37 | 10G SFP+ | 10000 | admin-down
TN-DC-022-MMR-SW-07 | Ethernet38 | 10G SFP+ | 10000 | up | Server NIC
TN-DC-022-MMR-SW-07 | Ethernet39 | 10G SFP+ | 10000 | admin-down
TN-DC-022-MMR-SW-07 | Ethernet40 | 10G SFP+ | 10000 | up | Server NIC
TN-DC-022-MMR-SW-07 | Ethernet41 | 10G SFP+ | 10000 | admin-down
TN-DC-022-MMR-SW-07 | Ethernet42 | 10G SFP+ | 10000 | up | Server NIC
TN-DC-022-MMR-SW-07 | Ethernet43 | 10G SFP+ | 10000 | up | Server NIC
TN-DC-022-MMR-SW-07 | Ethernet44 | 10G SFP+ | 10000 | admin-down
TN-DC-022-MMR-SW-07 | Ethernet45 | 10G SFP+ | 10000 | up | Server NIC
TN-DC-022-MMR-SW-07 | Ethernet46 | 10G SFP+ | 10000 | admin-down
TN-DC-022-MMR-SW-07 | Ethernet47 | 10G SFP+ | 10000 | up | Server NIC
TN-DC-022-MMR-SW-07 | Ethernet48 | 10G SFP+ | 10000 | admin-down
TN-DC-022-MMR-SW-07 | Ethernet49/1 | 100G QSFP28 | 100000 | up | Uplink to TN-DC-022-AGG-R01 | QSFP28-100G-LR4
TN-DC-022-MMR-SW-07 | Ethernet49/2 | 100G QSFP28 | 100000 | up | Uplink to TN-DC-022-AGG-R01 | QSFP28-100G-LR4
TN-DC-022-MMR-SW-07 | Ethernet49/3 | 100G QSFP28 | 100000 | admin-down
TN-DC-022-MMR-SW-07 | Ethernet49/4 | 100G QSFP28 | 100000 | admin-down
TN-DC-022-TOR-001 | Ethernet1 | 10G SFP+ | 10000 | up | Access to TN-DC-022-MMR-SW-01 | SFP-10G-LR
TN-DC-022-TOR-001 | Ethernet2 | 10G SFP+ | 10000 | up | Access to TN-DC-022-MMR-SW-02 | SFP-10G-LR
TN-DC-022-TOR-001 | Ethernet3 | 10G SFP+ | 10000 | admin-down
TN-DC-022-TOR-001 | Ethernet4 | 10G SFP+ | 10000 | up | Server NIC
TN-DC-022-TOR-001 | Ethernet5 | 10G SFP+ | 10000 | admin-down
TN-DC-022-TOR-001 | Ethernet6 | 10G SFP+ | 10000 | up | Server NIC
TN-DC-022-TOR-001 | Ethernet7 | 10G SFP+ | 10000 | up | Server NIC
TN-DC-022-TOR-001 | Ethernet8 | 10G SFP+ | 10000 | up | Server NIC
TN-DC-022-TOR-001 | Ethernet9 | 10G SFP+ | 10000 | up | Server NIC
TN-DC-022-TOR-001 | Ethernet10 | 10G SFP+ | 10000 | up | Server NIC
TN-DC-022-TOR-001 | Ethernet11 | 10G SFP+ | 10000 | up | Server NIC
TN-DC-022-TOR-001 | Ethernet12 | 10G SFP+ | 10000 | admin-down
TN-DC-022-TOR-001 | Ethernet13 | 10G SFP+ | 10000 | admin-down
TN-DC-022-TOR-001 | Ethernet14 | 10G SFP+ | 10000 | admin-down
TN-DC-022-TOR-001 | Ethernet15 | 10G SFP+ | 10000 | up | Server NIC
TN-DC-022-TOR-001 | Ethernet16 | 10G SFP+ | 10000 | admin-down
TN-DC-022-TOR-001 | Ethernet17 | 10G SFP+ | 10000 | admin-down
TN-DC-022-TOR-001 | Ethernet18 | 10G SFP+ | 10000 | up | Server NIC
TN-DC-022-TOR-001 | Ethernet19 | 10G SFP+ | 10000 | up | Server NIC
TN-DC-022-TOR-001 | Ethernet20 | 10G SFP+ | 10000 | admin-down
TN-DC-022-TOR-001 | Ethernet21 | 10G SFP+ | 10000 | admin-down
TN-DC-022-TOR-001 | Ethernet22 | 10G SFP+ | 10000 | up | Server NIC
TN-DC-022-TOR-001 | Ethernet23 | 10G SFP+ | 10000 | up | Server NIC
TN-DC-022-TOR-001 | Ethernet24 | 10G SFP+ | 10000 | up | Server NIC
TN-DC-022-TOR-001 | Ethernet49/1 | 100G QSFP28 | 100000 | admin-down
TN-DC-022-TOR-001 | Ethernet49/2 | 100G QSFP28 | 100000 | reserved
TN-DC-022-TOR-002 | Te0/0/0/0 | 10G SFP+ | 10000 | up | Access to TN-DC-022-MMR-SW-02 | SFP-10G-LR
TN-DC-022-TOR-002 | Te0/0/0/1 | 10G SFP+ | 10000 | up | Access to TN-DC-022-MMR-SW-03 | SFP-10G-LR
TN-DC-022-TOR-002 | Te0/0/0/2 | 10G SFP+ | 10000 | admin-down
TN-DC-022-TOR-002 | Te0/0/0/3 | 10G SFP+ | 10000 | up | Server NIC
TN-DC-022-TOR-002 | Te0/0/0/4 | 10G SFP+ | 10000 | up | Server NIC
TN-DC-022-TOR-002 | Te0/0/0/5 | 10G SFP+ | 10000 | up | Server NIC
TN-DC-022-TOR-002 | Te0/0/0/6 | 10G SFP+ | 10000 | up | Server NIC
TN-DC-022-TOR-002 | Te0/0/0/7 | 10G SFP+ | 10000 | admin-down
TN-DC-022-TOR-002 | Te0/0/0/8 | 10G SFP+ | 10000 | admin-down
TN-DC-022-TOR-002 | Te0/0/0/9 | 10G SFP+ | 10000 | reserved
TN-DC-022-TOR-002 | Te0/0/0/10 | 10G SFP+ | 10000 | up | Server NIC
TN-DC-022-TOR-002 | Te0/0/0/11 | 10G SFP+ | 10000 | up | Server NIC
TN-DC-022-TOR-002 | Te0/0/0/12 | 10G SFP+ | 10000 | up | Server NIC
TN-DC-022-TOR-002 | Te0/0/0/13 | 10G SFP+ | 10000 | up | Server NIC
TN-DC-022-TOR-002 | Te0/0/0/14 | 10G SFP+ | 10000 | admin-down
TN-DC-022-TOR-002 | Te0/0/0/15 | 10G SFP+ | 10000 | admin-down
TN-DC-022-TOR-002 | Te0/0/0/16 | 10G SFP+ | 10000 | admin-down
TN-DC-022-TOR-002 | Te0/0/0/17 | 10G SFP+ | 10000 | admin-down
TN-DC-022-TOR-002 | Te0/0/0/18 | 10G SFP+ | 10000 | up | Server NIC
TN-DC-022-TOR-002 | Te0/0/0/19 | 10G SFP+ | 10000 | up | Server NIC
TN-DC-022-TOR-002 | Te0/0/0/20 | 10G SFP+ | 10000 | up | Server NIC
TN-DC-022-TOR-002 | Te0/0/0/21 | 10G SFP+ | 10000 | up | Server NIC
TN-DC-022-TOR-002 | Te0/0/0/22 | 10G SFP+ | 10000 | admin-down
TN-DC-022-TOR-002 | Te0/0/0/23 | 10G SFP+ | 10000 | up | Server NIC
TN-DC-022-TOR-002 | Hu0/0/1/0 | 100G QSFP28 | 100000 | admin-down
TN-DC-022-TOR-002 | Hu0/0/1/1 | 100G QSFP28 | 100000 | admin-down
TN-DC-022-TOR-003 | xe-0/0/0 | 10G SFP+ | 10000 | up | Access to TN-DC-022-MMR-SW-03 | SFP-10G-LR
TN-DC-022-TOR-003 | xe-0/0/1 | 10G SFP+ | 10000 | up | Access to TN-DC-022-MMR-SW-04 | SFP-10G-LR
TN-DC-022-TOR-003 | xe-0/0/2 | 10G SFP+ | 10000 | up | Server NIC
TN-DC-022-TOR-003 | xe-0/0/3 | 10G SFP+ | 10000 | up | Server NIC
TN-DC-022-TOR-003 | xe-0/0/4 | 10G SFP+ | 10000 | up | Server NIC
TN-DC-022-TOR-003 | xe-0/0/5 | 10G SFP+ | 10000 | admin-down
TN-DC-022-TOR-003 | xe-0/0/6 | 10G SFP+ | 10000 | admin-down
TN-DC-022-TOR-003 | xe-0/0/7 | 10G SFP+ | 10000 | up | Server NIC
TN-DC-022-TOR-003 | xe-0/0/8 | 10G SFP+ | 10000 | up | Server NIC
TN-DC-022-TOR-003 | xe-0/0/9 | 10G SFP+ | 10000 | admin-down
TN-DC-022-TOR-003 | xe-0/0/10 | 10G SFP+ | 10000 | up | Server NIC
TN-DC-022-TOR-003 | xe-0/0/11 | 10G SFP+ | 10000 | up | Server NIC
TN-DC-022-TOR-003 | xe-0/0/12 | 10G SFP+ | 10000 | up | Server NIC
TN-DC-022-TOR-003 | xe-0/0/13 | 10G SFP+ | 10000 | up | Server NIC
TN-DC-022-TOR-003 | xe-0/0/14 | 10G SFP+ | 10000 | admin-down
TN-DC-022-TOR-003 | xe-0/0/15 | 10G SFP+ | 10000 | up | Server NIC
TN-DC-022-TOR-003 | xe-0/0/16 | 10G SFP+ | 10000 | admin-down
TN-DC-022-TOR-003 | xe-0/0/17 | 10G SFP+ | 10000 | up | Server NIC
TN-DC-022-TOR-003 | xe-0/0/18 | 10G SFP+ | 10000 | admin-down
TN-DC-022-TOR-003 | xe-0/0/19 | 10G SFP+ | 10000 | admin-down
TN-DC-022-TOR-003 | xe-0/0/20 | 10G SFP+ | 10000 | up | Server NIC
TN-DC-022-TOR-003 | xe-0/0/21 | 10G SFP+ | 10000 | up | Server NIC
TN-DC-022-TOR-003 | xe-0/0/22 | 10G SFP+ | 10000 | up | Server NIC
TN-DC-022-TOR-003 | xe-0/0/23 | 10G SFP+ | 10000 | admin-down
TN-DC-022-TOR-003 | et-0/1/0 | 100G QSFP28 | 100000 | admin-down
TN-DC-022-TOR-003 | et-0/1/1 | 100G QSFP28 | 100000 | admin-down
TN-DC-022-TOR-004 | Ethernet1 | 10G SFP+ | 10000 | up | Access to TN-DC-022-MMR-SW-04 | SFP-10G-LR
TN-DC-022-TOR-004 | Ethernet2 | 10G SFP+ | 10000 | up | Access to TN-DC-022-MMR-SW-05 | SFP-10G-LR
TN-DC-022-TOR-004 | Ethernet3 | 10G SFP+ | 10000 | up | Server NIC
TN-DC-022-TOR-004 | Ethernet4 | 10G SFP+ | 10000 | up | Server NIC
TN-DC-022-TOR-004 | Ethernet5 | 10G SFP+ | 10000 | up | Server NIC
TN-DC-022-TOR-004 | Ethernet6 | 10G SFP+ | 10000 | up | Server NIC
TN-DC-022-TOR-004 | Ethernet7 | 10G SFP+ | 10000 | up | Server NIC
TN-DC-022-TOR-004 | Ethernet8 | 10G SFP+ | 10000 | admin-down
TN-DC-022-TOR-004 | Ethernet9 | 10G SFP+ | 10000 | up | Server NIC
TN-DC-022-TOR-004 | Ethernet10 | 10G SFP+ | 10000 | admin-down
TN-DC-022-TOR-004 | Ethernet11 | 10G SFP+ | 10000 | admin-down
TN-DC-022-TOR-004 | Ethernet12 | 10G SFP+ | 10000 | up | Server NIC
TN-DC-022-TOR-004 | Ethernet13 | 10G SFP+ | 10000 | up | Server NIC
TN-DC-022-TOR-004 | Ethernet14 | 10G SFP+ | 10000 | up | Server NIC
TN-DC-022-TOR-004 | Ethernet15 | 10G SFP+ | 10000 | up | Server NIC
TN-DC-022-TOR-004 | Ethernet16 | 10G SFP+ | 10000 | admin-down
TN-DC-022-TOR-004 | Ethernet17 | 10G SFP+ | 10000 | reserved
TN-DC-022-TOR-004 | Ethernet18 | 10G SFP+ | 10000 | up | Server NIC
TN-DC-022-TOR-004 | Ethernet19 | 10G SFP+ | 10000 | admin-down
TN-DC-022-TOR-004 | Ethernet20 | 10G SFP+ | 10000 | up | Server NIC
TN-DC-022-TOR-004 | Ethernet21 | 10G SFP+ | 10000 | up | Server NIC
TN-DC-022-TOR-004 | Ethernet22 | 10G SFP+ | 10000 | admin-down
TN-DC-022-TOR-004 | Ethernet23 | 10G SFP+ | 10000 | admin-down
TN-DC-022-TOR-004 | Ethernet24 | 10G SFP+ | 10000 | admin-down
TN-DC-022-TOR-004 | Ethernet49/1 | 100G QSFP28 | 100000 | admin-down
TN-DC-022-TOR-004 | Ethernet49/2 | 100G QSFP28 | 100000 | admin-down
TN-DC-022-TOR-005 | Te0/0/0/0 | 10G SFP+ | 10000 | up | Access to TN-DC-022-MMR-SW-05 | SFP-10G-LR
TN-DC-022-TOR-005 | Te0/0/0/1 | 10G SFP+ | 10000 | up | Access to TN-DC-022-MMR-SW-06 | SFP-10G-LR
TN-DC-022-TOR-005 | Te0/0/0/2 | 10G SFP+ | 10000 | admin-down
TN-DC-022-TOR-005 | Te0/0/0/3 | 10G SFP+ | 10000 | up | Server NIC
TN-DC-022-TOR-005 | Te0/0/0/4 | 10G SFP+ | 10000 | admin-down
TN-DC-022-TOR-005 | Te0/0/0/5 | 10G SFP+ | 10000 | admin-down
TN-DC-022-TOR-005 | Te0/0/0/6 | 10G SFP+ | 10000 | admin-down
TN-DC-022-TOR-005 | Te0/0/0/7 | 10G SFP+ | 10000 | up | Server NIC
TN-DC-022-TOR-005 | Te0/0/0/8 | 10G SFP+ | 10000 | up | Server NIC
TN-DC-022-TOR-005 | Te0/0/0/9 | 10G SFP+ | 10000 | up | Server NIC
TN-DC-022-TOR-005 | Te0/0/0/10 | 10G SFP+ | 10000 | admin-down
TN-DC-022-TOR-005 | Te0/0/0/11 | 10G SFP+ | 10000 | up | Server NIC
TN-DC-022-TOR-005 | Te0/0/0/12 | 10G SFP+ | 10000 | up | Server NIC
TN-DC-022-TOR-005 | Te0/0/0/13 | 10G SFP+ | 10000 | up | Server NIC
TN-DC-022-TOR-005 | Te0/0/0/14 | 10G SFP+ | 10000 | admin-down
TN-DC-022-TOR-005 | Te0/0/0/15 | 10G SFP+ | 10000 | admin-down
TN-DC-022-TOR-005 | Te0/0/0/16 | 10G SFP+ | 10000 | up | Server NIC
TN-DC-022-TOR-005 | Te0/0/0/17 | 10G SFP+ | 10000 | admin-down
TN-DC-022-TOR-005 | Te0/0/0/18 | 10G SFP+ | 10000 | up | Server NIC
TN-DC-022-TOR-005 | Te0/0/0/19 | 10G SFP+ | 10000 | admin-down
TN-DC-022-TOR-005 | Te0/0/0/20 | 10G SFP+ | 10000 | admin-down
TN-DC-022-TOR-005 | Te0/0/0/21 | 10G SFP+ | 10000 | up | Server NIC
TN-DC-022-TOR-005 | Te0/0/0/22 | 10G SFP+ | 10000 | up | Server NIC
TN-DC-022-TOR-005 | Te0/0/0/23 | 10G SFP+ | 10000 | admin-down
TN-DC-022-TOR-005 | Hu0/0/1/0 | 100G QSFP28 | 100000 | admin-down
TN-DC-022-TOR-005 | Hu0/0/1/1 | 100G QSFP28 | 100000 | admin-down
TS-DC-023-PE-T4-01 | xe-0/0/0 | 10G SFP+ | 10000 | reserved
TS-DC-023-PE-T4-01 | xe-0/0/1 | 10G SFP+ | 10000 | up | Backhaul to HR-DC-011 | SFP-10G-LR
TS-DC-023-PE-T4-01 | xe-0/0/2 | 10G SFP+ | 10000 | up | Backhaul to WB-DC-017 | SFP-10G-LR
TS-DC-023-PE-T4-01 | xe-0/0/3 | 10G SFP+ | 10000 | up | Backhaul to DL-DC-009 | SFP-10G-LR
TS-DC-023-PE-T4-01 | xe-0/0/4 | 10G SFP+ | 10000 | up | Backhaul to MH-DC-004 | SFP-10G-LR
TS-DC-023-PE-T4-01 | xe-0/0/5 | 10G SFP+ | 10000 | up | Backhaul to WB-DC-016 | SFP-10G-LR
TS-DC-023-PE-T4-01 | xe-0/0/6 | 10G SFP+ | 10000 | up | Uplink to TS-DC-023-AGG-R01 | SFP-10G-LR
TS-DC-023-PE-T4-01 | xe-0/0/7 | 10G SFP+ | 10000 | admin-down
TS-DC-023-PE-T4-01 | xe-0/0/8 | 10G SFP+ | 10000 | admin-down
TS-DC-023-PE-T4-01 | xe-0/0/9 | 10G SFP+ | 10000 | admin-down
TS-DC-023-PE-T4-01 | xe-0/0/10 | 10G SFP+ | 10000 | admin-down
TS-DC-023-PE-T4-01 | xe-0/0/11 | 10G SFP+ | 10000 | admin-down
TS-DC-023-PE-T4-01 | et-0/1/0 | 100G QSFP28 | 100000 | up | Fabric to TS-DC-023-PE-T4-02 | QSFP28-100G-LR4
TS-DC-023-PE-T4-01 | et-0/1/1 | 100G QSFP28 | 100000 | up | Fabric to TS-DC-023-PE-T4-03 | QSFP28-100G-LR4
TS-DC-023-PE-T4-01 | et-0/1/2 | 100G QSFP28 | 100000 | up | Fabric to TS-DC-023-PE-T4-04 | QSFP28-100G-LR4
TS-DC-023-PE-T4-01 | et-0/1/3 | 100G QSFP28 | 100000 | admin-down
TS-DC-023-PE-T4-01 | ge-0/2/0 | 1G copper | 1000 | admin-down
TS-DC-023-PE-T4-01 | ge-0/2/1 | 1G copper | 1000 | admin-down
TS-DC-023-PE-T4-01 | ge-0/2/2 | 1G copper | 1000 | admin-down
TS-DC-023-PE-T4-01 | ge-0/2/3 | 1G copper | 1000 | admin-down
TS-DC-023-PE-T4-01 | ge-0/2/4 | 1G copper | 1000 | admin-down
TS-DC-023-PE-T4-01 | ge-0/2/5 | 1G copper | 1000 | admin-down
TS-DC-023-PE-T4-01 | ge-0/2/6 | 1G copper | 1000 | admin-down
TS-DC-023-PE-T4-01 | ge-0/2/7 | 1G copper | 1000 | admin-down
TS-DC-023-PE-T4-01 | ge-0/2/8 | 1G copper | 1000 | admin-down
TS-DC-023-PE-T4-01 | ge-0/2/9 | 1G copper | 1000 | admin-down
TS-DC-023-PE-T4-01 | ge-0/2/10 | 1G copper | 1000 | admin-down
TS-DC-023-PE-T4-01 | ge-0/2/11 | 1G copper | 1000 | admin-down
TS-DC-023-PE-T4-01 | ge-0/2/12 | 1G copper | 1000 | admin-down
TS-DC-023-PE-T4-01 | ge-0/2/13 | 1G copper | 1000 | admin-down
TS-DC-023-PE-T4-01 | ge-0/2/14 | 1G copper | 1000 | admin-down
TS-DC-023-PE-T4-01 | ge-0/2/15 | 1G copper | 1000 | admin-down
TS-DC-023-PE-T4-02 | xe-0/0/0 | 10G SFP+ | 10000 | reserved
TS-DC-023-PE-T4-02 | xe-0/0/1 | 10G SFP+ | 10000 | up | Backhaul to KA-DC-020 | SFP-10G-LR
TS-DC-023-PE-T4-02 | xe-0/0/2 | 10G SFP+ | 10000 | up | Backhaul to MH-DC-001 | SFP-10G-LR
TS-DC-023-PE-T4-02 | xe-0/0/3 | 10G SFP+ | 10000 | up | Backhaul to WB-DC-016 | SFP-10G-LR
TS-DC-023-PE-T4-02 | xe-0/0/4 | 10G SFP+ | 10000 | up | Backhaul to OD-DC-018 | SFP-10G-LR
TS-DC-023-PE-T4-02 | xe-0/0/5 | 10G SFP+ | 10000 | up | Backhaul to MH-DC-004 | SFP-10G-LR
TS-DC-023-PE-T4-02 | xe-0/0/6 | 10G SFP+ | 10000 | up | Uplink to TS-DC-023-AGG-R01 | SFP-10G-LR
TS-DC-023-PE-T4-02 | xe-0/0/7 | 10G SFP+ | 10000 | up | Uplink to TS-DC-023-AGG-R02 | SFP-10G-LR
TS-DC-023-PE-T4-02 | xe-0/0/8 | 10G SFP+ | 10000 | admin-down
TS-DC-023-PE-T4-02 | xe-0/0/9 | 10G SFP+ | 10000 | admin-down
TS-DC-023-PE-T4-02 | xe-0/0/10 | 10G SFP+ | 10000 | admin-down
TS-DC-023-PE-T4-02 | xe-0/0/11 | 10G SFP+ | 10000 | admin-down
TS-DC-023-PE-T4-02 | et-0/1/0 | 100G QSFP28 | 100000 | up | Fabric to TS-DC-023-PE-T4-01 | QSFP28-100G-LR4
TS-DC-023-PE-T4-02 | et-0/1/1 | 100G QSFP28 | 100000 | up | Fabric to TS-DC-023-PE-T4-03 | QSFP28-100G-LR4
TS-DC-023-PE-T4-02 | et-0/1/2 | 100G QSFP28 | 100000 | up | Fabric to TS-DC-023-PE-T4-04 | QSFP28-100G-LR4
TS-DC-023-PE-T4-02 | et-0/1/3 | 100G QSFP28 | 100000 | reserved
TS-DC-023-PE-T4-02 | ge-0/2/0 | 1G copper | 1000 | admin-down
TS-DC-023-PE-T4-02 | ge-0/2/1 | 1G copper | 1000 | admin-down
TS-DC-023-PE-T4-02 | ge-0/2/2 | 1G copper | 1000 | admin-down
TS-DC-023-PE-T4-02 | ge-0/2/3 | 1G copper | 1000 | admin-down
TS-DC-023-PE-T4-02 | ge-0/2/4 | 1G copper | 1000 | admin-down
TS-DC-023-PE-T4-02 | ge-0/2/5 | 1G copper | 1000 | reserved
TS-DC-023-PE-T4-02 | ge-0/2/6 | 1G copper | 1000 | admin-down
TS-DC-023-PE-T4-02 | ge-0/2/7 | 1G copper | 1000 | admin-down
TS-DC-023-PE-T4-02 | ge-0/2/8 | 1G copper | 1000 | admin-down
TS-DC-023-PE-T4-02 | ge-0/2/9 | 1G copper | 1000 | admin-down
TS-DC-023-PE-T4-02 | ge-0/2/10 | 1G copper | 1000 | admin-down
TS-DC-023-PE-T4-02 | ge-0/2/11 | 1G copper | 1000 | admin-down
TS-DC-023-PE-T4-02 | ge-0/2/12 | 1G copper | 1000 | admin-down
TS-DC-023-PE-T4-02 | ge-0/2/13 | 1G copper | 1000 | reserved
TS-DC-023-PE-T4-02 | ge-0/2/14 | 1G copper | 1000 | admin-down
TS-DC-023-PE-T4-02 | ge-0/2/15 | 1G copper | 1000 | admin-down
TS-DC-023-PE-T4-03 | Te0/0/0/0 | 10G SFP+ | 10000 | admin-down
TS-DC-023-PE-T4-03 | Te0/0/0/1 | 10G SFP+ | 10000 | up | Backhaul to PB-DC-012 | SFP-10G-LR
TS-DC-023-PE-T4-03 | Te0/0/0/2 | 10G SFP+ | 10000 | up | Backhaul to WB-DC-017 | SFP-10G-LR
TS-DC-023-PE-T4-03 | Te0/0/0/3 | 10G SFP+ | 10000 | up | Backhaul to WB-DC-017 | SFP-10G-LR
TS-DC-023-PE-T4-03 | Te0/0/0/4 | 10G SFP+ | 10000 | up | Backhaul to MH-DC-001 | SFP-10G-LR
TS-DC-023-PE-T4-03 | Te0/0/0/5 | 10G SFP+ | 10000 | up | Backhaul to HR-DC-011 | SFP-10G-LR
TS-DC-023-PE-T4-03 | Te0/0/0/6 | 10G SFP+ | 10000 | up | Uplink to TS-DC-023-AGG-R02 | SFP-10G-LR
TS-DC-023-PE-T4-03 | Te0/0/0/7 | 10G SFP+ | 10000 | admin-down
TS-DC-023-PE-T4-03 | Te0/0/0/8 | 10G SFP+ | 10000 | reserved
TS-DC-023-PE-T4-03 | Te0/0/0/9 | 10G SFP+ | 10000 | reserved
TS-DC-023-PE-T4-03 | Te0/0/0/10 | 10G SFP+ | 10000 | admin-down
TS-DC-023-PE-T4-03 | Te0/0/0/11 | 10G SFP+ | 10000 | admin-down
TS-DC-023-PE-T4-03 | Hu0/0/1/0 | 100G QSFP28 | 100000 | up | Fabric to TS-DC-023-PE-T4-01 | QSFP28-100G-LR4
TS-DC-023-PE-T4-03 | Hu0/0/1/1 | 100G QSFP28 | 100000 | up | Fabric to TS-DC-023-PE-T4-02 | QSFP28-100G-LR4
TS-DC-023-PE-T4-03 | Hu0/0/1/2 | 100G QSFP28 | 100000 | up | Fabric to TS-DC-023-PE-T4-04 | QSFP28-100G-LR4
TS-DC-023-PE-T4-03 | Hu0/0/1/3 | 100G QSFP28 | 100000 | admin-down
TS-DC-023-PE-T4-03 | Gi0/0/2/0 | 1G copper | 1000 | admin-down
TS-DC-023-PE-T4-03 | Gi0/0/2/1 | 1G copper | 1000 | reserved
TS-DC-023-PE-T4-03 | Gi0/0/2/2 | 1G copper | 1000 | admin-down
TS-DC-023-PE-T4-03 | Gi0/0/2/3 | 1G copper | 1000 | admin-down
TS-DC-023-PE-T4-03 | Gi0/0/2/4 | 1G copper | 1000 | admin-down
TS-DC-023-PE-T4-03 | Gi0/0/2/5 | 1G copper | 1000 | admin-down
TS-DC-023-PE-T4-03 | Gi0/0/2/6 | 1G copper | 1000 | admin-down
TS-DC-023-PE-T4-03 | Gi0/0/2/7 | 1G copper | 1000 | admin-down
TS-DC-023-PE-T4-03 | Gi0/0/2/8 | 1G copper | 1000 | admin-down
TS-DC-023-PE-T4-03 | Gi0/0/2/9 | 1G copper | 1000 | admin-down
TS-DC-023-PE-T4-03 | Gi0/0/2/10 | 1G copper | 1000 | admin-down
TS-DC-023-PE-T4-03 | Gi0/0/2/11 | 1G copper | 1000 | admin-down
TS-DC-023-PE-T4-03 | Gi0/0/2/12 | 1G copper | 1000 | admin-down
TS-DC-023-PE-T4-03 | Gi0/0/2/13 | 1G copper | 1000 | admin-down
TS-DC-023-PE-T4-03 | Gi0/0/2/14 | 1G copper | 1000 | reserved
TS-DC-023-PE-T4-03 | Gi0/0/2/15 | 1G copper | 1000 | admin-down
TS-DC-023-PE-T4-04 | Te0/0/0/0 | 10G SFP+ | 10000 | admin-down
TS-DC-023-PE-T4-04 | Te0/0/0/1 | 10G SFP+ | 10000 | up | Backhaul to MH-DC-001 | SFP-10G-LR
TS-DC-023-PE-T4-04 | Te0/0/0/2 | 10G SFP+ | 10000 | up | Backhaul to UP-DC-007 | SFP-10G-LR
TS-DC-023-PE-T4-04 | Te0/0/0/3 | 10G SFP+ | 10000 | up | Backhaul to MP-DC-014 | SFP-10G-LR
TS-DC-023-PE-T4-04 | Te0/0/0/4 | 10G SFP+ | 10000 | up | Backhaul to AP-DC-010 | SFP-10G-LR
TS-DC-023-PE-T4-04 | Te0/0/0/5 | 10G SFP+ | 10000 | up | Backhaul to KA-DC-020 | SFP-10G-LR
TS-DC-023-PE-T4-04 | Te0/0/0/6 | 10G SFP+ | 10000 | admin-down
TS-DC-023-PE-T4-04 | Te0/0/0/7 | 10G SFP+ | 10000 | admin-down
TS-DC-023-PE-T4-04 | Te0/0/0/8 | 10G SFP+ | 10000 | admin-down
TS-DC-023-PE-T4-04 | Te0/0/0/9 | 10G SFP+ | 10000 | admin-down
TS-DC-023-PE-T4-04 | Te0/0/0/10 | 10G SFP+ | 10000 | admin-down
TS-DC-023-PE-T4-04 | Te0/0/0/11 | 10G SFP+ | 10000 | admin-down
TS-DC-023-PE-T4-04 | Hu0/0/1/0 | 100G QSFP28 | 100000 | up | Fabric to TS-DC-023-PE-T4-01 | QSFP28-100G-LR4
TS-DC-023-PE-T4-04 | Hu0/0/1/1 | 100G QSFP28 | 100000 | up | Fabric to TS-DC-023-PE-T4-02 | QSFP28-100G-LR4
TS-DC-023-PE-T4-04 | Hu0/0/1/2 | 100G QSFP28 | 100000 | up | Fabric to TS-DC-023-PE-T4-03 | QSFP28-100G-LR4
TS-DC-023-PE-T4-04 | Hu0/0/1/3 | 100G QSFP28 | 100000 | admin-down
TS-DC-023-PE-T4-04 | Gi0/0/2/0 | 1G copper | 1000 | admin-down
TS-DC-023-PE-T4-04 | Gi0/0/2/1 | 1G copper | 1000 | admin-down
TS-DC-023-PE-T4-04 | Gi0/0/2/2 | 1G copper | 1000 | admin-down
TS-DC-023-PE-T4-04 | Gi0/0/2/3 | 1G copper | 1000 | admin-down
TS-DC-023-PE-T4-04 | Gi0/0/2/4 | 1G copper | 1000 | admin-down
TS-DC-023-PE-T4-04 | Gi0/0/2/5 | 1G copper | 1000 | admin-down
TS-DC-023-PE-T4-04 | Gi0/0/2/6 | 1G copper | 1000 | admin-down
TS-DC-023-PE-T4-04 | Gi0/0/2/7 | 1G copper | 1000 | admin-down
TS-DC-023-PE-T4-04 | Gi0/0/2/8 | 1G copper | 1000 | admin-down
TS-DC-023-PE-T4-04 | Gi0/0/2/9 | 1G copper | 1000 | admin-down
TS-DC-023-PE-T4-04 | Gi0/0/2/10 | 1G copper | 1000 | admin-down
TS-DC-023-PE-T4-04 | Gi0/0/2/11 | 1G copper | 1000 | admin-down
TS-DC-023-PE-T4-04 | Gi0/0/2/12 | 1G copper | 1000 | admin-down
TS-DC-023-PE-T4-04 | Gi0/0/2/13 | 1G copper | 1000 | admin-down
TS-DC-023-PE-T4-04 | Gi0/0/2/14 | 1G copper | 1000 | admin-down
TS-DC-023-PE-T4-04 | Gi0/0/2/15 | 1G copper | 1000 | admin-down
TS-DC-023-FW-01 | port1 | 10G SFP+ | 10000 | up | Uplink to TS-DC-023-AGG-R01 | SFP-10G-LR
TS-DC-023-FW-01 | port2 | 10G SFP+ | 10000 | up | Uplink to TS-DC-023-AGG-R02 | SFP-10G-LR
TS-DC-023-FW-01 | port3 | 10G SFP+ | 10000 | admin-down
TS-DC-023-FW-01 | port4 | 10G SFP+ | 10000 | admin-down
TS-DC-023-FW-01 | port5 | 10G SFP+ | 10000 | admin-down
TS-DC-023-FW-01 | port6 | 10G SFP+ | 10000 | admin-down
TS-DC-023-FW-01 | port7 | 10G SFP+ | 10000 | admin-down
TS-DC-023-FW-01 | port8 | 10G SFP+ | 10000 | admin-down
TS-DC-023-OLA-01 | 1-A-1 | 100G QSFP28 | 100000 | up | Uplink to TS-DC-023-AGG-R01 | QSFP28-100G-LR4
TS-DC-023-OLA-01 | 1-A-2 | 100G QSFP28 | 100000 | admin-down
TS-DC-023-OLA-01 | 1-A-3 | 100G QSFP28 | 100000 | admin-down
TS-DC-023-OLA-01 | 1-A-4 | 100G QSFP28 | 100000 | admin-down
TS-DC-023-OLA-01 | 1-A-5 | 100G QSFP28 | 100000 | admin-down
TS-DC-023-OLA-01 | 1-A-6 | 100G QSFP28 | 100000 | admin-down
TS-DC-023-OLA-01 | 1-A-7 | 100G QSFP28 | 100000 | admin-down
TS-DC-023-OLA-01 | 1-A-8 | 100G QSFP28 | 100000 | admin-down
TS-DC-023-OLA-02 | 1-A-1 | 100G QSFP28 | 100000 | up | Uplink to TS-DC-023-AGG-R02 | QSFP28-100G-LR4
TS-DC-023-OLA-02 | 1-A-2 | 100G QSFP28 | 100000 | admin-down
TS-DC-023-OLA-02 | 1-A-3 | 100G QSFP28 | 100000 | admin-down
TS-DC-023-OLA-02 | 1-A-4 | 100G QSFP28 | 100000 | admin-down
TS-DC-023-OLA-02 | 1-A-5 | 100G QSFP28 | 100000 | admin-down
TS-DC-023-OLA-02 | 1-A-6 | 100G QSFP28 | 100000 | admin-down
TS-DC-023-OLA-02 | 1-A-7 | 100G QSFP28 | 100000 | admin-down
TS-DC-023-OLA-02 | 1-A-8 | 100G QSFP28 | 100000 | admin-down
TS-DC-023-AGG-R01 | xe-0/0/0 | 10G SFP+ | 10000 | up | Uplink to TS-DC-023-FW-01 | SFP-10G-LR
TS-DC-023-AGG-R01 | xe-0/0/1 | 10G SFP+ | 10000 | up | Uplink to TS-DC-023-MMR-SW-01 | SFP-10G-LR
TS-DC-023-AGG-R01 | xe-0/0/2 | 10G SFP+ | 10000 | up | Uplink to TS-DC-023-MMR-SW-02 | SFP-10G-LR
TS-DC-023-AGG-R01 | xe-0/0/3 | 10G SFP+ | 10000 | up | Uplink to TS-DC-023-MMR-SW-03 | SFP-10G-LR
TS-DC-023-AGG-R01 | xe-0/0/4 | 10G SFP+ | 10000 | up | Uplink to TS-DC-023-MMR-SW-04 | SFP-10G-LR
TS-DC-023-AGG-R01 | xe-0/0/5 | 10G SFP+ | 10000 | up | Uplink to TS-DC-023-MMR-SW-05 | SFP-10G-LR
TS-DC-023-AGG-R01 | xe-0/0/6 | 10G SFP+ | 10000 | up | Uplink to TS-DC-023-MMR-SW-06 | SFP-10G-LR
TS-DC-023-AGG-R01 | xe-0/0/7 | 10G SFP+ | 10000 | up | Uplink to TS-DC-023-MMR-SW-07 | SFP-10G-LR
TS-DC-023-AGG-R01 | xe-0/0/8 | 10G SFP+ | 10000 | admin-down
TS-DC-023-AGG-R01 | xe-0/0/9 | 10G SFP+ | 10000 | admin-down
TS-DC-023-AGG-R01 | xe-0/0/10 | 10G SFP+ | 10000 | admin-down
TS-DC-023-AGG-R01 | xe-0/0/11 | 10G SFP+ | 10000 | admin-down
TS-DC-023-AGG-R01 | xe-0/0/12 | 10G SFP+ | 10000 | admin-down
TS-DC-023-AGG-R01 | xe-0/0/13 | 10G SFP+ | 10000 | admin-down
TS-DC-023-AGG-R01 | xe-0/0/14 | 10G SFP+ | 10000 | admin-down
TS-DC-023-AGG-R01 | xe-0/0/15 | 10G SFP+ | 10000 | admin-down
TS-DC-023-AGG-R01 | et-0/1/0 | 100G QSFP28 | 100000 | up | Uplink to TS-DC-023-PE-T4-01 | QSFP28-100G-LR4
TS-DC-023-AGG-R01 | et-0/1/1 | 100G QSFP28 | 100000 | up | Uplink to TS-DC-023-PE-T4-02 | QSFP28-100G-LR4
TS-DC-023-AGG-R01 | et-0/1/2 | 100G QSFP28 | 100000 | up | Uplink to TS-DC-023-OLA-01 | QSFP28-100G-LR4
TS-DC-023-AGG-R01 | et-0/1/3 | 100G QSFP28 | 100000 | admin-down
TS-DC-023-AGG-R01 | et-0/1/4 | 100G QSFP28 | 100000 | admin-down
TS-DC-023-AGG-R01 | et-0/1/5 | 100G QSFP28 | 100000 | admin-down
TS-DC-023-AGG-R01 | et-0/1/6 | 100G QSFP28 | 100000 | admin-down
TS-DC-023-AGG-R01 | et-0/1/7 | 100G QSFP28 | 100000 | admin-down
TS-DC-023-AGG-R02 | xe-0/0/0 | 10G SFP+ | 10000 | up | Uplink to TS-DC-023-FW-01 | SFP-10G-LR
TS-DC-023-AGG-R02 | xe-0/0/1 | 10G SFP+ | 10000 | up | Uplink to TS-DC-023-MMR-SW-01 | SFP-10G-LR
TS-DC-023-AGG-R02 | xe-0/0/2 | 10G SFP+ | 10000 | up | Uplink to TS-DC-023-MMR-SW-02 | SFP-10G-LR
TS-DC-023-AGG-R02 | xe-0/0/3 | 10G SFP+ | 10000 | up | Uplink to TS-DC-023-MMR-SW-03 | SFP-10G-LR
TS-DC-023-AGG-R02 | xe-0/0/4 | 10G SFP+ | 10000 | up | Uplink to TS-DC-023-MMR-SW-04 | SFP-10G-LR
TS-DC-023-AGG-R02 | xe-0/0/5 | 10G SFP+ | 10000 | up | Uplink to TS-DC-023-MMR-SW-05 | SFP-10G-LR
TS-DC-023-AGG-R02 | xe-0/0/6 | 10G SFP+ | 10000 | up | Uplink to TS-DC-023-MMR-SW-06 | SFP-10G-LR
TS-DC-023-AGG-R02 | xe-0/0/7 | 10G SFP+ | 10000 | up | Uplink to TS-DC-023-MMR-SW-07 | SFP-10G-LR
TS-DC-023-AGG-R02 | xe-0/0/8 | 10G SFP+ | 10000 | admin-down
TS-DC-023-AGG-R02 | xe-0/0/9 | 10G SFP+ | 10000 | admin-down
TS-DC-023-AGG-R02 | xe-0/0/10 | 10G SFP+ | 10000 | admin-down
TS-DC-023-AGG-R02 | xe-0/0/11 | 10G SFP+ | 10000 | admin-down
TS-DC-023-AGG-R02 | xe-0/0/12 | 10G SFP+ | 10000 | admin-down
TS-DC-023-AGG-R02 | xe-0/0/13 | 10G SFP+ | 10000 | admin-down
TS-DC-023-AGG-R02 | xe-0/0/14 | 10G SFP+ | 10000 | admin-down
TS-DC-023-AGG-R02 | xe-0/0/15 | 10G SFP+ | 10000 | admin-down
TS-DC-023-AGG-R02 | et-0/1/0 | 100G QSFP28 | 100000 | up | Uplink to TS-DC-023-PE-T4-02 | QSFP28-100G-LR4
TS-DC-023-AGG-R02 | et-0/1/1 | 100G QSFP28 | 100000 | up | Uplink to TS-DC-023-PE-T4-03 | QSFP28-100G-LR4
TS-DC-023-AGG-R02 | et-0/1/2 | 100G QSFP28 | 100000 | up | Uplink to TS-DC-023-OLA-02 | QSFP28-100G-LR4
TS-DC-023-AGG-R02 | et-0/1/3 | 100G QSFP28 | 100000 | admin-down
TS-DC-023-AGG-R02 | et-0/1/4 | 100G QSFP28 | 100000 | admin-down
TS-DC-023-AGG-R02 | et-0/1/5 | 100G QSFP28 | 100000 | admin-down
TS-DC-023-AGG-R02 | et-0/1/6 | 100G QSFP28 | 100000 | admin-down
TS-DC-023-AGG-R02 | et-0/1/7 | 100G QSFP28 | 100000 | admin-down
TS-DC-023-MMR-SW-01 | Ethernet1 | 10G SFP+ | 10000 | up | Access to TS-DC-023-TOR-001 | SFP-10G-LR
TS-DC-023-MMR-SW-01 | Ethernet2 | 10G SFP+ | 10000 | admin-down
TS-DC-023-MMR-SW-01 | Ethernet3 | 10G SFP+ | 10000 | up | Server NIC
TS-DC-023-MMR-SW-01 | Ethernet4 | 10G SFP+ | 10000 | admin-down
TS-DC-023-MMR-SW-01 | Ethernet5 | 10G SFP+ | 10000 | up | Server NIC
TS-DC-023-MMR-SW-01 | Ethernet6 | 10G SFP+ | 10000 | up | Server NIC
TS-DC-023-MMR-SW-01 | Ethernet7 | 10G SFP+ | 10000 | up | Server NIC
TS-DC-023-MMR-SW-01 | Ethernet8 | 10G SFP+ | 10000 | admin-down
TS-DC-023-MMR-SW-01 | Ethernet9 | 10G SFP+ | 10000 | up | Server NIC
TS-DC-023-MMR-SW-01 | Ethernet10 | 10G SFP+ | 10000 | up | Server NIC
TS-DC-023-MMR-SW-01 | Ethernet11 | 10G SFP+ | 10000 | admin-down
TS-DC-023-MMR-SW-01 | Ethernet12 | 10G SFP+ | 10000 | up | Server NIC
TS-DC-023-MMR-SW-01 | Ethernet13 | 10G SFP+ | 10000 | admin-down
TS-DC-023-MMR-SW-01 | Ethernet14 | 10G SFP+ | 10000 | admin-down
TS-DC-023-MMR-SW-01 | Ethernet15 | 10G SFP+ | 10000 | up | Server NIC
TS-DC-023-MMR-SW-01 | Ethernet16 | 10G SFP+ | 10000 | admin-down
TS-DC-023-MMR-SW-01 | Ethernet17 | 10G SFP+ | 10000 | up | Server NIC
TS-DC-023-MMR-SW-01 | Ethernet18 | 10G SFP+ | 10000 | up | Server NIC
TS-DC-023-MMR-SW-01 | Ethernet19 | 10G SFP+ | 10000 | up | Server NIC
TS-DC-023-MMR-SW-01 | Ethernet20 | 10G SFP+ | 10000 | admin-down
TS-DC-023-MMR-SW-01 | Ethernet21 | 10G SFP+ | 10000 | up | Server NIC
TS-DC-023-MMR-SW-01 | Ethernet22 | 10G SFP+ | 10000 | up | Server NIC
TS-DC-023-MMR-SW-01 | Ethernet23 | 10G SFP+ | 10000 | admin-down
TS-DC-023-MMR-SW-01 | Ethernet24 | 10G SFP+ | 10000 | up | Server NIC
TS-DC-023-MMR-SW-01 | Ethernet25 | 10G SFP+ | 10000 | up | Server NIC
TS-DC-023-MMR-SW-01 | Ethernet26 | 10G SFP+ | 10000 | admin-down
TS-DC-023-MMR-SW-01 | Ethernet27 | 10G SFP+ | 10000 | up | Server NIC
TS-DC-023-MMR-SW-01 | Ethernet28 | 10G SFP+ | 10000 | reserved
TS-DC-023-MMR-SW-01 | Ethernet29 | 10G SFP+ | 10000 | up | Server NIC
TS-DC-023-MMR-SW-01 | Ethernet30 | 10G SFP+ | 10000 | up | Server NIC
TS-DC-023-MMR-SW-01 | Ethernet31 | 10G SFP+ | 10000 | up | Server NIC
TS-DC-023-MMR-SW-01 | Ethernet32 | 10G SFP+ | 10000 | up | Server NIC
TS-DC-023-MMR-SW-01 | Ethernet33 | 10G SFP+ | 10000 | up | Server NIC
TS-DC-023-MMR-SW-01 | Ethernet34 | 10G SFP+ | 10000 | up | Server NIC
TS-DC-023-MMR-SW-01 | Ethernet35 | 10G SFP+ | 10000 | admin-down
TS-DC-023-MMR-SW-01 | Ethernet36 | 10G SFP+ | 10000 | admin-down
TS-DC-023-MMR-SW-01 | Ethernet37 | 10G SFP+ | 10000 | admin-down
TS-DC-023-MMR-SW-01 | Ethernet38 | 10G SFP+ | 10000 | up | Server NIC
TS-DC-023-MMR-SW-01 | Ethernet39 | 10G SFP+ | 10000 | up | Server NIC
TS-DC-023-MMR-SW-01 | Ethernet40 | 10G SFP+ | 10000 | up | Server NIC
TS-DC-023-MMR-SW-01 | Ethernet41 | 10G SFP+ | 10000 | up | Server NIC
TS-DC-023-MMR-SW-01 | Ethernet42 | 10G SFP+ | 10000 | admin-down
TS-DC-023-MMR-SW-01 | Ethernet43 | 10G SFP+ | 10000 | up | Server NIC
TS-DC-023-MMR-SW-01 | Ethernet44 | 10G SFP+ | 10000 | admin-down
TS-DC-023-MMR-SW-01 | Ethernet45 | 10G SFP+ | 10000 | admin-down
TS-DC-023-MMR-SW-01 | Ethernet46 | 10G SFP+ | 10000 | admin-down
TS-DC-023-MMR-SW-01 | Ethernet47 | 10G SFP+ | 10000 | admin-down
TS-DC-023-MMR-SW-01 | Ethernet48 | 10G SFP+ | 10000 | up | Server NIC
TS-DC-023-MMR-SW-01 | Ethernet49/1 | 100G QSFP28 | 100000 | up | Uplink to TS-DC-023-AGG-R01 | QSFP28-100G-LR4
TS-DC-023-MMR-SW-01 | Ethernet49/2 | 100G QSFP28 | 100000 | up | Uplink to TS-DC-023-AGG-R02 | QSFP28-100G-LR4
TS-DC-023-MMR-SW-01 | Ethernet49/3 | 100G QSFP28 | 100000 | admin-down
TS-DC-023-MMR-SW-01 | Ethernet49/4 | 100G QSFP28 | 100000 | admin-down
TS-DC-023-MMR-SW-02 | xe-0/0/0 | 10G SFP+ | 10000 | up | Access to TS-DC-023-TOR-001 | SFP-10G-LR
TS-DC-023-MMR-SW-02 | xe-0/0/1 | 10G SFP+ | 10000 | up | Access to TS-DC-023-TOR-002 | SFP-10G-LR
TS-DC-023-MMR-SW-02 | xe-0/0/2 | 10G SFP+ | 10000 | up | Server NIC
TS-DC-023-MMR-SW-02 | xe-0/0/3 | 10G SFP+ | 10000 | up | Server NIC
TS-DC-023-MMR-SW-02 | xe-0/0/4 | 10G SFP+ | 10000 | admin-down
TS-DC-023-MMR-SW-02 | xe-0/0/5 | 10G SFP+ | 10000 | up | Server NIC
TS-DC-023-MMR-SW-02 | xe-0/0/6 | 10G SFP+ | 10000 | up | Server NIC
TS-DC-023-MMR-SW-02 | xe-0/0/7 | 10G SFP+ | 10000 | admin-down
TS-DC-023-MMR-SW-02 | xe-0/0/8 | 10G SFP+ | 10000 | up | Server NIC
TS-DC-023-MMR-SW-02 | xe-0/0/9 | 10G SFP+ | 10000 | up | Server NIC
TS-DC-023-MMR-SW-02 | xe-0/0/10 | 10G SFP+ | 10000 | admin-down
TS-DC-023-MMR-SW-02 | xe-0/0/11 | 10G SFP+ | 10000 | up | Server NIC
TS-DC-023-MMR-SW-02 | xe-0/0/12 | 10G SFP+ | 10000 | admin-down
TS-DC-023-MMR-SW-02 | xe-0/0/13 | 10G SFP+ | 10000 | admin-down
TS-DC-023-MMR-SW-02 | xe-0/0/14 | 10G SFP+ | 10000 | up | Server NIC
TS-DC-023-MMR-SW-02 | xe-0/0/15 | 10G SFP+ | 10000 | admin-down
TS-DC-023-MMR-SW-02 | xe-0/0/16 | 10G SFP+ | 10000 | admin-down
TS-DC-023-MMR-SW-02 | xe-0/0/17 | 10G SFP+ | 10000 | up | Server NIC
TS-DC-023-MMR-SW-02 | xe-0/0/18 | 10G SFP+ | 10000 | up | Server NIC
TS-DC-023-MMR-SW-02 | xe-0/0/19 | 10G SFP+ | 10000 | reserved
TS-DC-023-MMR-SW-02 | xe-0/0/20 | 10G SFP+ | 10000 | admin-down
TS-DC-023-MMR-SW-02 | xe-0/0/21 | 10G SFP+ | 10000 | up | Server NIC
TS-DC-023-MMR-SW-02 | xe-0/0/22 | 10G SFP+ | 10000 | up | Server NIC
TS-DC-023-MMR-SW-02 | xe-0/0/23 | 10G SFP+ | 10000 | up | Server NIC
TS-DC-023-MMR-SW-02 | xe-0/0/24 | 10G SFP+ | 10000 | up | Server NIC
TS-DC-023-MMR-SW-02 | xe-0/0/25 | 10G SFP+ | 10000 | up | Server NIC
TS-DC-023-MMR-SW-02 | xe-0/0/26 | 10G SFP+ | 10000 | admin-down
TS-DC-023-MMR-SW-02 | xe-0/0/27 | 10G SFP+ | 10000 | up | Server NIC
TS-DC-023-MMR-SW-02 | xe-0/0/28 | 10G SFP+ | 10000 | up | Server NIC
TS-DC-023-MMR-SW-02 | xe-0/0/29 | 10G SFP+ | 10000 | up | Server NIC
TS-DC-023-MMR-SW-02 | xe-0/0/30 | 10G SFP+ | 10000 | admin-down
TS-DC-023-MMR-SW-02 | xe-0/0/31 | 10G SFP+ | 10000 | up | Server NIC
TS-DC-023-MMR-SW-02 | xe-0/0/32 | 10G SFP+ | 10000 | admin-down
TS-DC-023-MMR-SW-02 | xe-0/0/33 | 10G SFP+ | 10000 | admin-down
TS-DC-023-MMR-SW-02 | xe-0/0/34 | 10G SFP+ | 10000 | up | Server NIC
TS-DC-023-MMR-SW-02 | xe-0/0/35 | 10G SFP+ | 10000 | up | Server NIC
TS-DC-023-MMR-SW-02 | xe-0/0/36 | 10G SFP+ | 10000 | admin-down
TS-DC-023-MMR-SW-02 | xe-0/0/37 | 10G SFP+ | 10000 | up | Server NIC
TS-DC-023-MMR-SW-02 | xe-0/0/38 | 10G SFP+ | 10000 | admin-down
TS-DC-023-MMR-SW-02 | xe-0/0/39 | 10G SFP+ | 10000 | admin-down
TS-DC-023-MMR-SW-02 | xe-0/0/40 | 10G SFP+ | 10000 | up | Server NIC
TS-DC-023-MMR-SW-02 | xe-0/0/41 | 10G SFP+ | 10000 | up | Server NIC
TS-DC-023-MMR-SW-02 | xe-0/0/42 | 10G SFP+ | 10000 | up | Server NIC
TS-DC-023-MMR-SW-02 | xe-0/0/43 | 10G SFP+ | 10000 | admin-down
TS-DC-023-MMR-SW-02 | xe-0/0/44 | 10G SFP+ | 10000 | up | Server NIC
TS-DC-023-MMR-SW-02 | xe-0/0/45 | 10G SFP+ | 10000 | admin-down
TS-DC-023-MMR-SW-02 | xe-0/0/46 | 10G SFP+ | 10000 | up | Server NIC
TS-DC-023-MMR-SW-02 | xe-0/0/47 | 10G SFP+ | 10000 | up | Server NIC
TS-DC-023-MMR-SW-02 | et-0/1/0 | 100G QSFP28 | 100000 | up | Uplink to TS-DC-023-AGG-R02 | QSFP28-100G-LR4
TS-DC-023-MMR-SW-02 | et-0/1/1 | 100G QSFP28 | 100000 | up | Uplink to TS-DC-023-AGG-R01 | QSFP28-100G-LR4
TS-DC-023-MMR-SW-02 | et-0/1/2 | 100G QSFP28 | 100000 | admin-down
TS-DC-023-MMR-SW-02 | et-0/1/3 | 100G QSFP28 | 100000 | admin-down
TS-DC-023-MMR-SW-03 | Te0/0/0/0 | 10G SFP+ | 10000 | up | Access to TS-DC-023-TOR-002 | SFP-10G-LR
TS-DC-023-MMR-SW-03 | Te0/0/0/1 | 10G SFP+ | 10000 | up | Access to TS-DC-023-TOR-003 | SFP-10G-LR
TS-DC-023-MMR-SW-03 | Te0/0/0/2 | 10G SFP+ | 10000 | up | Server NIC
TS-DC-023-MMR-SW-03 | Te0/0/0/3 | 10G SFP+ | 10000 | admin-down
TS-DC-023-MMR-SW-03 | Te0/0/0/4 | 10G SFP+ | 10000 | up | Server NIC
TS-DC-023-MMR-SW-03 | Te0/0/0/5 | 10G SFP+ | 10000 | admin-down
TS-DC-023-MMR-SW-03 | Te0/0/0/6 | 10G SFP+ | 10000 | up | Server NIC
TS-DC-023-MMR-SW-03 | Te0/0/0/7 | 10G SFP+ | 10000 | up | Server NIC
TS-DC-023-MMR-SW-03 | Te0/0/0/8 | 10G SFP+ | 10000 | up | Server NIC
TS-DC-023-MMR-SW-03 | Te0/0/0/9 | 10G SFP+ | 10000 | admin-down
TS-DC-023-MMR-SW-03 | Te0/0/0/10 | 10G SFP+ | 10000 | admin-down
TS-DC-023-MMR-SW-03 | Te0/0/0/11 | 10G SFP+ | 10000 | up | Server NIC
TS-DC-023-MMR-SW-03 | Te0/0/0/12 | 10G SFP+ | 10000 | admin-down
TS-DC-023-MMR-SW-03 | Te0/0/0/13 | 10G SFP+ | 10000 | up | Server NIC
TS-DC-023-MMR-SW-03 | Te0/0/0/14 | 10G SFP+ | 10000 | up | Server NIC
TS-DC-023-MMR-SW-03 | Te0/0/0/15 | 10G SFP+ | 10000 | up | Server NIC
TS-DC-023-MMR-SW-03 | Te0/0/0/16 | 10G SFP+ | 10000 | admin-down
TS-DC-023-MMR-SW-03 | Te0/0/0/17 | 10G SFP+ | 10000 | up | Server NIC
TS-DC-023-MMR-SW-03 | Te0/0/0/18 | 10G SFP+ | 10000 | up | Server NIC
TS-DC-023-MMR-SW-03 | Te0/0/0/19 | 10G SFP+ | 10000 | up | Server NIC
TS-DC-023-MMR-SW-03 | Te0/0/0/20 | 10G SFP+ | 10000 | up | Server NIC
TS-DC-023-MMR-SW-03 | Te0/0/0/21 | 10G SFP+ | 10000 | admin-down
TS-DC-023-MMR-SW-03 | Te0/0/0/22 | 10G SFP+ | 10000 | up | Server NIC
TS-DC-023-MMR-SW-03 | Te0/0/0/23 | 10G SFP+ | 10000 | admin-down
TS-DC-023-MMR-SW-03 | Te0/0/0/24 | 10G SFP+ | 10000 | admin-down
TS-DC-023-MMR-SW-03 | Te0/0/0/25 | 10G SFP+ | 10000 | up | Server NIC
TS-DC-023-MMR-SW-03 | Te0/0/0/26 | 10G SFP+ | 10000 | up | Server NIC
TS-DC-023-MMR-SW-03 | Te0/0/0/27 | 10G SFP+ | 10000 | up | Server NIC
TS-DC-023-MMR-SW-03 | Te0/0/0/28 | 10G SFP+ | 10000 | reserved
TS-DC-023-MMR-SW-03 | Te0/0/0/29 | 10G SFP+ | 10000 | up | Server NIC
TS-DC-023-MMR-SW-03 | Te0/0/0/30 | 10G SFP+ | 10000 | admin-down
TS-DC-023-MMR-SW-03 | Te0/0/0/31 | 10G SFP+ | 10000 | up | Server NIC
TS-DC-023-MMR-SW-03 | Te0/0/0/32 | 10G SFP+ | 10000 | up | Server NIC
TS-DC-023-MMR-SW-03 | Te0/0/0/33 | 10G SFP+ | 10000 | up | Server NIC
TS-DC-023-MMR-SW-03 | Te0/0/0/34 | 10G SFP+ | 10000 | up | Server NIC
TS-DC-023-MMR-SW-03 | Te0/0/0/35 | 10G SFP+ | 10000 | up | Server NIC
TS-DC-023-MMR-SW-03 | Te0/0/0/36 | 10G SFP+ | 10000 | admin-down
TS-DC-023-MMR-SW-03 | Te0/0/0/37 | 10G SFP+ | 10000 | admin-down
TS-DC-023-MMR-SW-03 | Te0/0/0/38 | 10G SFP+ | 10000 | admin-down
TS-DC-023-MMR-SW-03 | Te0/0/0/39 | 10G SFP+ | 10000 | up | Server NIC
TS-DC-023-MMR-SW-03 | Te0/0/0/40 | 10G SFP+ | 10000 | up | Server NIC
TS-DC-023-MMR-SW-03 | Te0/0/0/41 | 10G SFP+ | 10000 | admin-down
TS-DC-023-MMR-SW-03 | Te0/0/0/42 | 10G SFP+ | 10000 | admin-down
TS-DC-023-MMR-SW-03 | Te0/0/0/43 | 10G SFP+ | 10000 | up | Server NIC
TS-DC-023-MMR-SW-03 | Te0/0/0/44 | 10G SFP+ | 10000 | admin-down
TS-DC-023-MMR-SW-03 | Te0/0/0/45 | 10G SFP+ | 10000 | up | Server NIC
TS-DC-023-MMR-SW-03 | Te0/0/0/46 | 10G SFP+ | 10000 | admin-down
TS-DC-023-MMR-SW-03 | Te0/0/0/47 | 10G SFP+ | 10000 | up | Server NIC
TS-DC-023-MMR-SW-03 | Hu0/0/1/0 | 100G QSFP28 | 100000 | up | Uplink to TS-DC-023-AGG-R01 | QSFP28-100G-LR4
TS-DC-023-MMR-SW-03 | Hu0/0/1/1 | 100G QSFP28 | 100000 | up | Uplink to TS-DC-023-AGG-R02 | QSFP28-100G-LR4
TS-DC-023-MMR-SW-03 | Hu0/0/1/2 | 100G QSFP28 | 100000 | admin-down
TS-DC-023-MMR-SW-03 | Hu0/0/1/3 | 100G QSFP28 | 100000 | admin-down
TS-DC-023-MMR-SW-04 | xe-0/0/0 | 10G SFP+ | 10000 | up | Access to TS-DC-023-TOR-003 | SFP-10G-LR
TS-DC-023-MMR-SW-04 | xe-0/0/1 | 10G SFP+ | 10000 | up | Access to TS-DC-023-TOR-004 | SFP-10G-LR
TS-DC-023-MMR-SW-04 | xe-0/0/2 | 10G SFP+ | 10000 | admin-down
TS-DC-023-MMR-SW-04 | xe-0/0/3 | 10G SFP+ | 10000 | admin-down
TS-DC-023-MMR-SW-04 | xe-0/0/4 | 10G SFP+ | 10000 | up | Server NIC
TS-DC-023-MMR-SW-04 | xe-0/0/5 | 10G SFP+ | 10000 | admin-down
TS-DC-023-MMR-SW-04 | xe-0/0/6 | 10G SFP+ | 10000 | admin-down
TS-DC-023-MMR-SW-04 | xe-0/0/7 | 10G SFP+ | 10000 | up | Server NIC
TS-DC-023-MMR-SW-04 | xe-0/0/8 | 10G SFP+ | 10000 | admin-down
TS-DC-023-MMR-SW-04 | xe-0/0/9 | 10G SFP+ | 10000 | up | Server NIC
TS-DC-023-MMR-SW-04 | xe-0/0/10 | 10G SFP+ | 10000 | admin-down
TS-DC-023-MMR-SW-04 | xe-0/0/11 | 10G SFP+ | 10000 | up | Server NIC
TS-DC-023-MMR-SW-04 | xe-0/0/12 | 10G SFP+ | 10000 | reserved
TS-DC-023-MMR-SW-04 | xe-0/0/13 | 10G SFP+ | 10000 | up | Server NIC
TS-DC-023-MMR-SW-04 | xe-0/0/14 | 10G SFP+ | 10000 | up | Server NIC
TS-DC-023-MMR-SW-04 | xe-0/0/15 | 10G SFP+ | 10000 | up | Server NIC
TS-DC-023-MMR-SW-04 | xe-0/0/16 | 10G SFP+ | 10000 | up | Server NIC
TS-DC-023-MMR-SW-04 | xe-0/0/17 | 10G SFP+ | 10000 | admin-down
TS-DC-023-MMR-SW-04 | xe-0/0/18 | 10G SFP+ | 10000 | admin-down
TS-DC-023-MMR-SW-04 | xe-0/0/19 | 10G SFP+ | 10000 | admin-down
TS-DC-023-MMR-SW-04 | xe-0/0/20 | 10G SFP+ | 10000 | up | Server NIC
TS-DC-023-MMR-SW-04 | xe-0/0/21 | 10G SFP+ | 10000 | up | Server NIC
TS-DC-023-MMR-SW-04 | xe-0/0/22 | 10G SFP+ | 10000 | up | Server NIC
TS-DC-023-MMR-SW-04 | xe-0/0/23 | 10G SFP+ | 10000 | up | Server NIC
TS-DC-023-MMR-SW-04 | xe-0/0/24 | 10G SFP+ | 10000 | up | Server NIC
TS-DC-023-MMR-SW-04 | xe-0/0/25 | 10G SFP+ | 10000 | up | Server NIC
TS-DC-023-MMR-SW-04 | xe-0/0/26 | 10G SFP+ | 10000 | up | Server NIC
TS-DC-023-MMR-SW-04 | xe-0/0/27 | 10G SFP+ | 10000 | up | Server NIC
TS-DC-023-MMR-SW-04 | xe-0/0/28 | 10G SFP+ | 10000 | up | Server NIC
TS-DC-023-MMR-SW-04 | xe-0/0/29 | 10G SFP+ | 10000 | up | Server NIC
TS-DC-023-MMR-SW-04 | xe-0/0/30 | 10G SFP+ | 10000 | up | Server NIC
TS-DC-023-MMR-SW-04 | xe-0/0/31 | 10G SFP+ | 10000 | up | Server NIC
TS-DC-023-MMR-SW-04 | xe-0/0/32 | 10G SFP+ | 10000 | up | Server NIC
TS-DC-023-MMR-SW-04 | xe-0/0/33 | 10G SFP+ | 10000 | up | Server NIC
TS-DC-023-MMR-SW-04 | xe-0/0/34 | 10G SFP+ | 10000 | admin-down
TS-DC-023-MMR-SW-04 | xe-0/0/35 | 10G SFP+ | 10000 | admin-down
TS-DC-023-MMR-SW-04 | xe-0/0/36 | 10G SFP+ | 10000 | admin-down
TS-DC-023-MMR-SW-04 | xe-0/0/37 | 10G SFP+ | 10000 | up | Server NIC
TS-DC-023-MMR-SW-04 | xe-0/0/38 | 10G SFP+ | 10000 | admin-down
TS-DC-023-MMR-SW-04 | xe-0/0/39 | 10G SFP+ | 10000 | up | Server NIC
TS-DC-023-MMR-SW-04 | xe-0/0/40 | 10G SFP+ | 10000 | admin-down
TS-DC-023-MMR-SW-04 | xe-0/0/41 | 10G SFP+ | 10000 | up | Server NIC
TS-DC-023-MMR-SW-04 | xe-0/0/42 | 10G SFP+ | 10000 | up | Server NIC
TS-DC-023-MMR-SW-04 | xe-0/0/43 | 10G SFP+ | 10000 | up | Server NIC
TS-DC-023-MMR-SW-04 | xe-0/0/44 | 10G SFP+ | 10000 | admin-down
TS-DC-023-MMR-SW-04 | xe-0/0/45 | 10G SFP+ | 10000 | up | Server NIC
TS-DC-023-MMR-SW-04 | xe-0/0/46 | 10G SFP+ | 10000 | up | Server NIC
TS-DC-023-MMR-SW-04 | xe-0/0/47 | 10G SFP+ | 10000 | up | Server NIC
TS-DC-023-MMR-SW-04 | et-0/1/0 | 100G QSFP28 | 100000 | up | Uplink to TS-DC-023-AGG-R02 | QSFP28-100G-LR4
TS-DC-023-MMR-SW-04 | et-0/1/1 | 100G QSFP28 | 100000 | up | Uplink to TS-DC-023-AGG-R01 | QSFP28-100G-LR4
TS-DC-023-MMR-SW-04 | et-0/1/2 | 100G QSFP28 | 100000 | admin-down
TS-DC-023-MMR-SW-04 | et-0/1/3 | 100G QSFP28 | 100000 | admin-down
TS-DC-023-MMR-SW-05 | Ethernet1 | 10G SFP+ | 10000 | up | Access to TS-DC-023-TOR-004 | SFP-10G-LR
TS-DC-023-MMR-SW-05 | Ethernet2 | 10G SFP+ | 10000 | up | Access to TS-DC-023-TOR-005 | SFP-10G-LR
TS-DC-023-MMR-SW-05 | Ethernet3 | 10G SFP+ | 10000 | admin-down
TS-DC-023-MMR-SW-05 | Ethernet4 | 10G SFP+ | 10000 | up | Server NIC
TS-DC-023-MMR-SW-05 | Ethernet5 | 10G SFP+ | 10000 | up | Server NIC
TS-DC-023-MMR-SW-05 | Ethernet6 | 10G SFP+ | 10000 | up | Server NIC
TS-DC-023-MMR-SW-05 | Ethernet7 | 10G SFP+ | 10000 | up | Server NIC
TS-DC-023-MMR-SW-05 | Ethernet8 | 10G SFP+ | 10000 | admin-down
TS-DC-023-MMR-SW-05 | Ethernet9 | 10G SFP+ | 10000 | up | Server NIC
TS-DC-023-MMR-SW-05 | Ethernet10 | 10G SFP+ | 10000 | admin-down
TS-DC-023-MMR-SW-05 | Ethernet11 | 10G SFP+ | 10000 | up | Server NIC
TS-DC-023-MMR-SW-05 | Ethernet12 | 10G SFP+ | 10000 | up | Server NIC
TS-DC-023-MMR-SW-05 | Ethernet13 | 10G SFP+ | 10000 | up | Server NIC
TS-DC-023-MMR-SW-05 | Ethernet14 | 10G SFP+ | 10000 | up | Server NIC
TS-DC-023-MMR-SW-05 | Ethernet15 | 10G SFP+ | 10000 | up | Server NIC
TS-DC-023-MMR-SW-05 | Ethernet16 | 10G SFP+ | 10000 | up | Server NIC
TS-DC-023-MMR-SW-05 | Ethernet17 | 10G SFP+ | 10000 | admin-down
TS-DC-023-MMR-SW-05 | Ethernet18 | 10G SFP+ | 10000 | admin-down
TS-DC-023-MMR-SW-05 | Ethernet19 | 10G SFP+ | 10000 | admin-down
TS-DC-023-MMR-SW-05 | Ethernet20 | 10G SFP+ | 10000 | up | Server NIC
TS-DC-023-MMR-SW-05 | Ethernet21 | 10G SFP+ | 10000 | admin-down
TS-DC-023-MMR-SW-05 | Ethernet22 | 10G SFP+ | 10000 | admin-down
TS-DC-023-MMR-SW-05 | Ethernet23 | 10G SFP+ | 10000 | admin-down
TS-DC-023-MMR-SW-05 | Ethernet24 | 10G SFP+ | 10000 | up | Server NIC
TS-DC-023-MMR-SW-05 | Ethernet25 | 10G SFP+ | 10000 | up | Server NIC
TS-DC-023-MMR-SW-05 | Ethernet26 | 10G SFP+ | 10000 | admin-down
TS-DC-023-MMR-SW-05 | Ethernet27 | 10G SFP+ | 10000 | up | Server NIC
TS-DC-023-MMR-SW-05 | Ethernet28 | 10G SFP+ | 10000 | up | Server NIC
TS-DC-023-MMR-SW-05 | Ethernet29 | 10G SFP+ | 10000 | up | Server NIC
TS-DC-023-MMR-SW-05 | Ethernet30 | 10G SFP+ | 10000 | up | Server NIC
TS-DC-023-MMR-SW-05 | Ethernet31 | 10G SFP+ | 10000 | admin-down
TS-DC-023-MMR-SW-05 | Ethernet32 | 10G SFP+ | 10000 | up | Server NIC
TS-DC-023-MMR-SW-05 | Ethernet33 | 10G SFP+ | 10000 | up | Server NIC
TS-DC-023-MMR-SW-05 | Ethernet34 | 10G SFP+ | 10000 | up | Server NIC
TS-DC-023-MMR-SW-05 | Ethernet35 | 10G SFP+ | 10000 | up | Server NIC
TS-DC-023-MMR-SW-05 | Ethernet36 | 10G SFP+ | 10000 | up | Server NIC
TS-DC-023-MMR-SW-05 | Ethernet37 | 10G SFP+ | 10000 | up | Server NIC
TS-DC-023-MMR-SW-05 | Ethernet38 | 10G SFP+ | 10000 | up | Server NIC
TS-DC-023-MMR-SW-05 | Ethernet39 | 10G SFP+ | 10000 | up | Server NIC
TS-DC-023-MMR-SW-05 | Ethernet40 | 10G SFP+ | 10000 | up | Server NIC
TS-DC-023-MMR-SW-05 | Ethernet41 | 10G SFP+ | 10000 | up | Server NIC
TS-DC-023-MMR-SW-05 | Ethernet42 | 10G SFP+ | 10000 | admin-down
TS-DC-023-MMR-SW-05 | Ethernet43 | 10G SFP+ | 10000 | up | Server NIC
TS-DC-023-MMR-SW-05 | Ethernet44 | 10G SFP+ | 10000 | up | Server NIC
TS-DC-023-MMR-SW-05 | Ethernet45 | 10G SFP+ | 10000 | up | Server NIC
TS-DC-023-MMR-SW-05 | Ethernet46 | 10G SFP+ | 10000 | admin-down
TS-DC-023-MMR-SW-05 | Ethernet47 | 10G SFP+ | 10000 | up | Server NIC
TS-DC-023-MMR-SW-05 | Ethernet48 | 10G SFP+ | 10000 | up | Server NIC
TS-DC-023-MMR-SW-05 | Ethernet49/1 | 100G QSFP28 | 100000 | up | Uplink to TS-DC-023-AGG-R01 | QSFP28-100G-LR4
TS-DC-023-MMR-SW-05 | Ethernet49/2 | 100G QSFP28 | 100000 | up | Uplink to TS-DC-023-AGG-R02 | QSFP28-100G-LR4
TS-DC-023-MMR-SW-05 | Ethernet49/3 | 100G QSFP28 | 100000 | admin-down
TS-DC-023-MMR-SW-05 | Ethernet49/4 | 100G QSFP28 | 100000 | admin-down
TS-DC-023-MMR-SW-06 | Te0/0/0/0 | 10G SFP+ | 10000 | up | Access to TS-DC-023-TOR-005 | SFP-10G-LR
TS-DC-023-MMR-SW-06 | Te0/0/0/1 | 10G SFP+ | 10000 | up | Server NIC
TS-DC-023-MMR-SW-06 | Te0/0/0/2 | 10G SFP+ | 10000 | up | Server NIC
TS-DC-023-MMR-SW-06 | Te0/0/0/3 | 10G SFP+ | 10000 | admin-down
TS-DC-023-MMR-SW-06 | Te0/0/0/4 | 10G SFP+ | 10000 | up | Server NIC
TS-DC-023-MMR-SW-06 | Te0/0/0/5 | 10G SFP+ | 10000 | up | Server NIC
TS-DC-023-MMR-SW-06 | Te0/0/0/6 | 10G SFP+ | 10000 | up | Server NIC
TS-DC-023-MMR-SW-06 | Te0/0/0/7 | 10G SFP+ | 10000 | up | Server NIC
TS-DC-023-MMR-SW-06 | Te0/0/0/8 | 10G SFP+ | 10000 | up | Server NIC
TS-DC-023-MMR-SW-06 | Te0/0/0/9 | 10G SFP+ | 10000 | reserved
TS-DC-023-MMR-SW-06 | Te0/0/0/10 | 10G SFP+ | 10000 | admin-down
TS-DC-023-MMR-SW-06 | Te0/0/0/11 | 10G SFP+ | 10000 | up | Server NIC
TS-DC-023-MMR-SW-06 | Te0/0/0/12 | 10G SFP+ | 10000 | up | Server NIC
TS-DC-023-MMR-SW-06 | Te0/0/0/13 | 10G SFP+ | 10000 | up | Server NIC
TS-DC-023-MMR-SW-06 | Te0/0/0/14 | 10G SFP+ | 10000 | up | Server NIC
TS-DC-023-MMR-SW-06 | Te0/0/0/15 | 10G SFP+ | 10000 | up | Server NIC
TS-DC-023-MMR-SW-06 | Te0/0/0/16 | 10G SFP+ | 10000 | admin-down
TS-DC-023-MMR-SW-06 | Te0/0/0/17 | 10G SFP+ | 10000 | up | Server NIC
TS-DC-023-MMR-SW-06 | Te0/0/0/18 | 10G SFP+ | 10000 | reserved
TS-DC-023-MMR-SW-06 | Te0/0/0/19 | 10G SFP+ | 10000 | up | Server NIC
TS-DC-023-MMR-SW-06 | Te0/0/0/20 | 10G SFP+ | 10000 | up | Server NIC
TS-DC-023-MMR-SW-06 | Te0/0/0/21 | 10G SFP+ | 10000 | up | Server NIC
TS-DC-023-MMR-SW-06 | Te0/0/0/22 | 10G SFP+ | 10000 | up | Server NIC
TS-DC-023-MMR-SW-06 | Te0/0/0/23 | 10G SFP+ | 10000 | up | Server NIC
TS-DC-023-MMR-SW-06 | Te0/0/0/24 | 10G SFP+ | 10000 | up | Server NIC
TS-DC-023-MMR-SW-06 | Te0/0/0/25 | 10G SFP+ | 10000 | up | Server NIC
TS-DC-023-MMR-SW-06 | Te0/0/0/26 | 10G SFP+ | 10000 | admin-down
TS-DC-023-MMR-SW-06 | Te0/0/0/27 | 10G SFP+ | 10000 | up | Server NIC
TS-DC-023-MMR-SW-06 | Te0/0/0/28 | 10G SFP+ | 10000 | admin-down
TS-DC-023-MMR-SW-06 | Te0/0/0/29 | 10G SFP+ | 10000 | up | Server NIC
TS-DC-023-MMR-SW-06 | Te0/0/0/30 | 10G SFP+ | 10000 | up | Server NIC
TS-DC-023-MMR-SW-06 | Te0/0/0/31 | 10G SFP+ | 10000 | up | Server NIC
TS-DC-023-MMR-SW-06 | Te0/0/0/32 | 10G SFP+ | 10000 | up | Server NIC
TS-DC-023-MMR-SW-06 | Te0/0/0/33 | 10G SFP+ | 10000 | up | Server NIC
TS-DC-023-MMR-SW-06 | Te0/0/0/34 | 10G SFP+ | 10000 | up | Server NIC
TS-DC-023-MMR-SW-06 | Te0/0/0/35 | 10G SFP+ | 10000 | up | Server NIC
TS-DC-023-MMR-SW-06 | Te0/0/0/36 | 10G SFP+ | 10000 | up | Server NIC
TS-DC-023-MMR-SW-06 | Te0/0/0/37 | 10G SFP+ | 10000 | admin-down
TS-DC-023-MMR-SW-06 | Te0/0/0/38 | 10G SFP+ | 10000 | admin-down
TS-DC-023-MMR-SW-06 | Te0/0/0/39 | 10G SFP+ | 10000 | admin-down
TS-DC-023-MMR-SW-06 | Te0/0/0/40 | 10G SFP+ | 10000 | up | Server NIC
TS-DC-023-MMR-SW-06 | Te0/0/0/41 | 10G SFP+ | 10000 | admin-down
TS-DC-023-MMR-SW-06 | Te0/0/0/42 | 10G SFP+ | 10000 | admin-down
TS-DC-023-MMR-SW-06 | Te0/0/0/43 | 10G SFP+ | 10000 | up | Server NIC
TS-DC-023-MMR-SW-06 | Te0/0/0/44 | 10G SFP+ | 10000 | admin-down
TS-DC-023-MMR-SW-06 | Te0/0/0/45 | 10G SFP+ | 10000 | up | Server NIC
TS-DC-023-MMR-SW-06 | Te0/0/0/46 | 10G SFP+ | 10000 | up | Server NIC
TS-DC-023-MMR-SW-06 | Te0/0/0/47 | 10G SFP+ | 10000 | up | Server NIC
TS-DC-023-MMR-SW-06 | Hu0/0/1/0 | 100G QSFP28 | 100000 | up | Uplink to TS-DC-023-AGG-R02 | QSFP28-100G-LR4
TS-DC-023-MMR-SW-06 | Hu0/0/1/1 | 100G QSFP28 | 100000 | up | Uplink to TS-DC-023-AGG-R01 | QSFP28-100G-LR4
TS-DC-023-MMR-SW-06 | Hu0/0/1/2 | 100G QSFP28 | 100000 | admin-down
TS-DC-023-MMR-SW-06 | Hu0/0/1/3 | 100G QSFP28 | 100000 | admin-down
TS-DC-023-MMR-SW-07 | Ethernet1 | 10G SFP+ | 10000 | admin-down
TS-DC-023-MMR-SW-07 | Ethernet2 | 10G SFP+ | 10000 | admin-down
TS-DC-023-MMR-SW-07 | Ethernet3 | 10G SFP+ | 10000 | up | Server NIC
TS-DC-023-MMR-SW-07 | Ethernet4 | 10G SFP+ | 10000 | up | Server NIC
TS-DC-023-MMR-SW-07 | Ethernet5 | 10G SFP+ | 10000 | up | Server NIC
TS-DC-023-MMR-SW-07 | Ethernet6 | 10G SFP+ | 10000 | admin-down
TS-DC-023-MMR-SW-07 | Ethernet7 | 10G SFP+ | 10000 | up | Server NIC
TS-DC-023-MMR-SW-07 | Ethernet8 | 10G SFP+ | 10000 | up | Server NIC
TS-DC-023-MMR-SW-07 | Ethernet9 | 10G SFP+ | 10000 | up | Server NIC
TS-DC-023-MMR-SW-07 | Ethernet10 | 10G SFP+ | 10000 | admin-down
TS-DC-023-MMR-SW-07 | Ethernet11 | 10G SFP+ | 10000 | up | Server NIC
TS-DC-023-MMR-SW-07 | Ethernet12 | 10G SFP+ | 10000 | admin-down
TS-DC-023-MMR-SW-07 | Ethernet13 | 10G SFP+ | 10000 | admin-down
TS-DC-023-MMR-SW-07 | Ethernet14 | 10G SFP+ | 10000 | admin-down
TS-DC-023-MMR-SW-07 | Ethernet15 | 10G SFP+ | 10000 | up | Server NIC
TS-DC-023-MMR-SW-07 | Ethernet16 | 10G SFP+ | 10000 | up | Server NIC
TS-DC-023-MMR-SW-07 | Ethernet17 | 10G SFP+ | 10000 | admin-down
TS-DC-023-MMR-SW-07 | Ethernet18 | 10G SFP+ | 10000 | up | Server NIC
TS-DC-023-MMR-SW-07 | Ethernet19 | 10G SFP+ | 10000 | up | Server NIC
TS-DC-023-MMR-SW-07 | Ethernet20 | 10G SFP+ | 10000 | admin-down
TS-DC-023-MMR-SW-07 | Ethernet21 | 10G SFP+ | 10000 | up | Server NIC
TS-DC-023-MMR-SW-07 | Ethernet22 | 10G SFP+ | 10000 | up | Server NIC
TS-DC-023-MMR-SW-07 | Ethernet23 | 10G SFP+ | 10000 | admin-down
TS-DC-023-MMR-SW-07 | Ethernet24 | 10G SFP+ | 10000 | up | Server NIC
TS-DC-023-MMR-SW-07 | Ethernet25 | 10G SFP+ | 10000 | up | Server NIC
TS-DC-023-MMR-SW-07 | Ethernet26 | 10G SFP+ | 10000 | admin-down
TS-DC-023-MMR-SW-07 | Ethernet27 | 10G SFP+ | 10000 | up | Server NIC
TS-DC-023-MMR-SW-07 | Ethernet28 | 10G SFP+ | 10000 | up | Server NIC
TS-DC-023-MMR-SW-07 | Ethernet29 | 10G SFP+ | 10000 | up | Server NIC
TS-DC-023-MMR-SW-07 | Ethernet30 | 10G SFP+ | 10000 | up | Server NIC
TS-DC-023-MMR-SW-07 | Ethernet31 | 10G SFP+ | 10000 | up | Server NIC
TS-DC-023-MMR-SW-07 | Ethernet32 | 10G SFP+ | 10000 | up | Server NIC
TS-DC-023-MMR-SW-07 | Ethernet33 | 10G SFP+ | 10000 | admin-down
TS-DC-023-MMR-SW-07 | Ethernet34 | 10G SFP+ | 10000 | admin-down
TS-DC-023-MMR-SW-07 | Ethernet35 | 10G SFP+ | 10000 | up | Server NIC
TS-DC-023-MMR-SW-07 | Ethernet36 | 10G SFP+ | 10000 | admin-down
TS-DC-023-MMR-SW-07 | Ethernet37 | 10G SFP+ | 10000 | up | Server NIC
TS-DC-023-MMR-SW-07 | Ethernet38 | 10G SFP+ | 10000 | up | Server NIC
TS-DC-023-MMR-SW-07 | Ethernet39 | 10G SFP+ | 10000 | up | Server NIC
TS-DC-023-MMR-SW-07 | Ethernet40 | 10G SFP+ | 10000 | up | Server NIC
TS-DC-023-MMR-SW-07 | Ethernet41 | 10G SFP+ | 10000 | up | Server NIC
TS-DC-023-MMR-SW-07 | Ethernet42 | 10G SFP+ | 10000 | admin-down
TS-DC-023-MMR-SW-07 | Ethernet43 | 10G SFP+ | 10000 | admin-down
TS-DC-023-MMR-SW-07 | Ethernet44 | 10G SFP+ | 10000 | up | Server NIC
TS-DC-023-MMR-SW-07 | Ethernet45 | 10G SFP+ | 10000 | up | Server NIC
TS-DC-023-MMR-SW-07 | Ethernet46 | 10G SFP+ | 10000 | up | Server NIC
TS-DC-023-MMR-SW-07 | Ethernet47 | 10G SFP+ | 10000 | up | Server NIC
TS-DC-023-MMR-SW-07 | Ethernet48 | 10G SFP+ | 10000 | up | Server NIC
TS-DC-023-MMR-SW-07 | Ethernet49/1 | 100G QSFP28 | 100000 | up | Uplink to TS-DC-023-AGG-R01 | QSFP28-100G-LR4
TS-DC-023-MMR-SW-07 | Ethernet49/2 | 100G QSFP28 | 100000 | up | Uplink to TS-DC-023-AGG-R02 | QSFP28-100G-LR4
TS-DC-023-MMR-SW-07 | Ethernet49/3 | 100G QSFP28 | 100000 | admin-down
TS-DC-023-MMR-SW-07 | Ethernet49/4 | 100G QSFP28 | 100000 | admin-down
TS-DC-023-TOR-001 | Ethernet1 | 10G SFP+ | 10000 | up | Access to TS-DC-023-MMR-SW-01 | SFP-10G-LR
TS-DC-023-TOR-001 | Ethernet2 | 10G SFP+ | 10000 | up | Access to TS-DC-023-MMR-SW-02 | SFP-10G-LR
TS-DC-023-TOR-001 | Ethernet3 | 10G SFP+ | 10000 | admin-down
TS-DC-023-TOR-001 | Ethernet4 | 10G SFP+ | 10000 | up | Server NIC
TS-DC-023-TOR-001 | Ethernet5 | 10G SFP+ | 10000 | up | Server NIC
TS-DC-023-TOR-001 | Ethernet6 | 10G SFP+ | 10000 | admin-down
TS-DC-023-TOR-001 | Ethernet7 | 10G SFP+ | 10000 | admin-down
TS-DC-023-TOR-001 | Ethernet8 | 10G SFP+ | 10000 | admin-down
TS-DC-023-TOR-001 | Ethernet9 | 10G SFP+ | 10000 | up | Server NIC
TS-DC-023-TOR-001 | Ethernet10 | 10G SFP+ | 10000 | admin-down
TS-DC-023-TOR-001 | Ethernet11 | 10G SFP+ | 10000 | admin-down
TS-DC-023-TOR-001 | Ethernet12 | 10G SFP+ | 10000 | up | Server NIC
TS-DC-023-TOR-001 | Ethernet13 | 10G SFP+ | 10000 | up | Server NIC
TS-DC-023-TOR-001 | Ethernet14 | 10G SFP+ | 10000 | up | Server NIC
TS-DC-023-TOR-001 | Ethernet15 | 10G SFP+ | 10000 | up | Server NIC
TS-DC-023-TOR-001 | Ethernet16 | 10G SFP+ | 10000 | up | Server NIC
TS-DC-023-TOR-001 | Ethernet17 | 10G SFP+ | 10000 | up | Server NIC
TS-DC-023-TOR-001 | Ethernet18 | 10G SFP+ | 10000 | up | Server NIC
TS-DC-023-TOR-001 | Ethernet19 | 10G SFP+ | 10000 | up | Server NIC
TS-DC-023-TOR-001 | Ethernet20 | 10G SFP+ | 10000 | up | Server NIC
TS-DC-023-TOR-001 | Ethernet21 | 10G SFP+ | 10000 | admin-down
TS-DC-023-TOR-001 | Ethernet22 | 10G SFP+ | 10000 | admin-down
TS-DC-023-TOR-001 | Ethernet23 | 10G SFP+ | 10000 | up | Server NIC
TS-DC-023-TOR-001 | Ethernet24 | 10G SFP+ | 10000 | admin-down
TS-DC-023-TOR-001 | Ethernet49/1 | 100G QSFP28 | 100000 | admin-down
TS-DC-023-TOR-001 | Ethernet49/2 | 100G QSFP28 | 100000 | admin-down
TS-DC-023-TOR-002 | xe-0/0/0 | 10G SFP+ | 10000 | up | Access to TS-DC-023-MMR-SW-02 | SFP-10G-LR
TS-DC-023-TOR-002 | xe-0/0/1 | 10G SFP+ | 10000 | up | Access to TS-DC-023-MMR-SW-03 | SFP-10G-LR
TS-DC-023-TOR-002 | xe-0/0/2 | 10G SFP+ | 10000 | up | Server NIC
TS-DC-023-TOR-002 | xe-0/0/3 | 10G SFP+ | 10000 | up | Server NIC
TS-DC-023-TOR-002 | xe-0/0/4 | 10G SFP+ | 10000 | admin-down
TS-DC-023-TOR-002 | xe-0/0/5 | 10G SFP+ | 10000 | up | Server NIC
TS-DC-023-TOR-002 | xe-0/0/6 | 10G SFP+ | 10000 | up | Server NIC
TS-DC-023-TOR-002 | xe-0/0/7 | 10G SFP+ | 10000 | up | Server NIC
TS-DC-023-TOR-002 | xe-0/0/8 | 10G SFP+ | 10000 | up | Server NIC
TS-DC-023-TOR-002 | xe-0/0/9 | 10G SFP+ | 10000 | up | Server NIC
TS-DC-023-TOR-002 | xe-0/0/10 | 10G SFP+ | 10000 | admin-down
TS-DC-023-TOR-002 | xe-0/0/11 | 10G SFP+ | 10000 | up | Server NIC
TS-DC-023-TOR-002 | xe-0/0/12 | 10G SFP+ | 10000 | admin-down
TS-DC-023-TOR-002 | xe-0/0/13 | 10G SFP+ | 10000 | admin-down
TS-DC-023-TOR-002 | xe-0/0/14 | 10G SFP+ | 10000 | up | Server NIC
TS-DC-023-TOR-002 | xe-0/0/15 | 10G SFP+ | 10000 | up | Server NIC
TS-DC-023-TOR-002 | xe-0/0/16 | 10G SFP+ | 10000 | reserved
TS-DC-023-TOR-002 | xe-0/0/17 | 10G SFP+ | 10000 | up | Server NIC
TS-DC-023-TOR-002 | xe-0/0/18 | 10G SFP+ | 10000 | up | Server NIC
TS-DC-023-TOR-002 | xe-0/0/19 | 10G SFP+ | 10000 | up | Server NIC
TS-DC-023-TOR-002 | xe-0/0/20 | 10G SFP+ | 10000 | admin-down
TS-DC-023-TOR-002 | xe-0/0/21 | 10G SFP+ | 10000 | up | Server NIC
TS-DC-023-TOR-002 | xe-0/0/22 | 10G SFP+ | 10000 | admin-down
TS-DC-023-TOR-002 | xe-0/0/23 | 10G SFP+ | 10000 | up | Server NIC
TS-DC-023-TOR-002 | et-0/1/0 | 100G QSFP28 | 100000 | admin-down
TS-DC-023-TOR-002 | et-0/1/1 | 100G QSFP28 | 100000 | admin-down
TS-DC-023-TOR-003 | xe-0/0/0 | 10G SFP+ | 10000 | up | Access to TS-DC-023-MMR-SW-03 | SFP-10G-LR
TS-DC-023-TOR-003 | xe-0/0/1 | 10G SFP+ | 10000 | up | Access to TS-DC-023-MMR-SW-04 | SFP-10G-LR
TS-DC-023-TOR-003 | xe-0/0/2 | 10G SFP+ | 10000 | admin-down
TS-DC-023-TOR-003 | xe-0/0/3 | 10G SFP+ | 10000 | admin-down
TS-DC-023-TOR-003 | xe-0/0/4 | 10G SFP+ | 10000 | up | Server NIC
TS-DC-023-TOR-003 | xe-0/0/5 | 10G SFP+ | 10000 | up | Server NIC
TS-DC-023-TOR-003 | xe-0/0/6 | 10G SFP+ | 10000 | up | Server NIC
TS-DC-023-TOR-003 | xe-0/0/7 | 10G SFP+ | 10000 | up | Server NIC
TS-DC-023-TOR-003 | xe-0/0/8 | 10G SFP+ | 10000 | admin-down
TS-DC-023-TOR-003 | xe-0/0/9 | 10G SFP+ | 10000 | up | Server NIC
TS-DC-023-TOR-003 | xe-0/0/10 | 10G SFP+ | 10000 | up | Server NIC
TS-DC-023-TOR-003 | xe-0/0/11 | 10G SFP+ | 10000 | up | Server NIC
TS-DC-023-TOR-003 | xe-0/0/12 | 10G SFP+ | 10000 | up | Server NIC
TS-DC-023-TOR-003 | xe-0/0/13 | 10G SFP+ | 10000 | up | Server NIC
TS-DC-023-TOR-003 | xe-0/0/14 | 10G SFP+ | 10000 | up | Server NIC
TS-DC-023-TOR-003 | xe-0/0/15 | 10G SFP+ | 10000 | up | Server NIC
TS-DC-023-TOR-003 | xe-0/0/16 | 10G SFP+ | 10000 | up | Server NIC
TS-DC-023-TOR-003 | xe-0/0/17 | 10G SFP+ | 10000 | admin-down
TS-DC-023-TOR-003 | xe-0/0/18 | 10G SFP+ | 10000 | up | Server NIC
TS-DC-023-TOR-003 | xe-0/0/19 | 10G SFP+ | 10000 | up | Server NIC
TS-DC-023-TOR-003 | xe-0/0/20 | 10G SFP+ | 10000 | up | Server NIC
TS-DC-023-TOR-003 | xe-0/0/21 | 10G SFP+ | 10000 | admin-down
TS-DC-023-TOR-003 | xe-0/0/22 | 10G SFP+ | 10000 | admin-down
TS-DC-023-TOR-003 | xe-0/0/23 | 10G SFP+ | 10000 | admin-down
TS-DC-023-TOR-003 | et-0/1/0 | 100G QSFP28 | 100000 | admin-down
TS-DC-023-TOR-003 | et-0/1/1 | 100G QSFP28 | 100000 | admin-down
TS-DC-023-TOR-004 | Ethernet1 | 10G SFP+ | 10000 | up | Access to TS-DC-023-MMR-SW-04 | SFP-10G-LR
TS-DC-023-TOR-004 | Ethernet2 | 10G SFP+ | 10000 | up | Access to TS-DC-023-MMR-SW-05 | SFP-10G-LR
TS-DC-023-TOR-004 | Ethernet3 | 10G SFP+ | 10000 | admin-down
TS-DC-023-TOR-004 | Ethernet4 | 10G SFP+ | 10000 | up | Server NIC
TS-DC-023-TOR-004 | Ethernet5 | 10G SFP+ | 10000 | up | Server NIC
TS-DC-023-TOR-004 | Ethernet6 | 10G SFP+ | 10000 | admin-down
TS-DC-023-TOR-004 | Ethernet7 | 10G SFP+ | 10000 | up | Server NIC
TS-DC-023-TOR-004 | Ethernet8 | 10G SFP+ | 10000 | up | Server NIC
TS-DC-023-TOR-004 | Ethernet9 | 10G SFP+ | 10000 | reserved
TS-DC-023-TOR-004 | Ethernet10 | 10G SFP+ | 10000 | up | Server NIC
TS-DC-023-TOR-004 | Ethernet11 | 10G SFP+ | 10000 | up | Server NIC
TS-DC-023-TOR-004 | Ethernet12 | 10G SFP+ | 10000 | up | Server NIC
TS-DC-023-TOR-004 | Ethernet13 | 10G SFP+ | 10000 | up | Server NIC
TS-DC-023-TOR-004 | Ethernet14 | 10G SFP+ | 10000 | up | Server NIC
TS-DC-023-TOR-004 | Ethernet15 | 10G SFP+ | 10000 | up | Server NIC
TS-DC-023-TOR-004 | Ethernet16 | 10G SFP+ | 10000 | admin-down
TS-DC-023-TOR-004 | Ethernet17 | 10G SFP+ | 10000 | up | Server NIC
TS-DC-023-TOR-004 | Ethernet18 | 10G SFP+ | 10000 | up | Server NIC
TS-DC-023-TOR-004 | Ethernet19 | 10G SFP+ | 10000 | up | Server NIC
TS-DC-023-TOR-004 | Ethernet20 | 10G SFP+ | 10000 | admin-down
TS-DC-023-TOR-004 | Ethernet21 | 10G SFP+ | 10000 | admin-down
TS-DC-023-TOR-004 | Ethernet22 | 10G SFP+ | 10000 | admin-down
TS-DC-023-TOR-004 | Ethernet23 | 10G SFP+ | 10000 | admin-down
TS-DC-023-TOR-004 | Ethernet24 | 10G SFP+ | 10000 | admin-down
TS-DC-023-TOR-004 | Ethernet49/1 | 100G QSFP28 | 100000 | admin-down
TS-DC-023-TOR-004 | Ethernet49/2 | 100G QSFP28 | 100000 | admin-down
TS-DC-023-TOR-005 | Te0/0/0/0 | 10G SFP+ | 10000 | up | Access to TS-DC-023-MMR-SW-05 | SFP-10G-LR
TS-DC-023-TOR-005 | Te0/0/0/1 | 10G SFP+ | 10000 | up | Access to TS-DC-023-MMR-SW-06 | SFP-10G-LR
TS-DC-023-TOR-005 | Te0/0/0/2 | 10G SFP+ | 10000 | admin-down
TS-DC-023-TOR-005 | Te0/0/0/3 | 10G SFP+ | 10000 | admin-down
TS-DC-023-TOR-005 | Te0/0/0/4 | 10G SFP+ | 10000 | reserved
TS-DC-023-TOR-005 | Te0/0/0/5 | 10G SFP+ | 10000 | up | Server NIC
TS-DC-023-TOR-005 | Te0/0/0/6 | 10G SFP+ | 10000 | up | Server NIC
TS-DC-023-TOR-005 | Te0/0/0/7 | 10G SFP+ | 10000 | admin-down
TS-DC-023-TOR-005 | Te0/0/0/8 | 10G SFP+ | 10000 | admin-down
TS-DC-023-TOR-005 | Te0/0/0/9 | 10G SFP+ | 10000 | up | Server NIC
TS-DC-023-TOR-005 | Te0/0/0/10 | 10G SFP+ | 10000 | up | Server NIC
TS-DC-023-TOR-005 | Te0/0/0/11 | 10G SFP+ | 10000 | up | Server NIC
TS-DC-023-TOR-005 | Te0/0/0/12 | 10G SFP+ | 10000 | up | Server NIC
TS-DC-023-TOR-005 | Te0/0/0/13 | 10G SFP+ | 10000 | admin-down
TS-DC-023-TOR-005 | Te0/0/0/14 | 10G SFP+ | 10000 | up | Server NIC
TS-DC-023-TOR-005 | Te0/0/0/15 | 10G SFP+ | 10000 | up | Server NIC
TS-DC-023-TOR-005 | Te0/0/0/16 | 10G SFP+ | 10000 | admin-down
TS-DC-023-TOR-005 | Te0/0/0/17 | 10G SFP+ | 10000 | up | Server NIC
TS-DC-023-TOR-005 | Te0/0/0/18 | 10G SFP+ | 10000 | admin-down
TS-DC-023-TOR-005 | Te0/0/0/19 | 10G SFP+ | 10000 | up | Server NIC
TS-DC-023-TOR-005 | Te0/0/0/20 | 10G SFP+ | 10000 | up | Server NIC
TS-DC-023-TOR-005 | Te0/0/0/21 | 10G SFP+ | 10000 | up | Server NIC
TS-DC-023-TOR-005 | Te0/0/0/22 | 10G SFP+ | 10000 | admin-down
TS-DC-023-TOR-005 | Te0/0/0/23 | 10G SFP+ | 10000 | admin-down
TS-DC-023-TOR-005 | Hu0/0/1/0 | 100G QSFP28 | 100000 | admin-down
TS-DC-023-TOR-005 | Hu0/0/1/1 | 100G QSFP28 | 100000 | admin-down
KL-DC-024-PE-T4-01 | xe-0/0/0 | 10G SFP+ | 10000 | admin-down
KL-DC-024-PE-T4-01 | xe-0/0/1 | 10G SFP+ | 10000 | up | Backhaul to PB-DC-012 | SFP-10G-LR
KL-DC-024-PE-T4-01 | xe-0/0/2 | 10G SFP+ | 10000 | up | Backhaul to MH-DC-002 | SFP-10G-LR
KL-DC-024-PE-T4-01 | xe-0/0/3 | 10G SFP+ | 10000 | up | Backhaul to KA-DC-020 | SFP-10G-LR
KL-DC-024-PE-T4-01 | xe-0/0/4 | 10G SFP+ | 10000 | up | Backhaul to DL-DC-009 | SFP-10G-LR
KL-DC-024-PE-T4-01 | xe-0/0/5 | 10G SFP+ | 10000 | up | Backhaul to MP-DC-014 | SFP-10G-LR
KL-DC-024-PE-T4-01 | xe-0/0/6 | 10G SFP+ | 10000 | up | Uplink to KL-DC-024-AGG-R01 | SFP-10G-LR
KL-DC-024-PE-T4-01 | xe-0/0/7 | 10G SFP+ | 10000 | reserved
KL-DC-024-PE-T4-01 | xe-0/0/8 | 10G SFP+ | 10000 | admin-down
KL-DC-024-PE-T4-01 | xe-0/0/9 | 10G SFP+ | 10000 | admin-down
KL-DC-024-PE-T4-01 | xe-0/0/10 | 10G SFP+ | 10000 | admin-down
KL-DC-024-PE-T4-01 | xe-0/0/11 | 10G SFP+ | 10000 | admin-down
KL-DC-024-PE-T4-01 | et-0/1/0 | 100G QSFP28 | 100000 | up | Fabric to KL-DC-024-PE-T4-02 | QSFP28-100G-LR4
KL-DC-024-PE-T4-01 | et-0/1/1 | 100G QSFP28 | 100000 | up | Fabric to KL-DC-024-PE-T4-03 | QSFP28-100G-LR4
KL-DC-024-PE-T4-01 | et-0/1/2 | 100G QSFP28 | 100000 | up | Fabric to KL-DC-024-PE-T4-04 | QSFP28-100G-LR4
KL-DC-024-PE-T4-01 | et-0/1/3 | 100G QSFP28 | 100000 | admin-down
KL-DC-024-PE-T4-01 | ge-0/2/0 | 1G copper | 1000 | admin-down
KL-DC-024-PE-T4-01 | ge-0/2/1 | 1G copper | 1000 | admin-down
KL-DC-024-PE-T4-01 | ge-0/2/2 | 1G copper | 1000 | admin-down
KL-DC-024-PE-T4-01 | ge-0/2/3 | 1G copper | 1000 | admin-down
KL-DC-024-PE-T4-01 | ge-0/2/4 | 1G copper | 1000 | admin-down
KL-DC-024-PE-T4-01 | ge-0/2/5 | 1G copper | 1000 | admin-down
KL-DC-024-PE-T4-01 | ge-0/2/6 | 1G copper | 1000 | reserved
KL-DC-024-PE-T4-01 | ge-0/2/7 | 1G copper | 1000 | admin-down
KL-DC-024-PE-T4-01 | ge-0/2/8 | 1G copper | 1000 | admin-down
KL-DC-024-PE-T4-01 | ge-0/2/9 | 1G copper | 1000 | admin-down
KL-DC-024-PE-T4-01 | ge-0/2/10 | 1G copper | 1000 | admin-down
KL-DC-024-PE-T4-01 | ge-0/2/11 | 1G copper | 1000 | admin-down
KL-DC-024-PE-T4-01 | ge-0/2/12 | 1G copper | 1000 | admin-down
KL-DC-024-PE-T4-01 | ge-0/2/13 | 1G copper | 1000 | admin-down
KL-DC-024-PE-T4-01 | ge-0/2/14 | 1G copper | 1000 | admin-down
KL-DC-024-PE-T4-01 | ge-0/2/15 | 1G copper | 1000 | admin-down
KL-DC-024-PE-T4-02 | xe-0/0/0 | 10G SFP+ | 10000 | admin-down
KL-DC-024-PE-T4-02 | xe-0/0/1 | 10G SFP+ | 10000 | up | Backhaul to MP-DC-014 | SFP-10G-LR
KL-DC-024-PE-T4-02 | xe-0/0/2 | 10G SFP+ | 10000 | up | Backhaul to AP-DC-010 | SFP-10G-LR
KL-DC-024-PE-T4-02 | xe-0/0/3 | 10G SFP+ | 10000 | up | Backhaul to WB-DC-017 | SFP-10G-LR
KL-DC-024-PE-T4-02 | xe-0/0/4 | 10G SFP+ | 10000 | up | Backhaul to UP-DC-006 | SFP-10G-LR
KL-DC-024-PE-T4-02 | xe-0/0/5 | 10G SFP+ | 10000 | up | Backhaul to MH-DC-003 | SFP-10G-LR
KL-DC-024-PE-T4-02 | xe-0/0/6 | 10G SFP+ | 10000 | up | Uplink to KL-DC-024-AGG-R01 | SFP-10G-LR
KL-DC-024-PE-T4-02 | xe-0/0/7 | 10G SFP+ | 10000 | up | Uplink to KL-DC-024-AGG-R02 | SFP-10G-LR
KL-DC-024-PE-T4-02 | xe-0/0/8 | 10G SFP+ | 10000 | admin-down
KL-DC-024-PE-T4-02 | xe-0/0/9 | 10G SFP+ | 10000 | admin-down
KL-DC-024-PE-T4-02 | xe-0/0/10 | 10G SFP+ | 10000 | admin-down
KL-DC-024-PE-T4-02 | xe-0/0/11 | 10G SFP+ | 10000 | admin-down
KL-DC-024-PE-T4-02 | et-0/1/0 | 100G QSFP28 | 100000 | up | Fabric to KL-DC-024-PE-T4-01 | QSFP28-100G-LR4
KL-DC-024-PE-T4-02 | et-0/1/1 | 100G QSFP28 | 100000 | up | Fabric to KL-DC-024-PE-T4-03 | QSFP28-100G-LR4
KL-DC-024-PE-T4-02 | et-0/1/2 | 100G QSFP28 | 100000 | up | Fabric to KL-DC-024-PE-T4-04 | QSFP28-100G-LR4
KL-DC-024-PE-T4-02 | et-0/1/3 | 100G QSFP28 | 100000 | reserved
KL-DC-024-PE-T4-02 | ge-0/2/0 | 1G copper | 1000 | admin-down
KL-DC-024-PE-T4-02 | ge-0/2/1 | 1G copper | 1000 | admin-down
KL-DC-024-PE-T4-02 | ge-0/2/2 | 1G copper | 1000 | admin-down
KL-DC-024-PE-T4-02 | ge-0/2/3 | 1G copper | 1000 | admin-down
KL-DC-024-PE-T4-02 | ge-0/2/4 | 1G copper | 1000 | admin-down
KL-DC-024-PE-T4-02 | ge-0/2/5 | 1G copper | 1000 | admin-down
KL-DC-024-PE-T4-02 | ge-0/2/6 | 1G copper | 1000 | admin-down
KL-DC-024-PE-T4-02 | ge-0/2/7 | 1G copper | 1000 | admin-down
KL-DC-024-PE-T4-02 | ge-0/2/8 | 1G copper | 1000 | admin-down
KL-DC-024-PE-T4-02 | ge-0/2/9 | 1G copper | 1000 | admin-down
KL-DC-024-PE-T4-02 | ge-0/2/10 | 1G copper | 1000 | admin-down
KL-DC-024-PE-T4-02 | ge-0/2/11 | 1G copper | 1000 | admin-down
KL-DC-024-PE-T4-02 | ge-0/2/12 | 1G copper | 1000 | admin-down
KL-DC-024-PE-T4-02 | ge-0/2/13 | 1G copper | 1000 | admin-down
KL-DC-024-PE-T4-02 | ge-0/2/14 | 1G copper | 1000 | admin-down
KL-DC-024-PE-T4-02 | ge-0/2/15 | 1G copper | 1000 | admin-down
KL-DC-024-PE-T4-03 | xe-0/0/0 | 10G SFP+ | 10000 | admin-down
KL-DC-024-PE-T4-03 | xe-0/0/1 | 10G SFP+ | 10000 | up | Backhaul to UP-DC-005 | SFP-10G-LR
KL-DC-024-PE-T4-03 | xe-0/0/2 | 10G SFP+ | 10000 | up | Backhaul to MH-DC-002 | SFP-10G-LR
KL-DC-024-PE-T4-03 | xe-0/0/3 | 10G SFP+ | 10000 | up | Backhaul to TN-DC-022 | SFP-10G-LR
KL-DC-024-PE-T4-03 | xe-0/0/4 | 10G SFP+ | 10000 | up | Backhaul to DL-DC-009 | SFP-10G-LR
KL-DC-024-PE-T4-03 | xe-0/0/5 | 10G SFP+ | 10000 | up | Backhaul to MH-DC-004 | SFP-10G-LR
KL-DC-024-PE-T4-03 | xe-0/0/6 | 10G SFP+ | 10000 | up | Uplink to KL-DC-024-AGG-R02 | SFP-10G-LR
KL-DC-024-PE-T4-03 | xe-0/0/7 | 10G SFP+ | 10000 | admin-down
KL-DC-024-PE-T4-03 | xe-0/0/8 | 10G SFP+ | 10000 | admin-down
KL-DC-024-PE-T4-03 | xe-0/0/9 | 10G SFP+ | 10000 | admin-down
KL-DC-024-PE-T4-03 | xe-0/0/10 | 10G SFP+ | 10000 | admin-down
KL-DC-024-PE-T4-03 | xe-0/0/11 | 10G SFP+ | 10000 | admin-down
KL-DC-024-PE-T4-03 | et-0/1/0 | 100G QSFP28 | 100000 | up | Fabric to KL-DC-024-PE-T4-01 | QSFP28-100G-LR4
KL-DC-024-PE-T4-03 | et-0/1/1 | 100G QSFP28 | 100000 | up | Fabric to KL-DC-024-PE-T4-02 | QSFP28-100G-LR4
KL-DC-024-PE-T4-03 | et-0/1/2 | 100G QSFP28 | 100000 | up | Fabric to KL-DC-024-PE-T4-04 | QSFP28-100G-LR4
KL-DC-024-PE-T4-03 | et-0/1/3 | 100G QSFP28 | 100000 | admin-down
KL-DC-024-PE-T4-03 | ge-0/2/0 | 1G copper | 1000 | admin-down
KL-DC-024-PE-T4-03 | ge-0/2/1 | 1G copper | 1000 | admin-down
KL-DC-024-PE-T4-03 | ge-0/2/2 | 1G copper | 1000 | admin-down
KL-DC-024-PE-T4-03 | ge-0/2/3 | 1G copper | 1000 | admin-down
KL-DC-024-PE-T4-03 | ge-0/2/4 | 1G copper | 1000 | admin-down
KL-DC-024-PE-T4-03 | ge-0/2/5 | 1G copper | 1000 | admin-down
KL-DC-024-PE-T4-03 | ge-0/2/6 | 1G copper | 1000 | reserved
KL-DC-024-PE-T4-03 | ge-0/2/7 | 1G copper | 1000 | admin-down
KL-DC-024-PE-T4-03 | ge-0/2/8 | 1G copper | 1000 | admin-down
KL-DC-024-PE-T4-03 | ge-0/2/9 | 1G copper | 1000 | admin-down
KL-DC-024-PE-T4-03 | ge-0/2/10 | 1G copper | 1000 | admin-down
KL-DC-024-PE-T4-03 | ge-0/2/11 | 1G copper | 1000 | admin-down
KL-DC-024-PE-T4-03 | ge-0/2/12 | 1G copper | 1000 | admin-down
KL-DC-024-PE-T4-03 | ge-0/2/13 | 1G copper | 1000 | admin-down
KL-DC-024-PE-T4-03 | ge-0/2/14 | 1G copper | 1000 | admin-down
KL-DC-024-PE-T4-03 | ge-0/2/15 | 1G copper | 1000 | admin-down
KL-DC-024-PE-T4-04 | xe-0/0/0 | 10G SFP+ | 10000 | admin-down
KL-DC-024-PE-T4-04 | xe-0/0/1 | 10G SFP+ | 10000 | up | Backhaul to KA-DC-008 | SFP-10G-LR
KL-DC-024-PE-T4-04 | xe-0/0/2 | 10G SFP+ | 10000 | up | Backhaul to MH-DC-001 | SFP-10G-LR
KL-DC-024-PE-T4-04 | xe-0/0/3 | 10G SFP+ | 10000 | up | Backhaul to AP-DC-010 | SFP-10G-LR
KL-DC-024-PE-T4-04 | xe-0/0/4 | 10G SFP+ | 10000 | up | Backhaul to KA-DC-020 | SFP-10G-LR
KL-DC-024-PE-T4-04 | xe-0/0/5 | 10G SFP+ | 10000 | up | Backhaul to AP-DC-010 | SFP-10G-LR
KL-DC-024-PE-T4-04 | xe-0/0/6 | 10G SFP+ | 10000 | admin-down
KL-DC-024-PE-T4-04 | xe-0/0/7 | 10G SFP+ | 10000 | admin-down
KL-DC-024-PE-T4-04 | xe-0/0/8 | 10G SFP+ | 10000 | admin-down
KL-DC-024-PE-T4-04 | xe-0/0/9 | 10G SFP+ | 10000 | admin-down
KL-DC-024-PE-T4-04 | xe-0/0/10 | 10G SFP+ | 10000 | admin-down
KL-DC-024-PE-T4-04 | xe-0/0/11 | 10G SFP+ | 10000 | admin-down
KL-DC-024-PE-T4-04 | et-0/1/0 | 100G QSFP28 | 100000 | up | Fabric to KL-DC-024-PE-T4-01 | QSFP28-100G-LR4
KL-DC-024-PE-T4-04 | et-0/1/1 | 100G QSFP28 | 100000 | up | Fabric to KL-DC-024-PE-T4-02 | QSFP28-100G-LR4
KL-DC-024-PE-T4-04 | et-0/1/2 | 100G QSFP28 | 100000 | up | Fabric to KL-DC-024-PE-T4-03 | QSFP28-100G-LR4
KL-DC-024-PE-T4-04 | et-0/1/3 | 100G QSFP28 | 100000 | admin-down
KL-DC-024-PE-T4-04 | ge-0/2/0 | 1G copper | 1000 | admin-down
KL-DC-024-PE-T4-04 | ge-0/2/1 | 1G copper | 1000 | admin-down
KL-DC-024-PE-T4-04 | ge-0/2/2 | 1G copper | 1000 | admin-down
KL-DC-024-PE-T4-04 | ge-0/2/3 | 1G copper | 1000 | admin-down
KL-DC-024-PE-T4-04 | ge-0/2/4 | 1G copper | 1000 | admin-down
KL-DC-024-PE-T4-04 | ge-0/2/5 | 1G copper | 1000 | admin-down
KL-DC-024-PE-T4-04 | ge-0/2/6 | 1G copper | 1000 | admin-down
KL-DC-024-PE-T4-04 | ge-0/2/7 | 1G copper | 1000 | admin-down
KL-DC-024-PE-T4-04 | ge-0/2/8 | 1G copper | 1000 | admin-down
KL-DC-024-PE-T4-04 | ge-0/2/9 | 1G copper | 1000 | reserved
KL-DC-024-PE-T4-04 | ge-0/2/10 | 1G copper | 1000 | admin-down
KL-DC-024-PE-T4-04 | ge-0/2/11 | 1G copper | 1000 | admin-down
KL-DC-024-PE-T4-04 | ge-0/2/12 | 1G copper | 1000 | admin-down
KL-DC-024-PE-T4-04 | ge-0/2/13 | 1G copper | 1000 | admin-down
KL-DC-024-PE-T4-04 | ge-0/2/14 | 1G copper | 1000 | admin-down
KL-DC-024-PE-T4-04 | ge-0/2/15 | 1G copper | 1000 | admin-down
KL-DC-024-FW-01 | port1 | 10G SFP+ | 10000 | up | Uplink to KL-DC-024-AGG-R01 | SFP-10G-LR
KL-DC-024-FW-01 | port2 | 10G SFP+ | 10000 | up | Uplink to KL-DC-024-AGG-R02 | SFP-10G-LR
KL-DC-024-FW-01 | port3 | 10G SFP+ | 10000 | admin-down
KL-DC-024-FW-01 | port4 | 10G SFP+ | 10000 | admin-down
KL-DC-024-FW-01 | port5 | 10G SFP+ | 10000 | admin-down
KL-DC-024-FW-01 | port6 | 10G SFP+ | 10000 | admin-down
KL-DC-024-FW-01 | port7 | 10G SFP+ | 10000 | admin-down
KL-DC-024-FW-01 | port8 | 10G SFP+ | 10000 | admin-down
KL-DC-024-OLA-01 | 1-A-1 | 100G QSFP28 | 100000 | up | Uplink to KL-DC-024-AGG-R01 | QSFP28-100G-LR4
KL-DC-024-OLA-01 | 1-A-2 | 100G QSFP28 | 100000 | admin-down
KL-DC-024-OLA-01 | 1-A-3 | 100G QSFP28 | 100000 | admin-down
KL-DC-024-OLA-01 | 1-A-4 | 100G QSFP28 | 100000 | admin-down
KL-DC-024-OLA-01 | 1-A-5 | 100G QSFP28 | 100000 | admin-down
KL-DC-024-OLA-01 | 1-A-6 | 100G QSFP28 | 100000 | admin-down
KL-DC-024-OLA-01 | 1-A-7 | 100G QSFP28 | 100000 | admin-down
KL-DC-024-OLA-01 | 1-A-8 | 100G QSFP28 | 100000 | admin-down
KL-DC-024-AGG-R01 | xe-0/0/0 | 10G SFP+ | 10000 | up | Uplink to KL-DC-024-FW-01 | SFP-10G-LR
KL-DC-024-AGG-R01 | xe-0/0/1 | 10G SFP+ | 10000 | up | Uplink to KL-DC-024-MMR-SW-01 | SFP-10G-LR
KL-DC-024-AGG-R01 | xe-0/0/2 | 10G SFP+ | 10000 | up | Uplink to KL-DC-024-MMR-SW-02 | SFP-10G-LR
KL-DC-024-AGG-R01 | xe-0/0/3 | 10G SFP+ | 10000 | up | Uplink to KL-DC-024-MMR-SW-03 | SFP-10G-LR
KL-DC-024-AGG-R01 | xe-0/0/4 | 10G SFP+ | 10000 | up | Uplink to KL-DC-024-MMR-SW-04 | SFP-10G-LR
KL-DC-024-AGG-R01 | xe-0/0/5 | 10G SFP+ | 10000 | admin-down
KL-DC-024-AGG-R01 | xe-0/0/6 | 10G SFP+ | 10000 | admin-down
KL-DC-024-AGG-R01 | xe-0/0/7 | 10G SFP+ | 10000 | admin-down
KL-DC-024-AGG-R01 | xe-0/0/8 | 10G SFP+ | 10000 | admin-down
KL-DC-024-AGG-R01 | xe-0/0/9 | 10G SFP+ | 10000 | admin-down
KL-DC-024-AGG-R01 | xe-0/0/10 | 10G SFP+ | 10000 | admin-down
KL-DC-024-AGG-R01 | xe-0/0/11 | 10G SFP+ | 10000 | admin-down
KL-DC-024-AGG-R01 | xe-0/0/12 | 10G SFP+ | 10000 | admin-down
KL-DC-024-AGG-R01 | xe-0/0/13 | 10G SFP+ | 10000 | admin-down
KL-DC-024-AGG-R01 | xe-0/0/14 | 10G SFP+ | 10000 | admin-down
KL-DC-024-AGG-R01 | xe-0/0/15 | 10G SFP+ | 10000 | admin-down
KL-DC-024-AGG-R01 | et-0/1/0 | 100G QSFP28 | 100000 | up | Uplink to KL-DC-024-PE-T4-01 | QSFP28-100G-LR4
KL-DC-024-AGG-R01 | et-0/1/1 | 100G QSFP28 | 100000 | up | Uplink to KL-DC-024-PE-T4-02 | QSFP28-100G-LR4
KL-DC-024-AGG-R01 | et-0/1/2 | 100G QSFP28 | 100000 | up | Uplink to KL-DC-024-OLA-01 | QSFP28-100G-LR4
KL-DC-024-AGG-R01 | et-0/1/3 | 100G QSFP28 | 100000 | admin-down
KL-DC-024-AGG-R01 | et-0/1/4 | 100G QSFP28 | 100000 | admin-down
KL-DC-024-AGG-R01 | et-0/1/5 | 100G QSFP28 | 100000 | admin-down
KL-DC-024-AGG-R01 | et-0/1/6 | 100G QSFP28 | 100000 | admin-down
KL-DC-024-AGG-R01 | et-0/1/7 | 100G QSFP28 | 100000 | reserved
KL-DC-024-AGG-R02 | xe-0/0/0 | 10G SFP+ | 10000 | up | Uplink to KL-DC-024-FW-01 | SFP-10G-LR
KL-DC-024-AGG-R02 | xe-0/0/1 | 10G SFP+ | 10000 | up | Uplink to KL-DC-024-MMR-SW-01 | SFP-10G-LR
KL-DC-024-AGG-R02 | xe-0/0/2 | 10G SFP+ | 10000 | up | Uplink to KL-DC-024-MMR-SW-02 | SFP-10G-LR
KL-DC-024-AGG-R02 | xe-0/0/3 | 10G SFP+ | 10000 | up | Uplink to KL-DC-024-MMR-SW-03 | SFP-10G-LR
KL-DC-024-AGG-R02 | xe-0/0/4 | 10G SFP+ | 10000 | up | Uplink to KL-DC-024-MMR-SW-04 | SFP-10G-LR
KL-DC-024-AGG-R02 | xe-0/0/5 | 10G SFP+ | 10000 | admin-down
KL-DC-024-AGG-R02 | xe-0/0/6 | 10G SFP+ | 10000 | admin-down
KL-DC-024-AGG-R02 | xe-0/0/7 | 10G SFP+ | 10000 | admin-down
KL-DC-024-AGG-R02 | xe-0/0/8 | 10G SFP+ | 10000 | admin-down
KL-DC-024-AGG-R02 | xe-0/0/9 | 10G SFP+ | 10000 | admin-down
KL-DC-024-AGG-R02 | xe-0/0/10 | 10G SFP+ | 10000 | admin-down
KL-DC-024-AGG-R02 | xe-0/0/11 | 10G SFP+ | 10000 | admin-down
KL-DC-024-AGG-R02 | xe-0/0/12 | 10G SFP+ | 10000 | admin-down
KL-DC-024-AGG-R02 | xe-0/0/13 | 10G SFP+ | 10000 | admin-down
KL-DC-024-AGG-R02 | xe-0/0/14 | 10G SFP+ | 10000 | admin-down
KL-DC-024-AGG-R02 | xe-0/0/15 | 10G SFP+ | 10000 | admin-down
KL-DC-024-AGG-R02 | et-0/1/0 | 100G QSFP28 | 100000 | up | Uplink to KL-DC-024-PE-T4-02 | QSFP28-100G-LR4
KL-DC-024-AGG-R02 | et-0/1/1 | 100G QSFP28 | 100000 | up | Uplink to KL-DC-024-PE-T4-03 | QSFP28-100G-LR4
KL-DC-024-AGG-R02 | et-0/1/2 | 100G QSFP28 | 100000 | admin-down
KL-DC-024-AGG-R02 | et-0/1/3 | 100G QSFP28 | 100000 | admin-down
KL-DC-024-AGG-R02 | et-0/1/4 | 100G QSFP28 | 100000 | reserved
KL-DC-024-AGG-R02 | et-0/1/5 | 100G QSFP28 | 100000 | admin-down
KL-DC-024-AGG-R02 | et-0/1/6 | 100G QSFP28 | 100000 | admin-down
KL-DC-024-AGG-R02 | et-0/1/7 | 100G QSFP28 | 100000 | admin-down
KL-DC-024-MMR-SW-01 | Te0/0/0/0 | 10G SFP+ | 10000 | up | Access to KL-DC-024-TOR-001 | SFP-10G-LR
KL-DC-024-MMR-SW-01 | Te0/0/0/1 | 10G SFP+ | 10000 | up | Server NIC
KL-DC-024-MMR-SW-01 | Te0/0/0/2 | 10G SFP+ | 10000 | up | Server NIC
KL-DC-024-MMR-SW-01 | Te0/0/0/3 | 10G SFP+ | 10000 | up | Server NIC
KL-DC-024-MMR-SW-01 | Te0/0/0/4 | 10G SFP+ | 10000 | up | Server NIC
KL-DC-024-MMR-SW-01 | Te0/0/0/5 | 10G SFP+ | 10000 | up | Server NIC
KL-DC-024-MMR-SW-01 | Te0/0/0/6 | 10G SFP+ | 10000 | up | Server NIC
KL-DC-024-MMR-SW-01 | Te0/0/0/7 | 10G SFP+ | 10000 | admin-down
KL-DC-024-MMR-SW-01 | Te0/0/0/8 | 10G SFP+ | 10000 | admin-down
KL-DC-024-MMR-SW-01 | Te0/0/0/9 | 10G SFP+ | 10000 | up | Server NIC
KL-DC-024-MMR-SW-01 | Te0/0/0/10 | 10G SFP+ | 10000 | admin-down
KL-DC-024-MMR-SW-01 | Te0/0/0/11 | 10G SFP+ | 10000 | up | Server NIC
KL-DC-024-MMR-SW-01 | Te0/0/0/12 | 10G SFP+ | 10000 | admin-down
KL-DC-024-MMR-SW-01 | Te0/0/0/13 | 10G SFP+ | 10000 | up | Server NIC
KL-DC-024-MMR-SW-01 | Te0/0/0/14 | 10G SFP+ | 10000 | reserved
KL-DC-024-MMR-SW-01 | Te0/0/0/15 | 10G SFP+ | 10000 | up | Server NIC
KL-DC-024-MMR-SW-01 | Te0/0/0/16 | 10G SFP+ | 10000 | admin-down
KL-DC-024-MMR-SW-01 | Te0/0/0/17 | 10G SFP+ | 10000 | up | Server NIC
KL-DC-024-MMR-SW-01 | Te0/0/0/18 | 10G SFP+ | 10000 | up | Server NIC
KL-DC-024-MMR-SW-01 | Te0/0/0/19 | 10G SFP+ | 10000 | admin-down
KL-DC-024-MMR-SW-01 | Te0/0/0/20 | 10G SFP+ | 10000 | admin-down
KL-DC-024-MMR-SW-01 | Te0/0/0/21 | 10G SFP+ | 10000 | admin-down
KL-DC-024-MMR-SW-01 | Te0/0/0/22 | 10G SFP+ | 10000 | admin-down
KL-DC-024-MMR-SW-01 | Te0/0/0/23 | 10G SFP+ | 10000 | up | Server NIC
KL-DC-024-MMR-SW-01 | Te0/0/0/24 | 10G SFP+ | 10000 | admin-down
KL-DC-024-MMR-SW-01 | Te0/0/0/25 | 10G SFP+ | 10000 | up | Server NIC
KL-DC-024-MMR-SW-01 | Te0/0/0/26 | 10G SFP+ | 10000 | up | Server NIC
KL-DC-024-MMR-SW-01 | Te0/0/0/27 | 10G SFP+ | 10000 | up | Server NIC
KL-DC-024-MMR-SW-01 | Te0/0/0/28 | 10G SFP+ | 10000 | admin-down
KL-DC-024-MMR-SW-01 | Te0/0/0/29 | 10G SFP+ | 10000 | admin-down
KL-DC-024-MMR-SW-01 | Te0/0/0/30 | 10G SFP+ | 10000 | admin-down
KL-DC-024-MMR-SW-01 | Te0/0/0/31 | 10G SFP+ | 10000 | up | Server NIC
KL-DC-024-MMR-SW-01 | Te0/0/0/32 | 10G SFP+ | 10000 | up | Server NIC
KL-DC-024-MMR-SW-01 | Te0/0/0/33 | 10G SFP+ | 10000 | up | Server NIC
KL-DC-024-MMR-SW-01 | Te0/0/0/34 | 10G SFP+ | 10000 | up | Server NIC
KL-DC-024-MMR-SW-01 | Te0/0/0/35 | 10G SFP+ | 10000 | admin-down
KL-DC-024-MMR-SW-01 | Te0/0/0/36 | 10G SFP+ | 10000 | up | Server NIC
KL-DC-024-MMR-SW-01 | Te0/0/0/37 | 10G SFP+ | 10000 | up | Server NIC
KL-DC-024-MMR-SW-01 | Te0/0/0/38 | 10G SFP+ | 10000 | admin-down
KL-DC-024-MMR-SW-01 | Te0/0/0/39 | 10G SFP+ | 10000 | up | Server NIC
KL-DC-024-MMR-SW-01 | Te0/0/0/40 | 10G SFP+ | 10000 | up | Server NIC
KL-DC-024-MMR-SW-01 | Te0/0/0/41 | 10G SFP+ | 10000 | admin-down
KL-DC-024-MMR-SW-01 | Te0/0/0/42 | 10G SFP+ | 10000 | up | Server NIC
KL-DC-024-MMR-SW-01 | Te0/0/0/43 | 10G SFP+ | 10000 | admin-down
KL-DC-024-MMR-SW-01 | Te0/0/0/44 | 10G SFP+ | 10000 | admin-down
KL-DC-024-MMR-SW-01 | Te0/0/0/45 | 10G SFP+ | 10000 | up | Server NIC
KL-DC-024-MMR-SW-01 | Te0/0/0/46 | 10G SFP+ | 10000 | admin-down
KL-DC-024-MMR-SW-01 | Te0/0/0/47 | 10G SFP+ | 10000 | admin-down
KL-DC-024-MMR-SW-01 | Hu0/0/1/0 | 100G QSFP28 | 100000 | up | Uplink to KL-DC-024-AGG-R01 | QSFP28-100G-LR4
KL-DC-024-MMR-SW-01 | Hu0/0/1/1 | 100G QSFP28 | 100000 | up | Uplink to KL-DC-024-AGG-R02 | QSFP28-100G-LR4
KL-DC-024-MMR-SW-01 | Hu0/0/1/2 | 100G QSFP28 | 100000 | admin-down
KL-DC-024-MMR-SW-01 | Hu0/0/1/3 | 100G QSFP28 | 100000 | admin-down
KL-DC-024-MMR-SW-02 | xe-0/0/0 | 10G SFP+ | 10000 | up | Access to KL-DC-024-TOR-001 | SFP-10G-LR
KL-DC-024-MMR-SW-02 | xe-0/0/1 | 10G SFP+ | 10000 | up | Access to KL-DC-024-TOR-002 | SFP-10G-LR
KL-DC-024-MMR-SW-02 | xe-0/0/2 | 10G SFP+ | 10000 | admin-down
KL-DC-024-MMR-SW-02 | xe-0/0/3 | 10G SFP+ | 10000 | admin-down
KL-DC-024-MMR-SW-02 | xe-0/0/4 | 10G SFP+ | 10000 | up | Server NIC
KL-DC-024-MMR-SW-02 | xe-0/0/5 | 10G SFP+ | 10000 | up | Server NIC
KL-DC-024-MMR-SW-02 | xe-0/0/6 | 10G SFP+ | 10000 | up | Server NIC
KL-DC-024-MMR-SW-02 | xe-0/0/7 | 10G SFP+ | 10000 | up | Server NIC
KL-DC-024-MMR-SW-02 | xe-0/0/8 | 10G SFP+ | 10000 | up | Server NIC
KL-DC-024-MMR-SW-02 | xe-0/0/9 | 10G SFP+ | 10000 | up | Server NIC
KL-DC-024-MMR-SW-02 | xe-0/0/10 | 10G SFP+ | 10000 | admin-down
KL-DC-024-MMR-SW-02 | xe-0/0/11 | 10G SFP+ | 10000 | admin-down
KL-DC-024-MMR-SW-02 | xe-0/0/12 | 10G SFP+ | 10000 | admin-down
KL-DC-024-MMR-SW-02 | xe-0/0/13 | 10G SFP+ | 10000 | up | Server NIC
KL-DC-024-MMR-SW-02 | xe-0/0/14 | 10G SFP+ | 10000 | admin-down
KL-DC-024-MMR-SW-02 | xe-0/0/15 | 10G SFP+ | 10000 | admin-down
KL-DC-024-MMR-SW-02 | xe-0/0/16 | 10G SFP+ | 10000 | reserved
KL-DC-024-MMR-SW-02 | xe-0/0/17 | 10G SFP+ | 10000 | up | Server NIC
KL-DC-024-MMR-SW-02 | xe-0/0/18 | 10G SFP+ | 10000 | up | Server NIC
KL-DC-024-MMR-SW-02 | xe-0/0/19 | 10G SFP+ | 10000 | up | Server NIC
KL-DC-024-MMR-SW-02 | xe-0/0/20 | 10G SFP+ | 10000 | up | Server NIC
KL-DC-024-MMR-SW-02 | xe-0/0/21 | 10G SFP+ | 10000 | up | Server NIC
KL-DC-024-MMR-SW-02 | xe-0/0/22 | 10G SFP+ | 10000 | up | Server NIC
KL-DC-024-MMR-SW-02 | xe-0/0/23 | 10G SFP+ | 10000 | up | Server NIC
KL-DC-024-MMR-SW-02 | xe-0/0/24 | 10G SFP+ | 10000 | admin-down
KL-DC-024-MMR-SW-02 | xe-0/0/25 | 10G SFP+ | 10000 | up | Server NIC
KL-DC-024-MMR-SW-02 | xe-0/0/26 | 10G SFP+ | 10000 | up | Server NIC
KL-DC-024-MMR-SW-02 | xe-0/0/27 | 10G SFP+ | 10000 | up | Server NIC
KL-DC-024-MMR-SW-02 | xe-0/0/28 | 10G SFP+ | 10000 | up | Server NIC
KL-DC-024-MMR-SW-02 | xe-0/0/29 | 10G SFP+ | 10000 | admin-down
KL-DC-024-MMR-SW-02 | xe-0/0/30 | 10G SFP+ | 10000 | admin-down
KL-DC-024-MMR-SW-02 | xe-0/0/31 | 10G SFP+ | 10000 | up | Server NIC
KL-DC-024-MMR-SW-02 | xe-0/0/32 | 10G SFP+ | 10000 | admin-down
KL-DC-024-MMR-SW-02 | xe-0/0/33 | 10G SFP+ | 10000 | admin-down
KL-DC-024-MMR-SW-02 | xe-0/0/34 | 10G SFP+ | 10000 | up | Server NIC
KL-DC-024-MMR-SW-02 | xe-0/0/35 | 10G SFP+ | 10000 | up | Server NIC
KL-DC-024-MMR-SW-02 | xe-0/0/36 | 10G SFP+ | 10000 | admin-down
KL-DC-024-MMR-SW-02 | xe-0/0/37 | 10G SFP+ | 10000 | admin-down
KL-DC-024-MMR-SW-02 | xe-0/0/38 | 10G SFP+ | 10000 | up | Server NIC
KL-DC-024-MMR-SW-02 | xe-0/0/39 | 10G SFP+ | 10000 | up | Server NIC
KL-DC-024-MMR-SW-02 | xe-0/0/40 | 10G SFP+ | 10000 | up | Server NIC
KL-DC-024-MMR-SW-02 | xe-0/0/41 | 10G SFP+ | 10000 | up | Server NIC
KL-DC-024-MMR-SW-02 | xe-0/0/42 | 10G SFP+ | 10000 | up | Server NIC
KL-DC-024-MMR-SW-02 | xe-0/0/43 | 10G SFP+ | 10000 | up | Server NIC
KL-DC-024-MMR-SW-02 | xe-0/0/44 | 10G SFP+ | 10000 | admin-down
KL-DC-024-MMR-SW-02 | xe-0/0/45 | 10G SFP+ | 10000 | up | Server NIC
KL-DC-024-MMR-SW-02 | xe-0/0/46 | 10G SFP+ | 10000 | up | Server NIC
KL-DC-024-MMR-SW-02 | xe-0/0/47 | 10G SFP+ | 10000 | admin-down
KL-DC-024-MMR-SW-02 | et-0/1/0 | 100G QSFP28 | 100000 | up | Uplink to KL-DC-024-AGG-R02 | QSFP28-100G-LR4
KL-DC-024-MMR-SW-02 | et-0/1/1 | 100G QSFP28 | 100000 | up | Uplink to KL-DC-024-AGG-R01 | QSFP28-100G-LR4
KL-DC-024-MMR-SW-02 | et-0/1/2 | 100G QSFP28 | 100000 | admin-down
KL-DC-024-MMR-SW-02 | et-0/1/3 | 100G QSFP28 | 100000 | admin-down
KL-DC-024-MMR-SW-03 | Te0/0/0/0 | 10G SFP+ | 10000 | up | Access to KL-DC-024-TOR-002 | SFP-10G-LR
KL-DC-024-MMR-SW-03 | Te0/0/0/1 | 10G SFP+ | 10000 | up | Access to KL-DC-024-TOR-003 | SFP-10G-LR
KL-DC-024-MMR-SW-03 | Te0/0/0/2 | 10G SFP+ | 10000 | admin-down
KL-DC-024-MMR-SW-03 | Te0/0/0/3 | 10G SFP+ | 10000 | up | Server NIC
KL-DC-024-MMR-SW-03 | Te0/0/0/4 | 10G SFP+ | 10000 | up | Server NIC
KL-DC-024-MMR-SW-03 | Te0/0/0/5 | 10G SFP+ | 10000 | up | Server NIC
KL-DC-024-MMR-SW-03 | Te0/0/0/6 | 10G SFP+ | 10000 | up | Server NIC
KL-DC-024-MMR-SW-03 | Te0/0/0/7 | 10G SFP+ | 10000 | up | Server NIC
KL-DC-024-MMR-SW-03 | Te0/0/0/8 | 10G SFP+ | 10000 | admin-down
KL-DC-024-MMR-SW-03 | Te0/0/0/9 | 10G SFP+ | 10000 | admin-down
KL-DC-024-MMR-SW-03 | Te0/0/0/10 | 10G SFP+ | 10000 | up | Server NIC
KL-DC-024-MMR-SW-03 | Te0/0/0/11 | 10G SFP+ | 10000 | up | Server NIC
KL-DC-024-MMR-SW-03 | Te0/0/0/12 | 10G SFP+ | 10000 | admin-down
KL-DC-024-MMR-SW-03 | Te0/0/0/13 | 10G SFP+ | 10000 | admin-down
KL-DC-024-MMR-SW-03 | Te0/0/0/14 | 10G SFP+ | 10000 | up | Server NIC
KL-DC-024-MMR-SW-03 | Te0/0/0/15 | 10G SFP+ | 10000 | admin-down
KL-DC-024-MMR-SW-03 | Te0/0/0/16 | 10G SFP+ | 10000 | up | Server NIC
KL-DC-024-MMR-SW-03 | Te0/0/0/17 | 10G SFP+ | 10000 | up | Server NIC
KL-DC-024-MMR-SW-03 | Te0/0/0/18 | 10G SFP+ | 10000 | up | Server NIC
KL-DC-024-MMR-SW-03 | Te0/0/0/19 | 10G SFP+ | 10000 | admin-down
KL-DC-024-MMR-SW-03 | Te0/0/0/20 | 10G SFP+ | 10000 | up | Server NIC
KL-DC-024-MMR-SW-03 | Te0/0/0/21 | 10G SFP+ | 10000 | up | Server NIC
KL-DC-024-MMR-SW-03 | Te0/0/0/22 | 10G SFP+ | 10000 | admin-down
KL-DC-024-MMR-SW-03 | Te0/0/0/23 | 10G SFP+ | 10000 | up | Server NIC
KL-DC-024-MMR-SW-03 | Te0/0/0/24 | 10G SFP+ | 10000 | admin-down
KL-DC-024-MMR-SW-03 | Te0/0/0/25 | 10G SFP+ | 10000 | up | Server NIC
KL-DC-024-MMR-SW-03 | Te0/0/0/26 | 10G SFP+ | 10000 | up | Server NIC
KL-DC-024-MMR-SW-03 | Te0/0/0/27 | 10G SFP+ | 10000 | admin-down
KL-DC-024-MMR-SW-03 | Te0/0/0/28 | 10G SFP+ | 10000 | up | Server NIC
KL-DC-024-MMR-SW-03 | Te0/0/0/29 | 10G SFP+ | 10000 | admin-down
KL-DC-024-MMR-SW-03 | Te0/0/0/30 | 10G SFP+ | 10000 | up | Server NIC
KL-DC-024-MMR-SW-03 | Te0/0/0/31 | 10G SFP+ | 10000 | up | Server NIC
KL-DC-024-MMR-SW-03 | Te0/0/0/32 | 10G SFP+ | 10000 | up | Server NIC
KL-DC-024-MMR-SW-03 | Te0/0/0/33 | 10G SFP+ | 10000 | up | Server NIC
KL-DC-024-MMR-SW-03 | Te0/0/0/34 | 10G SFP+ | 10000 | up | Server NIC
KL-DC-024-MMR-SW-03 | Te0/0/0/35 | 10G SFP+ | 10000 | up | Server NIC
KL-DC-024-MMR-SW-03 | Te0/0/0/36 | 10G SFP+ | 10000 | admin-down
KL-DC-024-MMR-SW-03 | Te0/0/0/37 | 10G SFP+ | 10000 | up | Server NIC
KL-DC-024-MMR-SW-03 | Te0/0/0/38 | 10G SFP+ | 10000 | up | Server NIC
KL-DC-024-MMR-SW-03 | Te0/0/0/39 | 10G SFP+ | 10000 | up | Server NIC
KL-DC-024-MMR-SW-03 | Te0/0/0/40 | 10G SFP+ | 10000 | up | Server NIC
KL-DC-024-MMR-SW-03 | Te0/0/0/41 | 10G SFP+ | 10000 | admin-down
KL-DC-024-MMR-SW-03 | Te0/0/0/42 | 10G SFP+ | 10000 | up | Server NIC
KL-DC-024-MMR-SW-03 | Te0/0/0/43 | 10G SFP+ | 10000 | admin-down
KL-DC-024-MMR-SW-03 | Te0/0/0/44 | 10G SFP+ | 10000 | up | Server NIC
KL-DC-024-MMR-SW-03 | Te0/0/0/45 | 10G SFP+ | 10000 | admin-down
KL-DC-024-MMR-SW-03 | Te0/0/0/46 | 10G SFP+ | 10000 | up | Server NIC
KL-DC-024-MMR-SW-03 | Te0/0/0/47 | 10G SFP+ | 10000 | up | Server NIC
KL-DC-024-MMR-SW-03 | Hu0/0/1/0 | 100G QSFP28 | 100000 | up | Uplink to KL-DC-024-AGG-R01 | QSFP28-100G-LR4
KL-DC-024-MMR-SW-03 | Hu0/0/1/1 | 100G QSFP28 | 100000 | up | Uplink to KL-DC-024-AGG-R02 | QSFP28-100G-LR4
KL-DC-024-MMR-SW-03 | Hu0/0/1/2 | 100G QSFP28 | 100000 | admin-down
KL-DC-024-MMR-SW-03 | Hu0/0/1/3 | 100G QSFP28 | 100000 | admin-down
KL-DC-024-MMR-SW-04 | xe-0/0/0 | 10G SFP+ | 10000 | up | Access to KL-DC-024-TOR-003 | SFP-10G-LR
KL-DC-024-MMR-SW-04 | xe-0/0/1 | 10G SFP+ | 10000 | admin-down
KL-DC-024-MMR-SW-04 | xe-0/0/2 | 10G SFP+ | 10000 | up | Server NIC
KL-DC-024-MMR-SW-04 | xe-0/0/3 | 10G SFP+ | 10000 | admin-down
KL-DC-024-MMR-SW-04 | xe-0/0/4 | 10G SFP+ | 10000 | up | Server NIC
KL-DC-024-MMR-SW-04 | xe-0/0/5 | 10G SFP+ | 10000 | up | Server NIC
KL-DC-024-MMR-SW-04 | xe-0/0/6 | 10G SFP+ | 10000 | up | Server NIC
KL-DC-024-MMR-SW-04 | xe-0/0/7 | 10G SFP+ | 10000 | admin-down
KL-DC-024-MMR-SW-04 | xe-0/0/8 | 10G SFP+ | 10000 | up | Server NIC
KL-DC-024-MMR-SW-04 | xe-0/0/9 | 10G SFP+ | 10000 | admin-down
KL-DC-024-MMR-SW-04 | xe-0/0/10 | 10G SFP+ | 10000 | admin-down
KL-DC-024-MMR-SW-04 | xe-0/0/11 | 10G SFP+ | 10000 | admin-down
KL-DC-024-MMR-SW-04 | xe-0/0/12 | 10G SFP+ | 10000 | up | Server NIC
KL-DC-024-MMR-SW-04 | xe-0/0/13 | 10G SFP+ | 10000 | admin-down
KL-DC-024-MMR-SW-04 | xe-0/0/14 | 10G SFP+ | 10000 | reserved
KL-DC-024-MMR-SW-04 | xe-0/0/15 | 10G SFP+ | 10000 | up | Server NIC
KL-DC-024-MMR-SW-04 | xe-0/0/16 | 10G SFP+ | 10000 | up | Server NIC
KL-DC-024-MMR-SW-04 | xe-0/0/17 | 10G SFP+ | 10000 | admin-down
KL-DC-024-MMR-SW-04 | xe-0/0/18 | 10G SFP+ | 10000 | admin-down
KL-DC-024-MMR-SW-04 | xe-0/0/19 | 10G SFP+ | 10000 | up | Server NIC
KL-DC-024-MMR-SW-04 | xe-0/0/20 | 10G SFP+ | 10000 | up | Server NIC
KL-DC-024-MMR-SW-04 | xe-0/0/21 | 10G SFP+ | 10000 | up | Server NIC
KL-DC-024-MMR-SW-04 | xe-0/0/22 | 10G SFP+ | 10000 | up | Server NIC
KL-DC-024-MMR-SW-04 | xe-0/0/23 | 10G SFP+ | 10000 | admin-down
KL-DC-024-MMR-SW-04 | xe-0/0/24 | 10G SFP+ | 10000 | admin-down
KL-DC-024-MMR-SW-04 | xe-0/0/25 | 10G SFP+ | 10000 | up | Server NIC
KL-DC-024-MMR-SW-04 | xe-0/0/26 | 10G SFP+ | 10000 | up | Server NIC
KL-DC-024-MMR-SW-04 | xe-0/0/27 | 10G SFP+ | 10000 | admin-down
KL-DC-024-MMR-SW-04 | xe-0/0/28 | 10G SFP+ | 10000 | up | Server NIC
KL-DC-024-MMR-SW-04 | xe-0/0/29 | 10G SFP+ | 10000 | up | Server NIC
KL-DC-024-MMR-SW-04 | xe-0/0/30 | 10G SFP+ | 10000 | reserved
KL-DC-024-MMR-SW-04 | xe-0/0/31 | 10G SFP+ | 10000 | admin-down
KL-DC-024-MMR-SW-04 | xe-0/0/32 | 10G SFP+ | 10000 | admin-down
KL-DC-024-MMR-SW-04 | xe-0/0/33 | 10G SFP+ | 10000 | up | Server NIC
KL-DC-024-MMR-SW-04 | xe-0/0/34 | 10G SFP+ | 10000 | admin-down
KL-DC-024-MMR-SW-04 | xe-0/0/35 | 10G SFP+ | 10000 | admin-down
KL-DC-024-MMR-SW-04 | xe-0/0/36 | 10G SFP+ | 10000 | up | Server NIC
KL-DC-024-MMR-SW-04 | xe-0/0/37 | 10G SFP+ | 10000 | admin-down
KL-DC-024-MMR-SW-04 | xe-0/0/38 | 10G SFP+ | 10000 | admin-down
KL-DC-024-MMR-SW-04 | xe-0/0/39 | 10G SFP+ | 10000 | up | Server NIC
KL-DC-024-MMR-SW-04 | xe-0/0/40 | 10G SFP+ | 10000 | up | Server NIC
KL-DC-024-MMR-SW-04 | xe-0/0/41 | 10G SFP+ | 10000 | up | Server NIC
KL-DC-024-MMR-SW-04 | xe-0/0/42 | 10G SFP+ | 10000 | reserved
KL-DC-024-MMR-SW-04 | xe-0/0/43 | 10G SFP+ | 10000 | up | Server NIC
KL-DC-024-MMR-SW-04 | xe-0/0/44 | 10G SFP+ | 10000 | admin-down
KL-DC-024-MMR-SW-04 | xe-0/0/45 | 10G SFP+ | 10000 | admin-down
KL-DC-024-MMR-SW-04 | xe-0/0/46 | 10G SFP+ | 10000 | up | Server NIC
KL-DC-024-MMR-SW-04 | xe-0/0/47 | 10G SFP+ | 10000 | up | Server NIC
KL-DC-024-MMR-SW-04 | et-0/1/0 | 100G QSFP28 | 100000 | up | Uplink to KL-DC-024-AGG-R02 | QSFP28-100G-LR4
KL-DC-024-MMR-SW-04 | et-0/1/1 | 100G QSFP28 | 100000 | up | Uplink to KL-DC-024-AGG-R01 | QSFP28-100G-LR4
KL-DC-024-MMR-SW-04 | et-0/1/2 | 100G QSFP28 | 100000 | admin-down
KL-DC-024-MMR-SW-04 | et-0/1/3 | 100G QSFP28 | 100000 | admin-down
KL-DC-024-TOR-001 | xe-0/0/0 | 10G SFP+ | 10000 | up | Access to KL-DC-024-MMR-SW-01 | SFP-10G-LR
KL-DC-024-TOR-001 | xe-0/0/1 | 10G SFP+ | 10000 | up | Access to KL-DC-024-MMR-SW-02 | SFP-10G-LR
KL-DC-024-TOR-001 | xe-0/0/2 | 10G SFP+ | 10000 | up | Server NIC
KL-DC-024-TOR-001 | xe-0/0/3 | 10G SFP+ | 10000 | admin-down
KL-DC-024-TOR-001 | xe-0/0/4 | 10G SFP+ | 10000 | admin-down
KL-DC-024-TOR-001 | xe-0/0/5 | 10G SFP+ | 10000 | up | Server NIC
KL-DC-024-TOR-001 | xe-0/0/6 | 10G SFP+ | 10000 | reserved
KL-DC-024-TOR-001 | xe-0/0/7 | 10G SFP+ | 10000 | up | Server NIC
KL-DC-024-TOR-001 | xe-0/0/8 | 10G SFP+ | 10000 | admin-down
KL-DC-024-TOR-001 | xe-0/0/9 | 10G SFP+ | 10000 | up | Server NIC
KL-DC-024-TOR-001 | xe-0/0/10 | 10G SFP+ | 10000 | up | Server NIC
KL-DC-024-TOR-001 | xe-0/0/11 | 10G SFP+ | 10000 | admin-down
KL-DC-024-TOR-001 | xe-0/0/12 | 10G SFP+ | 10000 | up | Server NIC
KL-DC-024-TOR-001 | xe-0/0/13 | 10G SFP+ | 10000 | admin-down
KL-DC-024-TOR-001 | xe-0/0/14 | 10G SFP+ | 10000 | up | Server NIC
KL-DC-024-TOR-001 | xe-0/0/15 | 10G SFP+ | 10000 | admin-down
KL-DC-024-TOR-001 | xe-0/0/16 | 10G SFP+ | 10000 | admin-down
KL-DC-024-TOR-001 | xe-0/0/17 | 10G SFP+ | 10000 | admin-down
KL-DC-024-TOR-001 | xe-0/0/18 | 10G SFP+ | 10000 | up | Server NIC
KL-DC-024-TOR-001 | xe-0/0/19 | 10G SFP+ | 10000 | up | Server NIC
KL-DC-024-TOR-001 | xe-0/0/20 | 10G SFP+ | 10000 | admin-down
KL-DC-024-TOR-001 | xe-0/0/21 | 10G SFP+ | 10000 | up | Server NIC
KL-DC-024-TOR-001 | xe-0/0/22 | 10G SFP+ | 10000 | up | Server NIC
KL-DC-024-TOR-001 | xe-0/0/23 | 10G SFP+ | 10000 | up | Server NIC
KL-DC-024-TOR-001 | et-0/1/0 | 100G QSFP28 | 100000 | admin-down
KL-DC-024-TOR-001 | et-0/1/1 | 100G QSFP28 | 100000 | admin-down
KL-DC-024-TOR-002 | Te0/0/0/0 | 10G SFP+ | 10000 | up | Access to KL-DC-024-MMR-SW-02 | SFP-10G-LR
KL-DC-024-TOR-002 | Te0/0/0/1 | 10G SFP+ | 10000 | up | Access to KL-DC-024-MMR-SW-03 | SFP-10G-LR
KL-DC-024-TOR-002 | Te0/0/0/2 | 10G SFP+ | 10000 | admin-down
KL-DC-024-TOR-002 | Te0/0/0/3 | 10G SFP+ | 10000 | admin-down
KL-DC-024-TOR-002 | Te0/0/0/4 | 10G SFP+ | 10000 | admin-down
KL-DC-024-TOR-002 | Te0/0/0/5 | 10G SFP+ | 10000 | up | Server NIC
KL-DC-024-TOR-002 | Te0/0/0/6 | 10G SFP+ | 10000 | up | Server NIC
KL-DC-024-TOR-002 | Te0/0/0/7 | 10G SFP+ | 10000 | admin-down
KL-DC-024-TOR-002 | Te0/0/0/8 | 10G SFP+ | 10000 | admin-down
KL-DC-024-TOR-002 | Te0/0/0/9 | 10G SFP+ | 10000 | admin-down
KL-DC-024-TOR-002 | Te0/0/0/10 | 10G SFP+ | 10000 | up | Server NIC
KL-DC-024-TOR-002 | Te0/0/0/11 | 10G SFP+ | 10000 | admin-down
KL-DC-024-TOR-002 | Te0/0/0/12 | 10G SFP+ | 10000 | up | Server NIC
KL-DC-024-TOR-002 | Te0/0/0/13 | 10G SFP+ | 10000 | up | Server NIC
KL-DC-024-TOR-002 | Te0/0/0/14 | 10G SFP+ | 10000 | admin-down
KL-DC-024-TOR-002 | Te0/0/0/15 | 10G SFP+ | 10000 | up | Server NIC
KL-DC-024-TOR-002 | Te0/0/0/16 | 10G SFP+ | 10000 | up | Server NIC
KL-DC-024-TOR-002 | Te0/0/0/17 | 10G SFP+ | 10000 | admin-down
KL-DC-024-TOR-002 | Te0/0/0/18 | 10G SFP+ | 10000 | up | Server NIC
KL-DC-024-TOR-002 | Te0/0/0/19 | 10G SFP+ | 10000 | up | Server NIC
KL-DC-024-TOR-002 | Te0/0/0/20 | 10G SFP+ | 10000 | admin-down
KL-DC-024-TOR-002 | Te0/0/0/21 | 10G SFP+ | 10000 | up | Server NIC
KL-DC-024-TOR-002 | Te0/0/0/22 | 10G SFP+ | 10000 | admin-down
KL-DC-024-TOR-002 | Te0/0/0/23 | 10G SFP+ | 10000 | admin-down
KL-DC-024-TOR-002 | Hu0/0/1/0 | 100G QSFP28 | 100000 | admin-down
KL-DC-024-TOR-002 | Hu0/0/1/1 | 100G QSFP28 | 100000 | admin-down
KL-DC-024-TOR-003 | Te0/0/0/0 | 10G SFP+ | 10000 | up | Access to KL-DC-024-MMR-SW-03 | SFP-10G-LR
KL-DC-024-TOR-003 | Te0/0/0/1 | 10G SFP+ | 10000 | up | Access to KL-DC-024-MMR-SW-04 | SFP-10G-LR
KL-DC-024-TOR-003 | Te0/0/0/2 | 10G SFP+ | 10000 | admin-down
KL-DC-024-TOR-003 | Te0/0/0/3 | 10G SFP+ | 10000 | admin-down
KL-DC-024-TOR-003 | Te0/0/0/4 | 10G SFP+ | 10000 | admin-down
KL-DC-024-TOR-003 | Te0/0/0/5 | 10G SFP+ | 10000 | up | Server NIC
KL-DC-024-TOR-003 | Te0/0/0/6 | 10G SFP+ | 10000 | up | Server NIC
KL-DC-024-TOR-003 | Te0/0/0/7 | 10G SFP+ | 10000 | up | Server NIC
KL-DC-024-TOR-003 | Te0/0/0/8 | 10G SFP+ | 10000 | up | Server NIC
KL-DC-024-TOR-003 | Te0/0/0/9 | 10G SFP+ | 10000 | admin-down
KL-DC-024-TOR-003 | Te0/0/0/10 | 10G SFP+ | 10000 | up | Server NIC
KL-DC-024-TOR-003 | Te0/0/0/11 | 10G SFP+ | 10000 | up | Server NIC
KL-DC-024-TOR-003 | Te0/0/0/12 | 10G SFP+ | 10000 | up | Server NIC
KL-DC-024-TOR-003 | Te0/0/0/13 | 10G SFP+ | 10000 | up | Server NIC
KL-DC-024-TOR-003 | Te0/0/0/14 | 10G SFP+ | 10000 | up | Server NIC
KL-DC-024-TOR-003 | Te0/0/0/15 | 10G SFP+ | 10000 | up | Server NIC
KL-DC-024-TOR-003 | Te0/0/0/16 | 10G SFP+ | 10000 | admin-down
KL-DC-024-TOR-003 | Te0/0/0/17 | 10G SFP+ | 10000 | up | Server NIC
KL-DC-024-TOR-003 | Te0/0/0/18 | 10G SFP+ | 10000 | admin-down
KL-DC-024-TOR-003 | Te0/0/0/19 | 10G SFP+ | 10000 | admin-down
KL-DC-024-TOR-003 | Te0/0/0/20 | 10G SFP+ | 10000 | up | Server NIC
KL-DC-024-TOR-003 | Te0/0/0/21 | 10G SFP+ | 10000 | up | Server NIC
KL-DC-024-TOR-003 | Te0/0/0/22 | 10G SFP+ | 10000 | up | Server NIC
KL-DC-024-TOR-003 | Te0/0/0/23 | 10G SFP+ | 10000 | admin-down
KL-DC-024-TOR-003 | Hu0/0/1/0 | 100G QSFP28 | 100000 | admin-down
KL-DC-024-TOR-003 | Hu0/0/1/1 | 100G QSFP28 | 100000 | admin-down
Note on A1: Required: yes Type: ref (from Devices) System field: Interface.neId
Note on B1: As the device names it (et-0/0/1, Ethernet1/1, swp1, ib0…). Required: yes Type: text System field: Interface.name
Note on C1: For example 100GE, 400G NDR, 1GE. Required: yes Type: text System field: Interface.type
Note on D1: Required: yes Type: integer System field: Interface.speedMbps
Note on E1: up, admin-down or reserved. Operational up / down comes live. Required: yes Type: list (from if_admin) System field: Interface.state
Note on F1: Required: no Type: text System field: Interface.description
Note on G1: Transceiver part. Required: no Type: text System field: Interface.optics.model

## Links
link_id * | a_device_id * | a_if_name * | z_device_id * | z_if_name * | role * | protocol | capacity_mbps * | cable_id | strand | a_patch_port | z_patch_port | carrier_circuit_id
LNK-00001 | MH-DC-001-PE-T4-01 | et-0/1/0 | MH-DC-001-PE-T4-02 | et-0/1/0 | Fabric | LLDP | 100000 | MH-DC-001-CBL-0001 | Red | ODF-2/P24 | ODF-2/P15
LNK-00002 | MH-DC-001-PE-T4-01 | et-0/1/0 | MH-DC-001-PE-T4-02 | et-0/1/0 | Fabric | OSPF | 100000
LNK-00003 | MH-DC-001-PE-T4-01 | et-0/1/0 | MH-DC-001-PE-T4-02 | et-0/1/0 | Fabric | ISIS | 100000
LNK-00004 | MH-DC-001-PE-T4-01 | et-0/1/0 | MH-DC-001-PE-T4-02 | et-0/1/0 | Fabric | BGP | 100000
LNK-00005 | MH-DC-001-PE-T4-01 | et-0/1/0 | MH-DC-001-PE-T4-02 | et-0/1/0 | Fabric | LSP | 100000
LNK-00006 | MH-DC-001-PE-T4-01 | et-0/1/1 | MH-DC-001-PE-T4-03 | Hu0/0/1/0 | Fabric | LLDP | 100000 | MH-DC-001-CBL-0002 | Yellow | ODF-4/P13 | ODF-2/P12
LNK-00007 | MH-DC-001-PE-T4-01 | et-0/1/1 | MH-DC-001-PE-T4-03 | Hu0/0/1/0 | Fabric | OSPF | 100000
LNK-00008 | MH-DC-001-PE-T4-01 | et-0/1/1 | MH-DC-001-PE-T4-03 | Hu0/0/1/0 | Fabric | ISIS | 100000
LNK-00009 | MH-DC-001-PE-T4-01 | et-0/1/1 | MH-DC-001-PE-T4-03 | Hu0/0/1/0 | Fabric | BGP | 100000
LNK-00010 | MH-DC-001-PE-T4-01 | et-0/1/1 | MH-DC-001-PE-T4-03 | Hu0/0/1/0 | Fabric | LSP | 100000
LNK-00011 | MH-DC-001-PE-T4-01 | et-0/1/2 | MH-DC-001-PE-T4-04 | Hu0/0/1/0 | Fabric | LLDP | 100000 | MH-DC-001-CBL-0003 | Rose | ODF-2/P17 | ODF-2/P19
LNK-00012 | MH-DC-001-PE-T4-01 | et-0/1/2 | MH-DC-001-PE-T4-04 | Hu0/0/1/0 | Fabric | OSPF | 100000
LNK-00013 | MH-DC-001-PE-T4-01 | et-0/1/2 | MH-DC-001-PE-T4-04 | Hu0/0/1/0 | Fabric | ISIS | 100000
LNK-00014 | MH-DC-001-PE-T4-01 | et-0/1/2 | MH-DC-001-PE-T4-04 | Hu0/0/1/0 | Fabric | BGP | 100000
LNK-00015 | MH-DC-001-PE-T4-01 | et-0/1/2 | MH-DC-001-PE-T4-04 | Hu0/0/1/0 | Fabric | LSP | 100000
LNK-00016 | MH-DC-001-PE-T4-02 | et-0/1/1 | MH-DC-001-PE-T4-03 | Hu0/0/1/1 | Fabric | LLDP | 100000 | MH-DC-001-CBL-0004 | Brown | ODF-3/P24 | ODF-2/P20
LNK-00017 | MH-DC-001-PE-T4-02 | et-0/1/1 | MH-DC-001-PE-T4-03 | Hu0/0/1/1 | Fabric | OSPF | 100000
LNK-00018 | MH-DC-001-PE-T4-02 | et-0/1/1 | MH-DC-001-PE-T4-03 | Hu0/0/1/1 | Fabric | ISIS | 100000
LNK-00019 | MH-DC-001-PE-T4-02 | et-0/1/1 | MH-DC-001-PE-T4-03 | Hu0/0/1/1 | Fabric | BGP | 100000
LNK-00020 | MH-DC-001-PE-T4-02 | et-0/1/1 | MH-DC-001-PE-T4-03 | Hu0/0/1/1 | Fabric | LSP | 100000
LNK-00021 | MH-DC-001-PE-T4-02 | et-0/1/2 | MH-DC-001-PE-T4-04 | Hu0/0/1/1 | Fabric | LLDP | 100000 | MH-DC-001-CBL-0005 | Black | ODF-3/P2 | ODF-3/P12
LNK-00022 | MH-DC-001-PE-T4-02 | et-0/1/2 | MH-DC-001-PE-T4-04 | Hu0/0/1/1 | Fabric | OSPF | 100000
LNK-00023 | MH-DC-001-PE-T4-02 | et-0/1/2 | MH-DC-001-PE-T4-04 | Hu0/0/1/1 | Fabric | ISIS | 100000
LNK-00024 | MH-DC-001-PE-T4-02 | et-0/1/2 | MH-DC-001-PE-T4-04 | Hu0/0/1/1 | Fabric | BGP | 100000
LNK-00025 | MH-DC-001-PE-T4-02 | et-0/1/2 | MH-DC-001-PE-T4-04 | Hu0/0/1/1 | Fabric | LSP | 100000
LNK-00026 | MH-DC-001-PE-T4-03 | Hu0/0/1/2 | MH-DC-001-PE-T4-04 | Hu0/0/1/2 | Fabric | LLDP | 100000 | MH-DC-001-CBL-0006 | Black | ODF-3/P6 | ODF-4/P2
LNK-00027 | MH-DC-001-PE-T4-03 | Hu0/0/1/2 | MH-DC-001-PE-T4-04 | Hu0/0/1/2 | Fabric | OSPF | 100000
LNK-00028 | MH-DC-001-PE-T4-03 | Hu0/0/1/2 | MH-DC-001-PE-T4-04 | Hu0/0/1/2 | Fabric | ISIS | 100000
LNK-00029 | MH-DC-001-PE-T4-03 | Hu0/0/1/2 | MH-DC-001-PE-T4-04 | Hu0/0/1/2 | Fabric | BGP | 100000
LNK-00030 | MH-DC-001-PE-T4-03 | Hu0/0/1/2 | MH-DC-001-PE-T4-04 | Hu0/0/1/2 | Fabric | LSP | 100000
LNK-00031 | MH-DC-001-AGG-R01 | et-0/1/0 | MH-DC-001-PE-T4-01 | xe-0/0/6 | Uplink | LLDP | 10000 | MH-DC-001-CBL-0007 | Green | ODF-3/P22 | ODF-4/P23
LNK-00032 | MH-DC-001-AGG-R01 | et-0/1/0 | MH-DC-001-PE-T4-01 | xe-0/0/6 | Uplink | OSPF | 10000
LNK-00033 | MH-DC-001-AGG-R01 | et-0/1/0 | MH-DC-001-PE-T4-01 | xe-0/0/6 | Uplink | ISIS | 10000
LNK-00034 | MH-DC-001-AGG-R01 | et-0/1/1 | MH-DC-001-PE-T4-02 | xe-0/0/6 | Uplink | LLDP | 10000 | MH-DC-001-CBL-0008 | Green | ODF-2/P2 | ODF-2/P12
LNK-00035 | MH-DC-001-AGG-R01 | et-0/1/1 | MH-DC-001-PE-T4-02 | xe-0/0/6 | Uplink | OSPF | 10000
LNK-00036 | MH-DC-001-AGG-R01 | et-0/1/1 | MH-DC-001-PE-T4-02 | xe-0/0/6 | Uplink | ISIS | 10000
LNK-00037 | MH-DC-001-AGG-R02 | et-0/1/0 | MH-DC-001-PE-T4-02 | xe-0/0/7 | Uplink | LLDP | 10000 | MH-DC-001-CBL-0009 | Yellow | ODF-1/P13 | ODF-1/P16
LNK-00038 | MH-DC-001-AGG-R02 | et-0/1/0 | MH-DC-001-PE-T4-02 | xe-0/0/7 | Uplink | OSPF | 10000
LNK-00039 | MH-DC-001-AGG-R02 | et-0/1/0 | MH-DC-001-PE-T4-02 | xe-0/0/7 | Uplink | ISIS | 10000
LNK-00040 | MH-DC-001-AGG-R02 | et-0/1/1 | MH-DC-001-PE-T4-03 | Te0/0/0/6 | Uplink | LLDP | 10000 | MH-DC-001-CBL-0010 | Yellow | ODF-2/P16 | ODF-1/P3
LNK-00041 | MH-DC-001-AGG-R02 | et-0/1/1 | MH-DC-001-PE-T4-03 | Te0/0/0/6 | Uplink | OSPF | 10000
LNK-00042 | MH-DC-001-AGG-R02 | et-0/1/1 | MH-DC-001-PE-T4-03 | Te0/0/0/6 | Uplink | ISIS | 10000
LNK-00043 | MH-DC-001-AGG-R03 | et-0/1/0 | MH-DC-001-PE-T4-03 | Te0/0/0/7 | Uplink | LLDP | 10000 | MH-DC-001-CBL-0011 | Orange | ODF-1/P24 | ODF-3/P4
LNK-00044 | MH-DC-001-AGG-R03 | et-0/1/0 | MH-DC-001-PE-T4-03 | Te0/0/0/7 | Uplink | OSPF | 10000
LNK-00045 | MH-DC-001-AGG-R03 | et-0/1/0 | MH-DC-001-PE-T4-03 | Te0/0/0/7 | Uplink | ISIS | 10000
LNK-00046 | MH-DC-001-AGG-R03 | et-0/1/1 | MH-DC-001-PE-T4-04 | Te0/0/0/6 | Uplink | LLDP | 10000 | MH-DC-001-CBL-0012 | Red | ODF-4/P5 | ODF-2/P1
LNK-00047 | MH-DC-001-AGG-R03 | et-0/1/1 | MH-DC-001-PE-T4-04 | Te0/0/0/6 | Uplink | OSPF | 10000
LNK-00048 | MH-DC-001-AGG-R03 | et-0/1/1 | MH-DC-001-PE-T4-04 | Te0/0/0/6 | Uplink | ISIS | 10000
LNK-00049 | MH-DC-001-OLA-01 | 1/2/c1 | MH-DC-001-AGG-R01 | et-0/1/2 | Uplink | LLDP | 100000 | MH-DC-001-CBL-0013 | Slate | ODF-2/P12 | ODF-2/P11
LNK-00050 | MH-DC-001-OLA-02 | 1/2/c1 | MH-DC-001-AGG-R02 | et-0/1/2 | Uplink | LLDP | 100000 | MH-DC-001-CBL-0014 | Aqua | ODF-2/P20 | ODF-4/P23
LNK-00051 | MH-DC-001-FW-01 | port1 | MH-DC-001-AGG-R01 | xe-0/0/0 | Uplink | LLDP | 10000 | MH-DC-001-CBL-0015 | Green | ODF-3/P2 | ODF-2/P15
LNK-00052 | MH-DC-001-FW-01 | port2 | MH-DC-001-AGG-R02 | xe-0/0/0 | Uplink | LLDP | 10000 | MH-DC-001-CBL-0016 | Yellow | ODF-4/P6 | ODF-1/P13
LNK-00053 | MH-DC-001-FW-02 | port1 | MH-DC-001-AGG-R02 | xe-0/0/1 | Uplink | LLDP | 10000 | MH-DC-001-CBL-0017 | Green | ODF-1/P14 | ODF-3/P8
LNK-00054 | MH-DC-001-FW-02 | port2 | MH-DC-001-AGG-R03 | xe-0/0/0 | Uplink | LLDP | 10000 | MH-DC-001-CBL-0018 | Slate | ODF-1/P16 | ODF-2/P15
LNK-00055 | MH-DC-001-MMR-SW-01 | et-0/1/0 | MH-DC-001-AGG-R01 | xe-0/0/1 | Uplink | LLDP | 10000 | MH-DC-001-CBL-0019 | Rose | ODF-2/P22 | ODF-4/P7
LNK-00056 | MH-DC-001-MMR-SW-01 | et-0/1/1 | MH-DC-001-AGG-R01 | xe-0/0/2 | Uplink | LLDP | 10000 | MH-DC-001-CBL-0020 | Blue | ODF-3/P19 | ODF-4/P21
LNK-00057 | MH-DC-001-MMR-SW-02 | Hu0/0/1/0 | MH-DC-001-AGG-R02 | xe-0/0/2 | Uplink | LLDP | 10000 | MH-DC-001-CBL-0021 | Black | ODF-3/P17 | ODF-4/P13
LNK-00058 | MH-DC-001-MMR-SW-02 | Hu0/0/1/1 | MH-DC-001-AGG-R02 | xe-0/0/3 | Uplink | LLDP | 10000 | MH-DC-001-CBL-0022 | Violet | ODF-1/P15 | ODF-1/P23
LNK-00059 | MH-DC-001-MMR-SW-03 | Hu0/0/1/0 | MH-DC-001-AGG-R03 | xe-0/0/1 | Uplink | LLDP | 10000 | MH-DC-001-CBL-0023 | Green | ODF-3/P12 | ODF-2/P6
LNK-00060 | MH-DC-001-MMR-SW-03 | Hu0/0/1/1 | MH-DC-001-AGG-R03 | xe-0/0/2 | Uplink | LLDP | 10000 | MH-DC-001-CBL-0024 | White | ODF-4/P4 | ODF-4/P21
LNK-00061 | MH-DC-001-MMR-SW-04 | Hu0/0/1/0 | MH-DC-001-AGG-R01 | xe-0/0/3 | Uplink | LLDP | 10000 | MH-DC-001-CBL-0025 | White | ODF-1/P17 | ODF-1/P21
LNK-00062 | MH-DC-001-MMR-SW-04 | Hu0/0/1/1 | MH-DC-001-AGG-R01 | xe-0/0/4 | Uplink | LLDP | 10000 | MH-DC-001-CBL-0026 | Rose | ODF-4/P8 | ODF-4/P10
LNK-00063 | MH-DC-001-MMR-SW-05 | et-0/1/0 | MH-DC-001-AGG-R02 | xe-0/0/4 | Uplink | LLDP | 10000 | MH-DC-001-CBL-0027 | Orange | ODF-3/P17 | ODF-3/P17
LNK-00064 | MH-DC-001-MMR-SW-05 | et-0/1/1 | MH-DC-001-AGG-R02 | xe-0/0/5 | Uplink | LLDP | 10000 | MH-DC-001-CBL-0028 | Yellow | ODF-4/P17 | ODF-3/P17
LNK-00065 | MH-DC-001-MMR-SW-06 | Hu0/0/1/0 | MH-DC-001-AGG-R03 | xe-0/0/3 | Uplink | LLDP | 10000 | MH-DC-001-CBL-0029 | White | ODF-3/P15 | ODF-4/P13
LNK-00066 | MH-DC-001-MMR-SW-06 | Hu0/0/1/1 | MH-DC-001-AGG-R03 | xe-0/0/4 | Uplink | LLDP | 10000 | MH-DC-001-CBL-0030 | Rose | ODF-4/P16 | ODF-3/P5
LNK-00067 | MH-DC-001-MMR-SW-07 | Hu0/0/1/0 | MH-DC-001-AGG-R01 | xe-0/0/5 | Uplink | LLDP | 10000 | MH-DC-001-CBL-0031 | Violet | ODF-3/P3 | ODF-4/P15
LNK-00068 | MH-DC-001-MMR-SW-07 | Hu0/0/1/1 | MH-DC-001-AGG-R01 | xe-0/0/6 | Uplink | LLDP | 10000 | MH-DC-001-CBL-0032 | Brown | ODF-4/P17 | ODF-4/P11
LNK-00069 | MH-DC-001-MMR-SW-08 | Hu0/0/1/0 | MH-DC-001-AGG-R02 | xe-0/0/6 | Uplink | LLDP | 10000 | MH-DC-001-CBL-0033 | Brown | ODF-1/P14 | ODF-2/P11
LNK-00070 | MH-DC-001-MMR-SW-08 | Hu0/0/1/1 | MH-DC-001-AGG-R02 | xe-0/0/7 | Uplink | LLDP | 10000 | MH-DC-001-CBL-0034 | Red | ODF-2/P2 | ODF-3/P1
LNK-00071 | MH-DC-001-MMR-SW-09 | Ethernet49/1 | MH-DC-001-AGG-R03 | xe-0/0/5 | Uplink | LLDP | 10000 | MH-DC-001-CBL-0035 | White | ODF-4/P2 | ODF-3/P15
LNK-00072 | MH-DC-001-MMR-SW-09 | Ethernet49/2 | MH-DC-001-AGG-R03 | xe-0/0/6 | Uplink | LLDP | 10000 | MH-DC-001-CBL-0036 | Black | ODF-1/P13 | ODF-3/P12
LNK-00073 | MH-DC-001-TOR-001 | Te0/0/0/0 | MH-DC-001-MMR-SW-01 | xe-0/0/0 | Access | LLDP | 10000 | MH-DC-001-CBL-0037 | Aqua | ODF-3/P11 | ODF-4/P9
LNK-00074 | MH-DC-001-TOR-001 | Te0/0/0/1 | MH-DC-001-MMR-SW-02 | Te0/0/0/0 | Access | LLDP | 10000 | MH-DC-001-CBL-0038 | Green | ODF-3/P5 | ODF-1/P19
LNK-00075 | MH-DC-001-TOR-002 | Te0/0/0/0 | MH-DC-001-MMR-SW-02 | Te0/0/0/1 | Access | LLDP | 10000 | MH-DC-001-CBL-0039 | Violet | ODF-3/P10 | ODF-3/P16
LNK-00076 | MH-DC-001-TOR-002 | Te0/0/0/1 | MH-DC-001-MMR-SW-03 | Te0/0/0/0 | Access | LLDP | 10000 | MH-DC-001-CBL-0040 | Black | ODF-4/P7 | ODF-3/P11
LNK-00077 | MH-DC-001-TOR-003 | xe-0/0/0 | MH-DC-001-MMR-SW-03 | Te0/0/0/1 | Access | LLDP | 10000 | MH-DC-001-CBL-0041 | Green | ODF-3/P23 | ODF-3/P12
LNK-00078 | MH-DC-001-TOR-003 | xe-0/0/1 | MH-DC-001-MMR-SW-04 | Te0/0/0/0 | Access | LLDP | 10000 | MH-DC-001-CBL-0042 | Brown | ODF-4/P7 | ODF-3/P16
LNK-00079 | MH-DC-001-TOR-004 | Te0/0/0/0 | MH-DC-001-MMR-SW-04 | Te0/0/0/1 | Access | LLDP | 10000 | MH-DC-001-CBL-0043 | Red | ODF-4/P14 | ODF-3/P3
LNK-00080 | MH-DC-001-TOR-004 | Te0/0/0/1 | MH-DC-001-MMR-SW-05 | xe-0/0/0 | Access | LLDP | 10000 | MH-DC-001-CBL-0044 | Violet | ODF-4/P23 | ODF-2/P23
LNK-00081 | MH-DC-001-TOR-005 | xe-0/0/0 | MH-DC-001-MMR-SW-05 | xe-0/0/1 | Access | LLDP | 10000 | MH-DC-001-CBL-0045 | Yellow | ODF-2/P19 | ODF-1/P14
LNK-00082 | MH-DC-001-TOR-005 | xe-0/0/1 | MH-DC-001-MMR-SW-06 | Te0/0/0/0 | Access | LLDP | 10000 | MH-DC-001-CBL-0046 | Rose | ODF-4/P2 | ODF-4/P8
LNK-00083 | MH-DC-001-TOR-006 | Ethernet1 | MH-DC-001-MMR-SW-06 | Te0/0/0/1 | Access | LLDP | 10000 | MH-DC-001-CBL-0047 | Yellow | ODF-1/P14 | ODF-4/P2
LNK-00084 | MH-DC-001-TOR-006 | Ethernet2 | MH-DC-001-MMR-SW-07 | Te0/0/0/0 | Access | LLDP | 10000 | MH-DC-001-CBL-0048 | Violet | ODF-1/P17 | ODF-3/P15
LNK-00085 | MH-DC-002-PE-T4-01 | et-0/1/0 | MH-DC-002-PE-T4-02 | et-0/1/0 | Fabric | LLDP | 100000 | MH-DC-002-CBL-0049 | Aqua | ODF-4/P10 | ODF-4/P4
LNK-00086 | MH-DC-002-PE-T4-01 | et-0/1/0 | MH-DC-002-PE-T4-02 | et-0/1/0 | Fabric | OSPF | 100000
LNK-00087 | MH-DC-002-PE-T4-01 | et-0/1/0 | MH-DC-002-PE-T4-02 | et-0/1/0 | Fabric | ISIS | 100000
LNK-00088 | MH-DC-002-PE-T4-01 | et-0/1/0 | MH-DC-002-PE-T4-02 | et-0/1/0 | Fabric | BGP | 100000
LNK-00089 | MH-DC-002-PE-T4-01 | et-0/1/0 | MH-DC-002-PE-T4-02 | et-0/1/0 | Fabric | LSP | 100000
LNK-00090 | MH-DC-002-PE-T4-01 | et-0/1/1 | MH-DC-002-PE-T4-03 | Hu0/0/1/0 | Fabric | LLDP | 100000 | MH-DC-002-CBL-0050 | Red | ODF-3/P20 | ODF-3/P16
LNK-00091 | MH-DC-002-PE-T4-01 | et-0/1/1 | MH-DC-002-PE-T4-03 | Hu0/0/1/0 | Fabric | OSPF | 100000
LNK-00092 | MH-DC-002-PE-T4-01 | et-0/1/1 | MH-DC-002-PE-T4-03 | Hu0/0/1/0 | Fabric | ISIS | 100000
LNK-00093 | MH-DC-002-PE-T4-01 | et-0/1/1 | MH-DC-002-PE-T4-03 | Hu0/0/1/0 | Fabric | BGP | 100000
LNK-00094 | MH-DC-002-PE-T4-01 | et-0/1/1 | MH-DC-002-PE-T4-03 | Hu0/0/1/0 | Fabric | LSP | 100000
LNK-00095 | MH-DC-002-PE-T4-01 | et-0/1/2 | MH-DC-002-PE-T4-04 | Hu0/0/1/0 | Fabric | LLDP | 100000 | MH-DC-002-CBL-0051 | Yellow | ODF-3/P22 | ODF-3/P12
LNK-00096 | MH-DC-002-PE-T4-01 | et-0/1/2 | MH-DC-002-PE-T4-04 | Hu0/0/1/0 | Fabric | OSPF | 100000
LNK-00097 | MH-DC-002-PE-T4-01 | et-0/1/2 | MH-DC-002-PE-T4-04 | Hu0/0/1/0 | Fabric | ISIS | 100000
LNK-00098 | MH-DC-002-PE-T4-01 | et-0/1/2 | MH-DC-002-PE-T4-04 | Hu0/0/1/0 | Fabric | BGP | 100000
LNK-00099 | MH-DC-002-PE-T4-01 | et-0/1/2 | MH-DC-002-PE-T4-04 | Hu0/0/1/0 | Fabric | LSP | 100000
LNK-00100 | MH-DC-002-PE-T4-02 | et-0/1/1 | MH-DC-002-PE-T4-03 | Hu0/0/1/1 | Fabric | LLDP | 100000 | MH-DC-002-CBL-0052 | Brown | ODF-3/P17 | ODF-4/P18
LNK-00101 | MH-DC-002-PE-T4-02 | et-0/1/1 | MH-DC-002-PE-T4-03 | Hu0/0/1/1 | Fabric | OSPF | 100000
LNK-00102 | MH-DC-002-PE-T4-02 | et-0/1/1 | MH-DC-002-PE-T4-03 | Hu0/0/1/1 | Fabric | ISIS | 100000
LNK-00103 | MH-DC-002-PE-T4-02 | et-0/1/1 | MH-DC-002-PE-T4-03 | Hu0/0/1/1 | Fabric | BGP | 100000
LNK-00104 | MH-DC-002-PE-T4-02 | et-0/1/1 | MH-DC-002-PE-T4-03 | Hu0/0/1/1 | Fabric | LSP | 100000
LNK-00105 | MH-DC-002-PE-T4-02 | et-0/1/2 | MH-DC-002-PE-T4-04 | Hu0/0/1/1 | Fabric | LLDP | 100000 | MH-DC-002-CBL-0053 | Red | ODF-4/P1 | ODF-1/P10
LNK-00106 | MH-DC-002-PE-T4-02 | et-0/1/2 | MH-DC-002-PE-T4-04 | Hu0/0/1/1 | Fabric | OSPF | 100000
LNK-00107 | MH-DC-002-PE-T4-02 | et-0/1/2 | MH-DC-002-PE-T4-04 | Hu0/0/1/1 | Fabric | ISIS | 100000
LNK-00108 | MH-DC-002-PE-T4-02 | et-0/1/2 | MH-DC-002-PE-T4-04 | Hu0/0/1/1 | Fabric | BGP | 100000
LNK-00109 | MH-DC-002-PE-T4-02 | et-0/1/2 | MH-DC-002-PE-T4-04 | Hu0/0/1/1 | Fabric | LSP | 100000
LNK-00110 | MH-DC-002-PE-T4-03 | Hu0/0/1/2 | MH-DC-002-PE-T4-04 | Hu0/0/1/2 | Fabric | LLDP | 100000 | MH-DC-002-CBL-0054 | Yellow | ODF-2/P20 | ODF-2/P7
LNK-00111 | MH-DC-002-PE-T4-03 | Hu0/0/1/2 | MH-DC-002-PE-T4-04 | Hu0/0/1/2 | Fabric | OSPF | 100000
LNK-00112 | MH-DC-002-PE-T4-03 | Hu0/0/1/2 | MH-DC-002-PE-T4-04 | Hu0/0/1/2 | Fabric | ISIS | 100000
LNK-00113 | MH-DC-002-PE-T4-03 | Hu0/0/1/2 | MH-DC-002-PE-T4-04 | Hu0/0/1/2 | Fabric | BGP | 100000
LNK-00114 | MH-DC-002-PE-T4-03 | Hu0/0/1/2 | MH-DC-002-PE-T4-04 | Hu0/0/1/2 | Fabric | LSP | 100000
LNK-00115 | MH-DC-002-AGG-R01 | et-0/1/0 | MH-DC-002-PE-T4-01 | xe-0/0/6 | Uplink | LLDP | 10000 | MH-DC-002-CBL-0055 | Orange | ODF-1/P12 | ODF-2/P15
LNK-00116 | MH-DC-002-AGG-R01 | et-0/1/0 | MH-DC-002-PE-T4-01 | xe-0/0/6 | Uplink | OSPF | 10000
LNK-00117 | MH-DC-002-AGG-R01 | et-0/1/0 | MH-DC-002-PE-T4-01 | xe-0/0/6 | Uplink | ISIS | 10000
LNK-00118 | MH-DC-002-AGG-R01 | et-0/1/1 | MH-DC-002-PE-T4-02 | xe-0/0/6 | Uplink | LLDP | 10000 | MH-DC-002-CBL-0056 | Yellow | ODF-4/P22 | ODF-3/P19
LNK-00119 | MH-DC-002-AGG-R01 | et-0/1/1 | MH-DC-002-PE-T4-02 | xe-0/0/6 | Uplink | OSPF | 10000
LNK-00120 | MH-DC-002-AGG-R01 | et-0/1/1 | MH-DC-002-PE-T4-02 | xe-0/0/6 | Uplink | ISIS | 10000
LNK-00121 | MH-DC-002-AGG-R02 | et-0/1/0 | MH-DC-002-PE-T4-02 | xe-0/0/7 | Uplink | LLDP | 10000 | MH-DC-002-CBL-0057 | Aqua | ODF-2/P17 | ODF-1/P6
LNK-00122 | MH-DC-002-AGG-R02 | et-0/1/0 | MH-DC-002-PE-T4-02 | xe-0/0/7 | Uplink | OSPF | 10000
LNK-00123 | MH-DC-002-AGG-R02 | et-0/1/0 | MH-DC-002-PE-T4-02 | xe-0/0/7 | Uplink | ISIS | 10000
LNK-00124 | MH-DC-002-AGG-R02 | et-0/1/1 | MH-DC-002-PE-T4-03 | Te0/0/0/6 | Uplink | LLDP | 10000 | MH-DC-002-CBL-0058 | Aqua | ODF-4/P14 | ODF-2/P5
LNK-00125 | MH-DC-002-AGG-R02 | et-0/1/1 | MH-DC-002-PE-T4-03 | Te0/0/0/6 | Uplink | OSPF | 10000
LNK-00126 | MH-DC-002-AGG-R02 | et-0/1/1 | MH-DC-002-PE-T4-03 | Te0/0/0/6 | Uplink | ISIS | 10000
LNK-00127 | MH-DC-002-OLA-01 | 1/2/c1 | MH-DC-002-AGG-R01 | et-0/1/2 | Uplink | LLDP | 100000 | MH-DC-002-CBL-0059 | Red | ODF-1/P22 | ODF-3/P4
LNK-00128 | MH-DC-002-FW-01 | port1 | MH-DC-002-AGG-R01 | xe-0/0/0 | Uplink | LLDP | 10000 | MH-DC-002-CBL-0060 | Slate | ODF-4/P6 | ODF-4/P10
LNK-00129 | MH-DC-002-FW-01 | port2 | MH-DC-002-AGG-R02 | xe-0/0/0 | Uplink | LLDP | 10000 | MH-DC-002-CBL-0061 | Rose | ODF-2/P23 | ODF-3/P8
LNK-00130 | MH-DC-002-MMR-SW-01 | Ethernet49/1 | MH-DC-002-AGG-R01 | xe-0/0/1 | Uplink | LLDP | 10000 | MH-DC-002-CBL-0062 | Orange | ODF-3/P3 | ODF-3/P11
LNK-00131 | MH-DC-002-MMR-SW-01 | Ethernet49/2 | MH-DC-002-AGG-R02 | xe-0/0/1 | Uplink | LLDP | 10000 | MH-DC-002-CBL-0063 | Black | ODF-4/P2 | ODF-1/P9
LNK-00132 | MH-DC-002-MMR-SW-02 | et-0/1/0 | MH-DC-002-AGG-R02 | xe-0/0/2 | Uplink | LLDP | 10000 | MH-DC-002-CBL-0064 | Brown | ODF-3/P7 | ODF-4/P2
LNK-00133 | MH-DC-002-MMR-SW-02 | et-0/1/1 | MH-DC-002-AGG-R01 | xe-0/0/2 | Uplink | LLDP | 10000 | MH-DC-002-CBL-0065 | Blue | ODF-2/P9 | ODF-2/P3
LNK-00134 | MH-DC-002-MMR-SW-03 | Hu0/0/1/0 | MH-DC-002-AGG-R01 | xe-0/0/3 | Uplink | LLDP | 10000 | MH-DC-002-CBL-0066 | Rose | ODF-1/P24 | ODF-2/P23
LNK-00135 | MH-DC-002-MMR-SW-03 | Hu0/0/1/1 | MH-DC-002-AGG-R02 | xe-0/0/3 | Uplink | LLDP | 10000 | MH-DC-002-CBL-0067 | Rose | ODF-3/P17 | ODF-1/P5
LNK-00136 | MH-DC-002-MMR-SW-04 | Hu0/0/1/0 | MH-DC-002-AGG-R02 | xe-0/0/4 | Uplink | LLDP | 10000 | MH-DC-002-CBL-0068 | Orange | ODF-1/P18 | ODF-3/P1
LNK-00137 | MH-DC-002-MMR-SW-04 | Hu0/0/1/1 | MH-DC-002-AGG-R01 | xe-0/0/4 | Uplink | LLDP | 10000 | MH-DC-002-CBL-0069 | Slate | ODF-1/P22 | ODF-2/P10
LNK-00138 | MH-DC-002-TOR-001 | xe-0/0/0 | MH-DC-002-MMR-SW-01 | Ethernet1 | Access | LLDP | 10000 | MH-DC-002-CBL-0070 | Black | ODF-4/P9 | ODF-4/P19
LNK-00139 | MH-DC-002-TOR-001 | xe-0/0/1 | MH-DC-002-MMR-SW-02 | xe-0/0/0 | Access | LLDP | 10000 | MH-DC-002-CBL-0071 | Blue | ODF-3/P18 | ODF-4/P12
LNK-00140 | MH-DC-002-TOR-002 | xe-0/0/0 | MH-DC-002-MMR-SW-02 | xe-0/0/1 | Access | LLDP | 10000 | MH-DC-002-CBL-0072 | Slate | ODF-4/P23 | ODF-2/P2
LNK-00141 | MH-DC-002-TOR-002 | xe-0/0/1 | MH-DC-002-MMR-SW-03 | Te0/0/0/0 | Access | LLDP | 10000 | MH-DC-002-CBL-0073 | Aqua | ODF-3/P14 | ODF-1/P19
LNK-00142 | MH-DC-002-TOR-003 | Te0/0/0/0 | MH-DC-002-MMR-SW-03 | Te0/0/0/1 | Access | LLDP | 10000 | MH-DC-002-CBL-0074 | Blue | ODF-1/P9 | ODF-1/P24
LNK-00143 | MH-DC-002-TOR-003 | Te0/0/0/1 | MH-DC-002-MMR-SW-04 | Te0/0/0/0 | Access | LLDP | 10000 | MH-DC-002-CBL-0075 | Yellow | ODF-3/P10 | ODF-2/P19
LNK-00144 | MH-DC-003-PE-T4-01 | et-0/1/0 | MH-DC-003-PE-T4-02 | et-0/1/0 | Fabric | LLDP | 100000 | MH-DC-003-CBL-0076 | Aqua | ODF-2/P9 | ODF-1/P23
LNK-00145 | MH-DC-003-PE-T4-01 | et-0/1/0 | MH-DC-003-PE-T4-02 | et-0/1/0 | Fabric | OSPF | 100000
LNK-00146 | MH-DC-003-PE-T4-01 | et-0/1/0 | MH-DC-003-PE-T4-02 | et-0/1/0 | Fabric | ISIS | 100000
LNK-00147 | MH-DC-003-PE-T4-01 | et-0/1/0 | MH-DC-003-PE-T4-02 | et-0/1/0 | Fabric | BGP | 100000
LNK-00148 | MH-DC-003-PE-T4-01 | et-0/1/0 | MH-DC-003-PE-T4-02 | et-0/1/0 | Fabric | LSP | 100000
LNK-00149 | MH-DC-003-PE-T4-01 | et-0/1/1 | MH-DC-003-PE-T4-03 | et-0/1/0 | Fabric | LLDP | 100000 | MH-DC-003-CBL-0077 | Black | ODF-4/P13 | ODF-2/P18
LNK-00150 | MH-DC-003-PE-T4-01 | et-0/1/1 | MH-DC-003-PE-T4-03 | et-0/1/0 | Fabric | OSPF | 100000
LNK-00151 | MH-DC-003-PE-T4-01 | et-0/1/1 | MH-DC-003-PE-T4-03 | et-0/1/0 | Fabric | ISIS | 100000
LNK-00152 | MH-DC-003-PE-T4-01 | et-0/1/1 | MH-DC-003-PE-T4-03 | et-0/1/0 | Fabric | BGP | 100000
LNK-00153 | MH-DC-003-PE-T4-01 | et-0/1/1 | MH-DC-003-PE-T4-03 | et-0/1/0 | Fabric | LSP | 100000
LNK-00154 | MH-DC-003-PE-T4-01 | et-0/1/2 | MH-DC-003-PE-T4-04 | et-0/1/0 | Fabric | LLDP | 100000 | MH-DC-003-CBL-0078 | Rose | ODF-2/P3 | ODF-4/P21
LNK-00155 | MH-DC-003-PE-T4-01 | et-0/1/2 | MH-DC-003-PE-T4-04 | et-0/1/0 | Fabric | OSPF | 100000
LNK-00156 | MH-DC-003-PE-T4-01 | et-0/1/2 | MH-DC-003-PE-T4-04 | et-0/1/0 | Fabric | ISIS | 100000
LNK-00157 | MH-DC-003-PE-T4-01 | et-0/1/2 | MH-DC-003-PE-T4-04 | et-0/1/0 | Fabric | BGP | 100000
LNK-00158 | MH-DC-003-PE-T4-01 | et-0/1/2 | MH-DC-003-PE-T4-04 | et-0/1/0 | Fabric | LSP | 100000
LNK-00159 | MH-DC-003-PE-T4-02 | et-0/1/1 | MH-DC-003-PE-T4-03 | et-0/1/1 | Fabric | LLDP | 100000 | MH-DC-003-CBL-0079 | Black | ODF-2/P23 | ODF-3/P16
LNK-00160 | MH-DC-003-PE-T4-02 | et-0/1/1 | MH-DC-003-PE-T4-03 | et-0/1/1 | Fabric | OSPF | 100000
LNK-00161 | MH-DC-003-PE-T4-02 | et-0/1/1 | MH-DC-003-PE-T4-03 | et-0/1/1 | Fabric | ISIS | 100000
LNK-00162 | MH-DC-003-PE-T4-02 | et-0/1/1 | MH-DC-003-PE-T4-03 | et-0/1/1 | Fabric | BGP | 100000
LNK-00163 | MH-DC-003-PE-T4-02 | et-0/1/1 | MH-DC-003-PE-T4-03 | et-0/1/1 | Fabric | LSP | 100000
LNK-00164 | MH-DC-003-PE-T4-02 | et-0/1/2 | MH-DC-003-PE-T4-04 | et-0/1/1 | Fabric | LLDP | 100000 | MH-DC-003-CBL-0080 | Rose | ODF-2/P18 | ODF-4/P14
LNK-00165 | MH-DC-003-PE-T4-02 | et-0/1/2 | MH-DC-003-PE-T4-04 | et-0/1/1 | Fabric | OSPF | 100000
LNK-00166 | MH-DC-003-PE-T4-02 | et-0/1/2 | MH-DC-003-PE-T4-04 | et-0/1/1 | Fabric | ISIS | 100000
LNK-00167 | MH-DC-003-PE-T4-02 | et-0/1/2 | MH-DC-003-PE-T4-04 | et-0/1/1 | Fabric | BGP | 100000
LNK-00168 | MH-DC-003-PE-T4-02 | et-0/1/2 | MH-DC-003-PE-T4-04 | et-0/1/1 | Fabric | LSP | 100000
LNK-00169 | MH-DC-003-PE-T4-03 | et-0/1/2 | MH-DC-003-PE-T4-04 | et-0/1/2 | Fabric | LLDP | 100000 | MH-DC-003-CBL-0081 | Black | ODF-4/P19 | ODF-2/P17
LNK-00170 | MH-DC-003-PE-T4-03 | et-0/1/2 | MH-DC-003-PE-T4-04 | et-0/1/2 | Fabric | OSPF | 100000
LNK-00171 | MH-DC-003-PE-T4-03 | et-0/1/2 | MH-DC-003-PE-T4-04 | et-0/1/2 | Fabric | ISIS | 100000
LNK-00172 | MH-DC-003-PE-T4-03 | et-0/1/2 | MH-DC-003-PE-T4-04 | et-0/1/2 | Fabric | BGP | 100000
LNK-00173 | MH-DC-003-PE-T4-03 | et-0/1/2 | MH-DC-003-PE-T4-04 | et-0/1/2 | Fabric | LSP | 100000
LNK-00174 | MH-DC-003-AGG-R01 | et-0/1/0 | MH-DC-003-PE-T4-01 | xe-0/0/6 | Uplink | LLDP | 10000 | MH-DC-003-CBL-0082 | Aqua | ODF-3/P19 | ODF-3/P19
LNK-00175 | MH-DC-003-AGG-R01 | et-0/1/0 | MH-DC-003-PE-T4-01 | xe-0/0/6 | Uplink | OSPF | 10000
LNK-00176 | MH-DC-003-AGG-R01 | et-0/1/0 | MH-DC-003-PE-T4-01 | xe-0/0/6 | Uplink | ISIS | 10000
LNK-00177 | MH-DC-003-AGG-R01 | et-0/1/1 | MH-DC-003-PE-T4-02 | xe-0/0/6 | Uplink | LLDP | 10000 | MH-DC-003-CBL-0083 | Blue | ODF-4/P4 | ODF-2/P6
LNK-00178 | MH-DC-003-AGG-R01 | et-0/1/1 | MH-DC-003-PE-T4-02 | xe-0/0/6 | Uplink | OSPF | 10000
LNK-00179 | MH-DC-003-AGG-R01 | et-0/1/1 | MH-DC-003-PE-T4-02 | xe-0/0/6 | Uplink | ISIS | 10000
LNK-00180 | MH-DC-003-AGG-R02 | et-0/1/0 | MH-DC-003-PE-T4-02 | xe-0/0/7 | Uplink | LLDP | 10000 | MH-DC-003-CBL-0084 | Green | ODF-2/P14 | ODF-4/P8
LNK-00181 | MH-DC-003-AGG-R02 | et-0/1/0 | MH-DC-003-PE-T4-02 | xe-0/0/7 | Uplink | OSPF | 10000
LNK-00182 | MH-DC-003-AGG-R02 | et-0/1/0 | MH-DC-003-PE-T4-02 | xe-0/0/7 | Uplink | ISIS | 10000
LNK-00183 | MH-DC-003-AGG-R02 | et-0/1/1 | MH-DC-003-PE-T4-03 | xe-0/0/6 | Uplink | LLDP | 10000 | MH-DC-003-CBL-0085 | Green | ODF-2/P12 | ODF-1/P10
LNK-00184 | MH-DC-003-AGG-R02 | et-0/1/1 | MH-DC-003-PE-T4-03 | xe-0/0/6 | Uplink | OSPF | 10000
LNK-00185 | MH-DC-003-AGG-R02 | et-0/1/1 | MH-DC-003-PE-T4-03 | xe-0/0/6 | Uplink | ISIS | 10000
LNK-00186 | MH-DC-003-OLA-01 | 1-A-1 | MH-DC-003-AGG-R01 | et-0/1/2 | Uplink | LLDP | 100000 | MH-DC-003-CBL-0086 | Yellow | ODF-3/P17 | ODF-4/P13
LNK-00187 | MH-DC-003-OLA-02 | 1-A-1 | MH-DC-003-AGG-R02 | et-0/1/2 | Uplink | LLDP | 100000 | MH-DC-003-CBL-0087 | Black | ODF-2/P2 | ODF-4/P23
LNK-00188 | MH-DC-003-FW-01 | port1 | MH-DC-003-AGG-R01 | xe-0/0/0 | Uplink | LLDP | 10000 | MH-DC-003-CBL-0088 | Red | ODF-4/P8 | ODF-3/P19
LNK-00189 | MH-DC-003-FW-01 | port2 | MH-DC-003-AGG-R02 | xe-0/0/0 | Uplink | LLDP | 10000 | MH-DC-003-CBL-0089 | Slate | ODF-4/P20 | ODF-1/P3
LNK-00190 | MH-DC-003-MMR-SW-01 | Hu0/0/1/0 | MH-DC-003-AGG-R01 | xe-0/0/1 | Uplink | LLDP | 10000 | MH-DC-003-CBL-0090 | Rose | ODF-3/P21 | ODF-2/P3
LNK-00191 | MH-DC-003-MMR-SW-01 | Hu0/0/1/1 | MH-DC-003-AGG-R02 | xe-0/0/1 | Uplink | LLDP | 10000 | MH-DC-003-CBL-0091 | Violet | ODF-2/P9 | ODF-1/P2
LNK-00192 | MH-DC-003-MMR-SW-02 | Hu0/0/1/0 | MH-DC-003-AGG-R02 | xe-0/0/2 | Uplink | LLDP | 10000 | MH-DC-003-CBL-0092 | Slate | ODF-4/P16 | ODF-2/P5
LNK-00193 | MH-DC-003-MMR-SW-02 | Hu0/0/1/1 | MH-DC-003-AGG-R01 | xe-0/0/2 | Uplink | LLDP | 10000 | MH-DC-003-CBL-0093 | Brown | ODF-2/P2 | ODF-3/P20
LNK-00194 | MH-DC-003-MMR-SW-03 | et-0/1/0 | MH-DC-003-AGG-R01 | xe-0/0/3 | Uplink | LLDP | 10000 | MH-DC-003-CBL-0094 | Red | ODF-2/P23 | ODF-3/P21
LNK-00195 | MH-DC-003-MMR-SW-03 | et-0/1/1 | MH-DC-003-AGG-R02 | xe-0/0/3 | Uplink | LLDP | 10000 | MH-DC-003-CBL-0095 | Black | ODF-3/P11 | ODF-1/P12
LNK-00196 | MH-DC-003-MMR-SW-04 | et-0/1/0 | MH-DC-003-AGG-R02 | xe-0/0/4 | Uplink | LLDP | 10000 | MH-DC-003-CBL-0096 | Orange | ODF-2/P22 | ODF-3/P17
LNK-00197 | MH-DC-003-MMR-SW-04 | et-0/1/1 | MH-DC-003-AGG-R01 | xe-0/0/4 | Uplink | LLDP | 10000 | MH-DC-003-CBL-0097 | Slate | ODF-2/P5 | ODF-4/P6
LNK-00198 | MH-DC-003-MMR-SW-05 | Ethernet49/1 | MH-DC-003-AGG-R01 | xe-0/0/5 | Uplink | LLDP | 10000 | MH-DC-003-CBL-0098 | White | ODF-1/P15 | ODF-3/P9
LNK-00199 | MH-DC-003-MMR-SW-05 | Ethernet49/2 | MH-DC-003-AGG-R02 | xe-0/0/5 | Uplink | LLDP | 10000 | MH-DC-003-CBL-0099 | Violet | ODF-2/P17 | ODF-3/P6
LNK-00200 | MH-DC-003-TOR-001 | Te0/0/0/0 | MH-DC-003-MMR-SW-01 | Te0/0/0/0 | Access | LLDP | 10000 | MH-DC-003-CBL-0100 | Blue | ODF-3/P10 | ODF-2/P14
LNK-00201 | MH-DC-003-TOR-001 | Te0/0/0/1 | MH-DC-003-MMR-SW-02 | Te0/0/0/0 | Access | LLDP | 10000 | MH-DC-003-CBL-0101 | Violet | ODF-3/P14 | ODF-2/P4
LNK-00202 | MH-DC-003-TOR-002 | Te0/0/0/0 | MH-DC-003-MMR-SW-02 | Te0/0/0/1 | Access | LLDP | 10000 | MH-DC-003-CBL-0102 | Blue | ODF-2/P23 | ODF-1/P16
LNK-00203 | MH-DC-003-TOR-002 | Te0/0/0/1 | MH-DC-003-MMR-SW-03 | xe-0/0/0 | Access | LLDP | 10000 | MH-DC-003-CBL-0103 | Orange | ODF-3/P1 | ODF-4/P3
LNK-00204 | MH-DC-003-TOR-003 | xe-0/0/0 | MH-DC-003-MMR-SW-03 | xe-0/0/1 | Access | LLDP | 10000 | MH-DC-003-CBL-0104 | Blue | ODF-2/P6 | ODF-2/P11
LNK-00205 | MH-DC-003-TOR-003 | xe-0/0/1 | MH-DC-003-MMR-SW-04 | xe-0/0/0 | Access | LLDP | 10000 | MH-DC-003-CBL-0105 | Brown | ODF-3/P12 | ODF-1/P16
LNK-00206 | MH-DC-003-TOR-004 | xe-0/0/0 | MH-DC-003-MMR-SW-04 | xe-0/0/1 | Access | LLDP | 10000 | MH-DC-003-CBL-0106 | Slate | ODF-2/P17 | ODF-1/P16
LNK-00207 | MH-DC-003-TOR-004 | xe-0/0/1 | MH-DC-003-MMR-SW-05 | Ethernet1 | Access | LLDP | 10000 | MH-DC-003-CBL-0107 | Orange | ODF-3/P17 | ODF-3/P6
LNK-00208 | MH-DC-004-PE-T4-01 | et-0/1/0 | MH-DC-004-PE-T4-02 | et-0/1/0 | Fabric | LLDP | 100000 | MH-DC-004-CBL-0108 | Green | ODF-4/P24 | ODF-3/P14
LNK-00209 | MH-DC-004-PE-T4-01 | et-0/1/0 | MH-DC-004-PE-T4-02 | et-0/1/0 | Fabric | OSPF | 100000
LNK-00210 | MH-DC-004-PE-T4-01 | et-0/1/0 | MH-DC-004-PE-T4-02 | et-0/1/0 | Fabric | ISIS | 100000
LNK-00211 | MH-DC-004-PE-T4-01 | et-0/1/0 | MH-DC-004-PE-T4-02 | et-0/1/0 | Fabric | BGP | 100000
LNK-00212 | MH-DC-004-PE-T4-01 | et-0/1/0 | MH-DC-004-PE-T4-02 | et-0/1/0 | Fabric | LSP | 100000
LNK-00213 | MH-DC-004-PE-T4-01 | et-0/1/1 | MH-DC-004-PE-T4-03 | et-0/1/0 | Fabric | LLDP | 100000 | MH-DC-004-CBL-0109 | Orange | ODF-2/P20 | ODF-1/P6
LNK-00214 | MH-DC-004-PE-T4-01 | et-0/1/1 | MH-DC-004-PE-T4-03 | et-0/1/0 | Fabric | OSPF | 100000
LNK-00215 | MH-DC-004-PE-T4-01 | et-0/1/1 | MH-DC-004-PE-T4-03 | et-0/1/0 | Fabric | ISIS | 100000
LNK-00216 | MH-DC-004-PE-T4-01 | et-0/1/1 | MH-DC-004-PE-T4-03 | et-0/1/0 | Fabric | BGP | 100000
LNK-00217 | MH-DC-004-PE-T4-01 | et-0/1/1 | MH-DC-004-PE-T4-03 | et-0/1/0 | Fabric | LSP | 100000
LNK-00218 | MH-DC-004-PE-T4-01 | et-0/1/2 | MH-DC-004-PE-T4-04 | et-0/1/0 | Fabric | LLDP | 100000 | MH-DC-004-CBL-0110 | Yellow | ODF-2/P11 | ODF-1/P6
LNK-00219 | MH-DC-004-PE-T4-01 | et-0/1/2 | MH-DC-004-PE-T4-04 | et-0/1/0 | Fabric | OSPF | 100000
LNK-00220 | MH-DC-004-PE-T4-01 | et-0/1/2 | MH-DC-004-PE-T4-04 | et-0/1/0 | Fabric | ISIS | 100000
LNK-00221 | MH-DC-004-PE-T4-01 | et-0/1/2 | MH-DC-004-PE-T4-04 | et-0/1/0 | Fabric | BGP | 100000
LNK-00222 | MH-DC-004-PE-T4-01 | et-0/1/2 | MH-DC-004-PE-T4-04 | et-0/1/0 | Fabric | LSP | 100000
LNK-00223 | MH-DC-004-PE-T4-02 | et-0/1/1 | MH-DC-004-PE-T4-03 | et-0/1/1 | Fabric | LLDP | 100000 | MH-DC-004-CBL-0111 | Violet | ODF-2/P14 | ODF-2/P14
LNK-00224 | MH-DC-004-PE-T4-02 | et-0/1/1 | MH-DC-004-PE-T4-03 | et-0/1/1 | Fabric | OSPF | 100000
LNK-00225 | MH-DC-004-PE-T4-02 | et-0/1/1 | MH-DC-004-PE-T4-03 | et-0/1/1 | Fabric | ISIS | 100000
LNK-00226 | MH-DC-004-PE-T4-02 | et-0/1/1 | MH-DC-004-PE-T4-03 | et-0/1/1 | Fabric | BGP | 100000
LNK-00227 | MH-DC-004-PE-T4-02 | et-0/1/1 | MH-DC-004-PE-T4-03 | et-0/1/1 | Fabric | LSP | 100000
LNK-00228 | MH-DC-004-PE-T4-02 | et-0/1/2 | MH-DC-004-PE-T4-04 | et-0/1/1 | Fabric | LLDP | 100000 | MH-DC-004-CBL-0112 | Green | ODF-4/P13 | ODF-1/P21
LNK-00229 | MH-DC-004-PE-T4-02 | et-0/1/2 | MH-DC-004-PE-T4-04 | et-0/1/1 | Fabric | OSPF | 100000
LNK-00230 | MH-DC-004-PE-T4-02 | et-0/1/2 | MH-DC-004-PE-T4-04 | et-0/1/1 | Fabric | ISIS | 100000
LNK-00231 | MH-DC-004-PE-T4-02 | et-0/1/2 | MH-DC-004-PE-T4-04 | et-0/1/1 | Fabric | BGP | 100000
LNK-00232 | MH-DC-004-PE-T4-02 | et-0/1/2 | MH-DC-004-PE-T4-04 | et-0/1/1 | Fabric | LSP | 100000
LNK-00233 | MH-DC-004-PE-T4-03 | et-0/1/2 | MH-DC-004-PE-T4-04 | et-0/1/2 | Fabric | LLDP | 100000 | MH-DC-004-CBL-0113 | Green | ODF-4/P20 | ODF-1/P18
LNK-00234 | MH-DC-004-PE-T4-03 | et-0/1/2 | MH-DC-004-PE-T4-04 | et-0/1/2 | Fabric | OSPF | 100000
LNK-00235 | MH-DC-004-PE-T4-03 | et-0/1/2 | MH-DC-004-PE-T4-04 | et-0/1/2 | Fabric | ISIS | 100000
LNK-00236 | MH-DC-004-PE-T4-03 | et-0/1/2 | MH-DC-004-PE-T4-04 | et-0/1/2 | Fabric | BGP | 100000
LNK-00237 | MH-DC-004-PE-T4-03 | et-0/1/2 | MH-DC-004-PE-T4-04 | et-0/1/2 | Fabric | LSP | 100000
LNK-00238 | MH-DC-004-AGG-R01 | et-0/1/0 | MH-DC-004-PE-T4-01 | xe-0/0/6 | Uplink | LLDP | 10000 | MH-DC-004-CBL-0114 | Green | ODF-1/P9 | ODF-3/P15
LNK-00239 | MH-DC-004-AGG-R01 | et-0/1/0 | MH-DC-004-PE-T4-01 | xe-0/0/6 | Uplink | OSPF | 10000
LNK-00240 | MH-DC-004-AGG-R01 | et-0/1/0 | MH-DC-004-PE-T4-01 | xe-0/0/6 | Uplink | ISIS | 10000
LNK-00241 | MH-DC-004-AGG-R01 | et-0/1/1 | MH-DC-004-PE-T4-02 | xe-0/0/6 | Uplink | LLDP | 10000 | MH-DC-004-CBL-0115 | Brown | ODF-1/P13 | ODF-2/P6
LNK-00242 | MH-DC-004-AGG-R01 | et-0/1/1 | MH-DC-004-PE-T4-02 | xe-0/0/6 | Uplink | OSPF | 10000
LNK-00243 | MH-DC-004-AGG-R01 | et-0/1/1 | MH-DC-004-PE-T4-02 | xe-0/0/6 | Uplink | ISIS | 10000
LNK-00244 | MH-DC-004-AGG-R02 | et-0/1/0 | MH-DC-004-PE-T4-02 | xe-0/0/7 | Uplink | LLDP | 10000 | MH-DC-004-CBL-0116 | Aqua | ODF-3/P20 | ODF-2/P2
LNK-00245 | MH-DC-004-AGG-R02 | et-0/1/0 | MH-DC-004-PE-T4-02 | xe-0/0/7 | Uplink | OSPF | 10000
LNK-00246 | MH-DC-004-AGG-R02 | et-0/1/0 | MH-DC-004-PE-T4-02 | xe-0/0/7 | Uplink | ISIS | 10000
LNK-00247 | MH-DC-004-AGG-R02 | et-0/1/1 | MH-DC-004-PE-T4-03 | xe-0/0/6 | Uplink | LLDP | 10000 | MH-DC-004-CBL-0117 | Rose | ODF-1/P24 | ODF-4/P20
LNK-00248 | MH-DC-004-AGG-R02 | et-0/1/1 | MH-DC-004-PE-T4-03 | xe-0/0/6 | Uplink | OSPF | 10000
LNK-00249 | MH-DC-004-AGG-R02 | et-0/1/1 | MH-DC-004-PE-T4-03 | xe-0/0/6 | Uplink | ISIS | 10000
LNK-00250 | MH-DC-004-OLA-01 | 1/2/c1 | MH-DC-004-AGG-R01 | et-0/1/2 | Uplink | LLDP | 100000 | MH-DC-004-CBL-0118 | Orange | ODF-1/P10 | ODF-1/P10
LNK-00251 | MH-DC-004-FW-01 | port1 | MH-DC-004-AGG-R01 | xe-0/0/0 | Uplink | LLDP | 10000 | MH-DC-004-CBL-0119 | Aqua | ODF-1/P20 | ODF-4/P24
LNK-00252 | MH-DC-004-FW-01 | port2 | MH-DC-004-AGG-R02 | xe-0/0/0 | Uplink | LLDP | 10000 | MH-DC-004-CBL-0120 | Aqua | ODF-2/P10 | ODF-2/P17
LNK-00253 | MH-DC-004-MMR-SW-01 | et-0/1/0 | MH-DC-004-AGG-R01 | xe-0/0/1 | Uplink | LLDP | 10000 | MH-DC-004-CBL-0121 | Slate | ODF-2/P21 | ODF-1/P13
LNK-00254 | MH-DC-004-MMR-SW-01 | et-0/1/1 | MH-DC-004-AGG-R02 | xe-0/0/1 | Uplink | LLDP | 10000 | MH-DC-004-CBL-0122 | White | ODF-4/P2 | ODF-3/P5
LNK-00255 | MH-DC-004-MMR-SW-02 | Ethernet49/1 | MH-DC-004-AGG-R02 | xe-0/0/2 | Uplink | LLDP | 10000 | MH-DC-004-CBL-0123 | Rose | ODF-3/P17 | ODF-2/P13
LNK-00256 | MH-DC-004-MMR-SW-02 | Ethernet49/2 | MH-DC-004-AGG-R01 | xe-0/0/2 | Uplink | LLDP | 10000 | MH-DC-004-CBL-0124 | Black | ODF-4/P19 | ODF-1/P19
LNK-00257 | MH-DC-004-MMR-SW-03 | et-0/1/0 | MH-DC-004-AGG-R01 | xe-0/0/3 | Uplink | LLDP | 10000 | MH-DC-004-CBL-0125 | Red | ODF-1/P14 | ODF-4/P1
LNK-00258 | MH-DC-004-MMR-SW-03 | et-0/1/1 | MH-DC-004-AGG-R02 | xe-0/0/3 | Uplink | LLDP | 10000 | MH-DC-004-CBL-0126 | Red | ODF-2/P1 | ODF-4/P6
LNK-00259 | MH-DC-004-MMR-SW-04 | et-0/1/0 | MH-DC-004-AGG-R02 | xe-0/0/4 | Uplink | LLDP | 10000 | MH-DC-004-CBL-0127 | Rose | ODF-1/P2 | ODF-1/P12
LNK-00260 | MH-DC-004-MMR-SW-04 | et-0/1/1 | MH-DC-004-AGG-R01 | xe-0/0/4 | Uplink | LLDP | 10000 | MH-DC-004-CBL-0128 | Yellow | ODF-3/P15 | ODF-2/P21
LNK-00261 | MH-DC-004-TOR-001 | Te0/0/0/0 | MH-DC-004-MMR-SW-01 | xe-0/0/0 | Access | LLDP | 10000 | MH-DC-004-CBL-0129 | Yellow | ODF-1/P21 | ODF-1/P14
LNK-00262 | MH-DC-004-TOR-001 | Te0/0/0/1 | MH-DC-004-MMR-SW-02 | Ethernet1 | Access | LLDP | 10000 | MH-DC-004-CBL-0130 | Black | ODF-2/P5 | ODF-1/P9
LNK-00263 | MH-DC-004-TOR-002 | xe-0/0/0 | MH-DC-004-MMR-SW-02 | Ethernet2 | Access | LLDP | 10000 | MH-DC-004-CBL-0131 | Orange | ODF-1/P20 | ODF-3/P20
LNK-00264 | MH-DC-004-TOR-002 | xe-0/0/1 | MH-DC-004-MMR-SW-03 | xe-0/0/0 | Access | LLDP | 10000 | MH-DC-004-CBL-0132 | Brown | ODF-1/P22 | ODF-3/P19
LNK-00265 | UP-DC-005-PE-T4-01 | et-0/1/0 | UP-DC-005-PE-T4-02 | et-0/1/0 | Fabric | LLDP | 100000 | UP-DC-005-CBL-0133 | Slate | ODF-2/P12 | ODF-4/P24
LNK-00266 | UP-DC-005-PE-T4-01 | et-0/1/0 | UP-DC-005-PE-T4-02 | et-0/1/0 | Fabric | OSPF | 100000
LNK-00267 | UP-DC-005-PE-T4-01 | et-0/1/0 | UP-DC-005-PE-T4-02 | et-0/1/0 | Fabric | ISIS | 100000
LNK-00268 | UP-DC-005-PE-T4-01 | et-0/1/0 | UP-DC-005-PE-T4-02 | et-0/1/0 | Fabric | BGP | 100000
LNK-00269 | UP-DC-005-PE-T4-01 | et-0/1/0 | UP-DC-005-PE-T4-02 | et-0/1/0 | Fabric | LSP | 100000
LNK-00270 | UP-DC-005-PE-T4-01 | et-0/1/1 | UP-DC-005-PE-T4-03 | Hu0/0/1/0 | Fabric | LLDP | 100000 | UP-DC-005-CBL-0134 | Violet | ODF-4/P1 | ODF-2/P22
LNK-00271 | UP-DC-005-PE-T4-01 | et-0/1/1 | UP-DC-005-PE-T4-03 | Hu0/0/1/0 | Fabric | OSPF | 100000
LNK-00272 | UP-DC-005-PE-T4-01 | et-0/1/1 | UP-DC-005-PE-T4-03 | Hu0/0/1/0 | Fabric | ISIS | 100000
LNK-00273 | UP-DC-005-PE-T4-01 | et-0/1/1 | UP-DC-005-PE-T4-03 | Hu0/0/1/0 | Fabric | BGP | 100000
LNK-00274 | UP-DC-005-PE-T4-01 | et-0/1/1 | UP-DC-005-PE-T4-03 | Hu0/0/1/0 | Fabric | LSP | 100000
LNK-00275 | UP-DC-005-PE-T4-01 | et-0/1/2 | UP-DC-005-PE-T4-04 | Hu0/0/1/0 | Fabric | LLDP | 100000 | UP-DC-005-CBL-0135 | Black | ODF-1/P2 | ODF-4/P11
LNK-00276 | UP-DC-005-PE-T4-01 | et-0/1/2 | UP-DC-005-PE-T4-04 | Hu0/0/1/0 | Fabric | OSPF | 100000
LNK-00277 | UP-DC-005-PE-T4-01 | et-0/1/2 | UP-DC-005-PE-T4-04 | Hu0/0/1/0 | Fabric | ISIS | 100000
LNK-00278 | UP-DC-005-PE-T4-01 | et-0/1/2 | UP-DC-005-PE-T4-04 | Hu0/0/1/0 | Fabric | BGP | 100000
LNK-00279 | UP-DC-005-PE-T4-01 | et-0/1/2 | UP-DC-005-PE-T4-04 | Hu0/0/1/0 | Fabric | LSP | 100000
LNK-00280 | UP-DC-005-PE-T4-02 | et-0/1/1 | UP-DC-005-PE-T4-03 | Hu0/0/1/1 | Fabric | LLDP | 100000 | UP-DC-005-CBL-0136 | Orange | ODF-1/P12 | ODF-4/P18
LNK-00281 | UP-DC-005-PE-T4-02 | et-0/1/1 | UP-DC-005-PE-T4-03 | Hu0/0/1/1 | Fabric | OSPF | 100000
LNK-00282 | UP-DC-005-PE-T4-02 | et-0/1/1 | UP-DC-005-PE-T4-03 | Hu0/0/1/1 | Fabric | ISIS | 100000
LNK-00283 | UP-DC-005-PE-T4-02 | et-0/1/1 | UP-DC-005-PE-T4-03 | Hu0/0/1/1 | Fabric | BGP | 100000
LNK-00284 | UP-DC-005-PE-T4-02 | et-0/1/1 | UP-DC-005-PE-T4-03 | Hu0/0/1/1 | Fabric | LSP | 100000
LNK-00285 | UP-DC-005-PE-T4-02 | et-0/1/2 | UP-DC-005-PE-T4-04 | Hu0/0/1/1 | Fabric | LLDP | 100000 | UP-DC-005-CBL-0137 | Green | ODF-1/P17 | ODF-2/P2
LNK-00286 | UP-DC-005-PE-T4-02 | et-0/1/2 | UP-DC-005-PE-T4-04 | Hu0/0/1/1 | Fabric | OSPF | 100000
LNK-00287 | UP-DC-005-PE-T4-02 | et-0/1/2 | UP-DC-005-PE-T4-04 | Hu0/0/1/1 | Fabric | ISIS | 100000
LNK-00288 | UP-DC-005-PE-T4-02 | et-0/1/2 | UP-DC-005-PE-T4-04 | Hu0/0/1/1 | Fabric | BGP | 100000
LNK-00289 | UP-DC-005-PE-T4-02 | et-0/1/2 | UP-DC-005-PE-T4-04 | Hu0/0/1/1 | Fabric | LSP | 100000
LNK-00290 | UP-DC-005-PE-T4-03 | Hu0/0/1/2 | UP-DC-005-PE-T4-04 | Hu0/0/1/2 | Fabric | LLDP | 100000 | UP-DC-005-CBL-0138 | Black | ODF-4/P23 | ODF-4/P22
LNK-00291 | UP-DC-005-PE-T4-03 | Hu0/0/1/2 | UP-DC-005-PE-T4-04 | Hu0/0/1/2 | Fabric | OSPF | 100000
LNK-00292 | UP-DC-005-PE-T4-03 | Hu0/0/1/2 | UP-DC-005-PE-T4-04 | Hu0/0/1/2 | Fabric | ISIS | 100000
LNK-00293 | UP-DC-005-PE-T4-03 | Hu0/0/1/2 | UP-DC-005-PE-T4-04 | Hu0/0/1/2 | Fabric | BGP | 100000
LNK-00294 | UP-DC-005-PE-T4-03 | Hu0/0/1/2 | UP-DC-005-PE-T4-04 | Hu0/0/1/2 | Fabric | LSP | 100000
LNK-00295 | UP-DC-005-AGG-R01 | et-0/1/0 | UP-DC-005-PE-T4-01 | xe-0/0/6 | Uplink | LLDP | 10000 | UP-DC-005-CBL-0139 | Green | ODF-2/P6 | ODF-2/P21
LNK-00296 | UP-DC-005-AGG-R01 | et-0/1/0 | UP-DC-005-PE-T4-01 | xe-0/0/6 | Uplink | OSPF | 10000
LNK-00297 | UP-DC-005-AGG-R01 | et-0/1/0 | UP-DC-005-PE-T4-01 | xe-0/0/6 | Uplink | ISIS | 10000
LNK-00298 | UP-DC-005-AGG-R01 | et-0/1/1 | UP-DC-005-PE-T4-02 | xe-0/0/6 | Uplink | LLDP | 10000 | UP-DC-005-CBL-0140 | Aqua | ODF-2/P19 | ODF-3/P24
LNK-00299 | UP-DC-005-AGG-R01 | et-0/1/1 | UP-DC-005-PE-T4-02 | xe-0/0/6 | Uplink | OSPF | 10000
LNK-00300 | UP-DC-005-AGG-R01 | et-0/1/1 | UP-DC-005-PE-T4-02 | xe-0/0/6 | Uplink | ISIS | 10000
LNK-00301 | UP-DC-005-AGG-R02 | et-0/1/0 | UP-DC-005-PE-T4-02 | xe-0/0/7 | Uplink | LLDP | 10000 | UP-DC-005-CBL-0141 | Orange | ODF-4/P13 | ODF-1/P21
LNK-00302 | UP-DC-005-AGG-R02 | et-0/1/0 | UP-DC-005-PE-T4-02 | xe-0/0/7 | Uplink | OSPF | 10000
LNK-00303 | UP-DC-005-AGG-R02 | et-0/1/0 | UP-DC-005-PE-T4-02 | xe-0/0/7 | Uplink | ISIS | 10000
LNK-00304 | UP-DC-005-AGG-R02 | et-0/1/1 | UP-DC-005-PE-T4-03 | Te0/0/0/6 | Uplink | LLDP | 10000 | UP-DC-005-CBL-0142 | White | ODF-2/P20 | ODF-1/P3
LNK-00305 | UP-DC-005-AGG-R02 | et-0/1/1 | UP-DC-005-PE-T4-03 | Te0/0/0/6 | Uplink | OSPF | 10000
LNK-00306 | UP-DC-005-AGG-R02 | et-0/1/1 | UP-DC-005-PE-T4-03 | Te0/0/0/6 | Uplink | ISIS | 10000
LNK-00307 | UP-DC-005-AGG-R03 | et-0/1/0 | UP-DC-005-PE-T4-03 | Te0/0/0/7 | Uplink | LLDP | 10000 | UP-DC-005-CBL-0143 | Aqua | ODF-4/P22 | ODF-3/P7
LNK-00308 | UP-DC-005-AGG-R03 | et-0/1/0 | UP-DC-005-PE-T4-03 | Te0/0/0/7 | Uplink | OSPF | 10000
LNK-00309 | UP-DC-005-AGG-R03 | et-0/1/0 | UP-DC-005-PE-T4-03 | Te0/0/0/7 | Uplink | ISIS | 10000
LNK-00310 | UP-DC-005-AGG-R03 | et-0/1/1 | UP-DC-005-PE-T4-04 | Te0/0/0/6 | Uplink | LLDP | 10000 | UP-DC-005-CBL-0144 | Black | ODF-4/P13 | ODF-4/P13
LNK-00311 | UP-DC-005-AGG-R03 | et-0/1/1 | UP-DC-005-PE-T4-04 | Te0/0/0/6 | Uplink | OSPF | 10000
LNK-00312 | UP-DC-005-AGG-R03 | et-0/1/1 | UP-DC-005-PE-T4-04 | Te0/0/0/6 | Uplink | ISIS | 10000
LNK-00313 | UP-DC-005-OLA-01 | 1/2/c1 | UP-DC-005-AGG-R01 | et-0/1/2 | Uplink | LLDP | 100000 | UP-DC-005-CBL-0145 | Green | ODF-2/P19 | ODF-4/P5
LNK-00314 | UP-DC-005-OLA-02 | 1-A-1 | UP-DC-005-AGG-R02 | et-0/1/2 | Uplink | LLDP | 100000 | UP-DC-005-CBL-0146 | White | ODF-2/P13 | ODF-1/P17
LNK-00315 | UP-DC-005-FW-01 | port1 | UP-DC-005-AGG-R01 | xe-0/0/0 | Uplink | LLDP | 10000 | UP-DC-005-CBL-0147 | Red | ODF-4/P6 | ODF-3/P15
LNK-00316 | UP-DC-005-FW-01 | port2 | UP-DC-005-AGG-R02 | xe-0/0/0 | Uplink | LLDP | 10000 | UP-DC-005-CBL-0148 | Blue | ODF-4/P14 | ODF-1/P17
LNK-00317 | UP-DC-005-MMR-SW-01 | et-0/1/0 | UP-DC-005-AGG-R01 | xe-0/0/1 | Uplink | LLDP | 10000 | UP-DC-005-CBL-0149 | Slate | ODF-3/P2 | ODF-4/P15
LNK-00318 | UP-DC-005-MMR-SW-01 | et-0/1/1 | UP-DC-005-AGG-R01 | xe-0/0/2 | Uplink | LLDP | 10000 | UP-DC-005-CBL-0150 | Rose | ODF-1/P9 | ODF-2/P14
LNK-00319 | UP-DC-005-MMR-SW-02 | Ethernet49/1 | UP-DC-005-AGG-R02 | xe-0/0/1 | Uplink | LLDP | 10000 | UP-DC-005-CBL-0151 | Yellow | ODF-4/P3 | ODF-3/P22
LNK-00320 | UP-DC-005-MMR-SW-02 | Ethernet49/2 | UP-DC-005-AGG-R02 | xe-0/0/2 | Uplink | LLDP | 10000 | UP-DC-005-CBL-0152 | Aqua | ODF-4/P10 | ODF-1/P18
LNK-00321 | UP-DC-005-MMR-SW-03 | Hu0/0/1/0 | UP-DC-005-AGG-R03 | xe-0/0/0 | Uplink | LLDP | 10000 | UP-DC-005-CBL-0153 | Rose | ODF-3/P4 | ODF-3/P7
LNK-00322 | UP-DC-005-MMR-SW-03 | Hu0/0/1/1 | UP-DC-005-AGG-R03 | xe-0/0/1 | Uplink | LLDP | 10000 | UP-DC-005-CBL-0154 | Yellow | ODF-3/P20 | ODF-2/P2
LNK-00323 | UP-DC-005-MMR-SW-04 | Ethernet49/1 | UP-DC-005-AGG-R01 | xe-0/0/3 | Uplink | LLDP | 10000 | UP-DC-005-CBL-0155 | Aqua | ODF-4/P3 | ODF-2/P2
LNK-00324 | UP-DC-005-MMR-SW-04 | Ethernet49/2 | UP-DC-005-AGG-R01 | xe-0/0/4 | Uplink | LLDP | 10000 | UP-DC-005-CBL-0156 | Aqua | ODF-2/P24 | ODF-2/P5
LNK-00325 | UP-DC-005-MMR-SW-05 | et-0/1/0 | UP-DC-005-AGG-R02 | xe-0/0/3 | Uplink | LLDP | 10000 | UP-DC-005-CBL-0157 | Slate | ODF-4/P18 | ODF-2/P10
LNK-00326 | UP-DC-005-MMR-SW-05 | et-0/1/1 | UP-DC-005-AGG-R02 | xe-0/0/4 | Uplink | LLDP | 10000 | UP-DC-005-CBL-0158 | Violet | ODF-2/P10 | ODF-3/P13
LNK-00327 | UP-DC-005-MMR-SW-06 | et-0/1/0 | UP-DC-005-AGG-R03 | xe-0/0/2 | Uplink | LLDP | 10000 | UP-DC-005-CBL-0159 | Green | ODF-4/P17 | ODF-3/P6
LNK-00328 | UP-DC-005-MMR-SW-06 | et-0/1/1 | UP-DC-005-AGG-R03 | xe-0/0/3 | Uplink | LLDP | 10000 | UP-DC-005-CBL-0160 | Rose | ODF-1/P19 | ODF-3/P1
LNK-00329 | UP-DC-005-MMR-SW-07 | et-0/1/0 | UP-DC-005-AGG-R01 | xe-0/0/5 | Uplink | LLDP | 10000 | UP-DC-005-CBL-0161 | Red | ODF-3/P12 | ODF-2/P17
LNK-00330 | UP-DC-005-MMR-SW-07 | et-0/1/1 | UP-DC-005-AGG-R01 | xe-0/0/6 | Uplink | LLDP | 10000 | UP-DC-005-CBL-0162 | Red | ODF-4/P5 | ODF-4/P2
LNK-00331 | UP-DC-005-TOR-001 | Ethernet1 | UP-DC-005-MMR-SW-01 | xe-0/0/0 | Access | LLDP | 10000 | UP-DC-005-CBL-0163 | Brown | ODF-2/P16 | ODF-2/P16
LNK-00332 | UP-DC-005-TOR-001 | Ethernet2 | UP-DC-005-MMR-SW-02 | Ethernet1 | Access | LLDP | 10000 | UP-DC-005-CBL-0164 | Yellow | ODF-4/P7 | ODF-4/P18
LNK-00333 | UP-DC-005-TOR-002 | Te0/0/0/0 | UP-DC-005-MMR-SW-02 | Ethernet2 | Access | LLDP | 10000 | UP-DC-005-CBL-0165 | Violet | ODF-3/P18 | ODF-4/P4
LNK-00334 | UP-DC-005-TOR-002 | Te0/0/0/1 | UP-DC-005-MMR-SW-03 | Te0/0/0/0 | Access | LLDP | 10000 | UP-DC-005-CBL-0166 | Rose | ODF-2/P15 | ODF-4/P20
LNK-00335 | UP-DC-005-TOR-003 | xe-0/0/0 | UP-DC-005-MMR-SW-03 | Te0/0/0/1 | Access | LLDP | 10000 | UP-DC-005-CBL-0167 | Red | ODF-4/P23 | ODF-4/P19
LNK-00336 | UP-DC-005-TOR-003 | xe-0/0/1 | UP-DC-005-MMR-SW-04 | Ethernet1 | Access | LLDP | 10000 | UP-DC-005-CBL-0168 | Brown | ODF-2/P10 | ODF-4/P3
LNK-00337 | UP-DC-005-TOR-004 | Te0/0/0/0 | UP-DC-005-MMR-SW-04 | Ethernet2 | Access | LLDP | 10000 | UP-DC-005-CBL-0169 | Black | ODF-2/P11 | ODF-1/P13
LNK-00338 | UP-DC-005-TOR-004 | Te0/0/0/1 | UP-DC-005-MMR-SW-05 | xe-0/0/0 | Access | LLDP | 10000 | UP-DC-005-CBL-0170 | Yellow | ODF-2/P20 | ODF-3/P1
LNK-00339 | UP-DC-005-TOR-005 | Te0/0/0/0 | UP-DC-005-MMR-SW-05 | xe-0/0/1 | Access | LLDP | 10000 | UP-DC-005-CBL-0171 | Rose | ODF-2/P15 | ODF-4/P3
LNK-00340 | UP-DC-005-TOR-005 | Te0/0/0/1 | UP-DC-005-MMR-SW-06 | xe-0/0/0 | Access | LLDP | 10000 | UP-DC-005-CBL-0172 | Violet | ODF-1/P22 | ODF-2/P20
LNK-00341 | UP-DC-006-PE-T4-01 | et-0/1/0 | UP-DC-006-PE-T4-02 | et-0/1/0 | Fabric | LLDP | 100000 | UP-DC-006-CBL-0173 | White | ODF-4/P7 | ODF-2/P21
LNK-00342 | UP-DC-006-PE-T4-01 | et-0/1/0 | UP-DC-006-PE-T4-02 | et-0/1/0 | Fabric | OSPF | 100000
LNK-00343 | UP-DC-006-PE-T4-01 | et-0/1/0 | UP-DC-006-PE-T4-02 | et-0/1/0 | Fabric | ISIS | 100000
LNK-00344 | UP-DC-006-PE-T4-01 | et-0/1/0 | UP-DC-006-PE-T4-02 | et-0/1/0 | Fabric | BGP | 100000
LNK-00345 | UP-DC-006-PE-T4-01 | et-0/1/0 | UP-DC-006-PE-T4-02 | et-0/1/0 | Fabric | LSP | 100000
LNK-00346 | UP-DC-006-PE-T4-01 | et-0/1/1 | UP-DC-006-PE-T4-03 | et-0/1/0 | Fabric | LLDP | 100000 | UP-DC-006-CBL-0174 | Violet | ODF-4/P22 | ODF-1/P6
LNK-00347 | UP-DC-006-PE-T4-01 | et-0/1/1 | UP-DC-006-PE-T4-03 | et-0/1/0 | Fabric | OSPF | 100000
LNK-00348 | UP-DC-006-PE-T4-01 | et-0/1/1 | UP-DC-006-PE-T4-03 | et-0/1/0 | Fabric | ISIS | 100000
LNK-00349 | UP-DC-006-PE-T4-01 | et-0/1/1 | UP-DC-006-PE-T4-03 | et-0/1/0 | Fabric | BGP | 100000
LNK-00350 | UP-DC-006-PE-T4-01 | et-0/1/1 | UP-DC-006-PE-T4-03 | et-0/1/0 | Fabric | LSP | 100000
LNK-00351 | UP-DC-006-PE-T4-01 | et-0/1/2 | UP-DC-006-PE-T4-04 | et-0/1/0 | Fabric | LLDP | 100000 | UP-DC-006-CBL-0175 | White | ODF-1/P2 | ODF-2/P20
LNK-00352 | UP-DC-006-PE-T4-01 | et-0/1/2 | UP-DC-006-PE-T4-04 | et-0/1/0 | Fabric | OSPF | 100000
LNK-00353 | UP-DC-006-PE-T4-01 | et-0/1/2 | UP-DC-006-PE-T4-04 | et-0/1/0 | Fabric | ISIS | 100000
LNK-00354 | UP-DC-006-PE-T4-01 | et-0/1/2 | UP-DC-006-PE-T4-04 | et-0/1/0 | Fabric | BGP | 100000
LNK-00355 | UP-DC-006-PE-T4-01 | et-0/1/2 | UP-DC-006-PE-T4-04 | et-0/1/0 | Fabric | LSP | 100000
LNK-00356 | UP-DC-006-PE-T4-02 | et-0/1/1 | UP-DC-006-PE-T4-03 | et-0/1/1 | Fabric | LLDP | 100000 | UP-DC-006-CBL-0176 | Brown | ODF-2/P3 | ODF-3/P6
LNK-00357 | UP-DC-006-PE-T4-02 | et-0/1/1 | UP-DC-006-PE-T4-03 | et-0/1/1 | Fabric | OSPF | 100000
LNK-00358 | UP-DC-006-PE-T4-02 | et-0/1/1 | UP-DC-006-PE-T4-03 | et-0/1/1 | Fabric | ISIS | 100000
LNK-00359 | UP-DC-006-PE-T4-02 | et-0/1/1 | UP-DC-006-PE-T4-03 | et-0/1/1 | Fabric | BGP | 100000
LNK-00360 | UP-DC-006-PE-T4-02 | et-0/1/1 | UP-DC-006-PE-T4-03 | et-0/1/1 | Fabric | LSP | 100000
LNK-00361 | UP-DC-006-PE-T4-02 | et-0/1/2 | UP-DC-006-PE-T4-04 | et-0/1/1 | Fabric | LLDP | 100000 | UP-DC-006-CBL-0177 | Orange | ODF-4/P12 | ODF-1/P3
LNK-00362 | UP-DC-006-PE-T4-02 | et-0/1/2 | UP-DC-006-PE-T4-04 | et-0/1/1 | Fabric | OSPF | 100000
LNK-00363 | UP-DC-006-PE-T4-02 | et-0/1/2 | UP-DC-006-PE-T4-04 | et-0/1/1 | Fabric | ISIS | 100000
LNK-00364 | UP-DC-006-PE-T4-02 | et-0/1/2 | UP-DC-006-PE-T4-04 | et-0/1/1 | Fabric | BGP | 100000
LNK-00365 | UP-DC-006-PE-T4-02 | et-0/1/2 | UP-DC-006-PE-T4-04 | et-0/1/1 | Fabric | LSP | 100000
LNK-00366 | UP-DC-006-PE-T4-03 | et-0/1/2 | UP-DC-006-PE-T4-04 | et-0/1/2 | Fabric | LLDP | 100000 | UP-DC-006-CBL-0178 | Black | ODF-4/P2 | ODF-2/P17
LNK-00367 | UP-DC-006-PE-T4-03 | et-0/1/2 | UP-DC-006-PE-T4-04 | et-0/1/2 | Fabric | OSPF | 100000
LNK-00368 | UP-DC-006-PE-T4-03 | et-0/1/2 | UP-DC-006-PE-T4-04 | et-0/1/2 | Fabric | ISIS | 100000
LNK-00369 | UP-DC-006-PE-T4-03 | et-0/1/2 | UP-DC-006-PE-T4-04 | et-0/1/2 | Fabric | BGP | 100000
LNK-00370 | UP-DC-006-PE-T4-03 | et-0/1/2 | UP-DC-006-PE-T4-04 | et-0/1/2 | Fabric | LSP | 100000
LNK-00371 | UP-DC-006-AGG-R01 | et-0/1/0 | UP-DC-006-PE-T4-01 | xe-0/0/6 | Uplink | LLDP | 10000 | UP-DC-006-CBL-0179 | Yellow | ODF-3/P8 | ODF-2/P3
LNK-00372 | UP-DC-006-AGG-R01 | et-0/1/0 | UP-DC-006-PE-T4-01 | xe-0/0/6 | Uplink | OSPF | 10000
LNK-00373 | UP-DC-006-AGG-R01 | et-0/1/0 | UP-DC-006-PE-T4-01 | xe-0/0/6 | Uplink | ISIS | 10000
LNK-00374 | UP-DC-006-AGG-R01 | et-0/1/1 | UP-DC-006-PE-T4-02 | xe-0/0/6 | Uplink | LLDP | 10000 | UP-DC-006-CBL-0180 | Aqua | ODF-4/P6 | ODF-1/P17
LNK-00375 | UP-DC-006-AGG-R01 | et-0/1/1 | UP-DC-006-PE-T4-02 | xe-0/0/6 | Uplink | OSPF | 10000
LNK-00376 | UP-DC-006-AGG-R01 | et-0/1/1 | UP-DC-006-PE-T4-02 | xe-0/0/6 | Uplink | ISIS | 10000
LNK-00377 | UP-DC-006-AGG-R02 | et-0/1/0 | UP-DC-006-PE-T4-02 | xe-0/0/7 | Uplink | LLDP | 10000 | UP-DC-006-CBL-0181 | Yellow | ODF-3/P4 | ODF-1/P9
LNK-00378 | UP-DC-006-AGG-R02 | et-0/1/0 | UP-DC-006-PE-T4-02 | xe-0/0/7 | Uplink | OSPF | 10000
LNK-00379 | UP-DC-006-AGG-R02 | et-0/1/0 | UP-DC-006-PE-T4-02 | xe-0/0/7 | Uplink | ISIS | 10000
LNK-00380 | UP-DC-006-AGG-R02 | et-0/1/1 | UP-DC-006-PE-T4-03 | xe-0/0/6 | Uplink | LLDP | 10000 | UP-DC-006-CBL-0182 | Rose | ODF-1/P4 | ODF-2/P1
LNK-00381 | UP-DC-006-AGG-R02 | et-0/1/1 | UP-DC-006-PE-T4-03 | xe-0/0/6 | Uplink | OSPF | 10000
LNK-00382 | UP-DC-006-AGG-R02 | et-0/1/1 | UP-DC-006-PE-T4-03 | xe-0/0/6 | Uplink | ISIS | 10000
LNK-00383 | UP-DC-006-OLA-01 | 1-A-1 | UP-DC-006-AGG-R01 | et-0/1/2 | Uplink | LLDP | 100000 | UP-DC-006-CBL-0183 | Rose | ODF-4/P17 | ODF-4/P23
LNK-00384 | UP-DC-006-OLA-02 | 1/2/c1 | UP-DC-006-AGG-R02 | et-0/1/2 | Uplink | LLDP | 100000 | UP-DC-006-CBL-0184 | Blue | ODF-3/P6 | ODF-3/P21
LNK-00385 | UP-DC-006-FW-01 | port1 | UP-DC-006-AGG-R01 | xe-0/0/0 | Uplink | LLDP | 10000 | UP-DC-006-CBL-0185 | Green | ODF-4/P4 | ODF-2/P24
LNK-00386 | UP-DC-006-FW-01 | port2 | UP-DC-006-AGG-R02 | xe-0/0/0 | Uplink | LLDP | 10000 | UP-DC-006-CBL-0186 | Rose | ODF-2/P10 | ODF-1/P24
LNK-00387 | UP-DC-006-MMR-SW-01 | Ethernet49/1 | UP-DC-006-AGG-R01 | xe-0/0/1 | Uplink | LLDP | 10000 | UP-DC-006-CBL-0187 | White | ODF-2/P15 | ODF-1/P4
LNK-00388 | UP-DC-006-MMR-SW-01 | Ethernet49/2 | UP-DC-006-AGG-R02 | xe-0/0/1 | Uplink | LLDP | 10000 | UP-DC-006-CBL-0188 | Green | ODF-3/P9 | ODF-1/P18
LNK-00389 | UP-DC-006-MMR-SW-02 | Ethernet49/1 | UP-DC-006-AGG-R02 | xe-0/0/2 | Uplink | LLDP | 10000 | UP-DC-006-CBL-0189 | White | ODF-2/P16 | ODF-4/P21
LNK-00390 | UP-DC-006-MMR-SW-02 | Ethernet49/2 | UP-DC-006-AGG-R01 | xe-0/0/2 | Uplink | LLDP | 10000 | UP-DC-006-CBL-0190 | Rose | ODF-4/P8 | ODF-1/P22
LNK-00391 | UP-DC-006-MMR-SW-03 | Hu0/0/1/0 | UP-DC-006-AGG-R01 | xe-0/0/3 | Uplink | LLDP | 10000 | UP-DC-006-CBL-0191 | Orange | ODF-1/P4 | ODF-4/P10
LNK-00392 | UP-DC-006-MMR-SW-03 | Hu0/0/1/1 | UP-DC-006-AGG-R02 | xe-0/0/3 | Uplink | LLDP | 10000 | UP-DC-006-CBL-0192 | Slate | ODF-3/P7 | ODF-1/P18
LNK-00393 | UP-DC-006-MMR-SW-04 | Ethernet49/1 | UP-DC-006-AGG-R02 | xe-0/0/4 | Uplink | LLDP | 10000 | UP-DC-006-CBL-0193 | Violet | ODF-3/P17 | ODF-4/P24
LNK-00394 | UP-DC-006-MMR-SW-04 | Ethernet49/2 | UP-DC-006-AGG-R01 | xe-0/0/4 | Uplink | LLDP | 10000 | UP-DC-006-CBL-0194 | Rose | ODF-1/P3 | ODF-1/P3
LNK-00395 | UP-DC-006-MMR-SW-05 | et-0/1/0 | UP-DC-006-AGG-R01 | xe-0/0/5 | Uplink | LLDP | 10000 | UP-DC-006-CBL-0195 | Red | ODF-4/P4 | ODF-2/P13
LNK-00396 | UP-DC-006-MMR-SW-05 | et-0/1/1 | UP-DC-006-AGG-R02 | xe-0/0/5 | Uplink | LLDP | 10000 | UP-DC-006-CBL-0196 | White | ODF-2/P4 | ODF-1/P21
LNK-00397 | UP-DC-006-TOR-001 | Ethernet1 | UP-DC-006-MMR-SW-01 | Ethernet1 | Access | LLDP | 10000 | UP-DC-006-CBL-0197 | Black | ODF-4/P18 | ODF-1/P2
LNK-00398 | UP-DC-006-TOR-001 | Ethernet2 | UP-DC-006-MMR-SW-02 | Ethernet1 | Access | LLDP | 10000 | UP-DC-006-CBL-0198 | Yellow | ODF-3/P23 | ODF-1/P13
LNK-00399 | UP-DC-006-TOR-002 | Ethernet1 | UP-DC-006-MMR-SW-02 | Ethernet2 | Access | LLDP | 10000 | UP-DC-006-CBL-0199 | Red | ODF-1/P3 | ODF-1/P19
LNK-00400 | UP-DC-006-TOR-002 | Ethernet2 | UP-DC-006-MMR-SW-03 | Te0/0/0/0 | Access | LLDP | 10000 | UP-DC-006-CBL-0200 | White | ODF-3/P24 | ODF-1/P22
LNK-00401 | UP-DC-006-TOR-003 | Te0/0/0/0 | UP-DC-006-MMR-SW-03 | Te0/0/0/1 | Access | LLDP | 10000 | UP-DC-006-CBL-0201 | White | ODF-2/P18 | ODF-1/P14
LNK-00402 | UP-DC-006-TOR-003 | Te0/0/0/1 | UP-DC-006-MMR-SW-04 | Ethernet1 | Access | LLDP | 10000 | UP-DC-006-CBL-0202 | Brown | ODF-1/P12 | ODF-4/P14
LNK-00403 | UP-DC-006-TOR-004 | xe-0/0/0 | UP-DC-006-MMR-SW-04 | Ethernet2 | Access | LLDP | 10000 | UP-DC-006-CBL-0203 | Orange | ODF-3/P21 | ODF-2/P3
LNK-00404 | UP-DC-006-TOR-004 | xe-0/0/1 | UP-DC-006-MMR-SW-05 | xe-0/0/0 | Access | LLDP | 10000 | UP-DC-006-CBL-0204 | Blue | ODF-4/P1 | ODF-1/P19
LNK-00405 | UP-DC-007-PE-T4-01 | et-0/1/0 | UP-DC-007-PE-T4-02 | et-0/1/0 | Fabric | LLDP | 100000 | UP-DC-007-CBL-0205 | Green | ODF-4/P3 | ODF-1/P24
LNK-00406 | UP-DC-007-PE-T4-01 | et-0/1/0 | UP-DC-007-PE-T4-02 | et-0/1/0 | Fabric | OSPF | 100000
LNK-00407 | UP-DC-007-PE-T4-01 | et-0/1/0 | UP-DC-007-PE-T4-02 | et-0/1/0 | Fabric | ISIS | 100000
LNK-00408 | UP-DC-007-PE-T4-01 | et-0/1/0 | UP-DC-007-PE-T4-02 | et-0/1/0 | Fabric | BGP | 100000
LNK-00409 | UP-DC-007-PE-T4-01 | et-0/1/0 | UP-DC-007-PE-T4-02 | et-0/1/0 | Fabric | LSP | 100000
LNK-00410 | UP-DC-007-PE-T4-01 | et-0/1/1 | UP-DC-007-PE-T4-03 | et-0/1/0 | Fabric | LLDP | 100000 | UP-DC-007-CBL-0206 | Green | ODF-2/P1 | ODF-3/P14
LNK-00411 | UP-DC-007-PE-T4-01 | et-0/1/1 | UP-DC-007-PE-T4-03 | et-0/1/0 | Fabric | OSPF | 100000
LNK-00412 | UP-DC-007-PE-T4-01 | et-0/1/1 | UP-DC-007-PE-T4-03 | et-0/1/0 | Fabric | ISIS | 100000
LNK-00413 | UP-DC-007-PE-T4-01 | et-0/1/1 | UP-DC-007-PE-T4-03 | et-0/1/0 | Fabric | BGP | 100000
LNK-00414 | UP-DC-007-PE-T4-01 | et-0/1/1 | UP-DC-007-PE-T4-03 | et-0/1/0 | Fabric | LSP | 100000
LNK-00415 | UP-DC-007-PE-T4-01 | et-0/1/2 | UP-DC-007-PE-T4-04 | et-0/1/0 | Fabric | LLDP | 100000 | UP-DC-007-CBL-0207 | Black | ODF-1/P17 | ODF-4/P10
LNK-00416 | UP-DC-007-PE-T4-01 | et-0/1/2 | UP-DC-007-PE-T4-04 | et-0/1/0 | Fabric | OSPF | 100000
LNK-00417 | UP-DC-007-PE-T4-01 | et-0/1/2 | UP-DC-007-PE-T4-04 | et-0/1/0 | Fabric | ISIS | 100000
LNK-00418 | UP-DC-007-PE-T4-01 | et-0/1/2 | UP-DC-007-PE-T4-04 | et-0/1/0 | Fabric | BGP | 100000
LNK-00419 | UP-DC-007-PE-T4-01 | et-0/1/2 | UP-DC-007-PE-T4-04 | et-0/1/0 | Fabric | LSP | 100000
LNK-00420 | UP-DC-007-PE-T4-02 | et-0/1/1 | UP-DC-007-PE-T4-03 | et-0/1/1 | Fabric | LLDP | 100000 | UP-DC-007-CBL-0208 | Slate | ODF-1/P7 | ODF-1/P17
LNK-00421 | UP-DC-007-PE-T4-02 | et-0/1/1 | UP-DC-007-PE-T4-03 | et-0/1/1 | Fabric | OSPF | 100000
LNK-00422 | UP-DC-007-PE-T4-02 | et-0/1/1 | UP-DC-007-PE-T4-03 | et-0/1/1 | Fabric | ISIS | 100000
LNK-00423 | UP-DC-007-PE-T4-02 | et-0/1/1 | UP-DC-007-PE-T4-03 | et-0/1/1 | Fabric | BGP | 100000
LNK-00424 | UP-DC-007-PE-T4-02 | et-0/1/1 | UP-DC-007-PE-T4-03 | et-0/1/1 | Fabric | LSP | 100000
LNK-00425 | UP-DC-007-PE-T4-02 | et-0/1/2 | UP-DC-007-PE-T4-04 | et-0/1/1 | Fabric | LLDP | 100000 | UP-DC-007-CBL-0209 | Orange | ODF-4/P4 | ODF-1/P24
LNK-00426 | UP-DC-007-PE-T4-02 | et-0/1/2 | UP-DC-007-PE-T4-04 | et-0/1/1 | Fabric | OSPF | 100000
LNK-00427 | UP-DC-007-PE-T4-02 | et-0/1/2 | UP-DC-007-PE-T4-04 | et-0/1/1 | Fabric | ISIS | 100000
LNK-00428 | UP-DC-007-PE-T4-02 | et-0/1/2 | UP-DC-007-PE-T4-04 | et-0/1/1 | Fabric | BGP | 100000
LNK-00429 | UP-DC-007-PE-T4-02 | et-0/1/2 | UP-DC-007-PE-T4-04 | et-0/1/1 | Fabric | LSP | 100000
LNK-00430 | UP-DC-007-PE-T4-03 | et-0/1/2 | UP-DC-007-PE-T4-04 | et-0/1/2 | Fabric | LLDP | 100000 | UP-DC-007-CBL-0210 | Brown | ODF-2/P1 | ODF-3/P6
LNK-00431 | UP-DC-007-PE-T4-03 | et-0/1/2 | UP-DC-007-PE-T4-04 | et-0/1/2 | Fabric | OSPF | 100000
LNK-00432 | UP-DC-007-PE-T4-03 | et-0/1/2 | UP-DC-007-PE-T4-04 | et-0/1/2 | Fabric | ISIS | 100000
LNK-00433 | UP-DC-007-PE-T4-03 | et-0/1/2 | UP-DC-007-PE-T4-04 | et-0/1/2 | Fabric | BGP | 100000
LNK-00434 | UP-DC-007-PE-T4-03 | et-0/1/2 | UP-DC-007-PE-T4-04 | et-0/1/2 | Fabric | LSP | 100000
LNK-00435 | UP-DC-007-AGG-R01 | et-0/1/0 | UP-DC-007-PE-T4-01 | xe-0/0/6 | Uplink | LLDP | 10000 | UP-DC-007-CBL-0211 | Violet | ODF-4/P6 | ODF-1/P14
LNK-00436 | UP-DC-007-AGG-R01 | et-0/1/0 | UP-DC-007-PE-T4-01 | xe-0/0/6 | Uplink | OSPF | 10000
LNK-00437 | UP-DC-007-AGG-R01 | et-0/1/0 | UP-DC-007-PE-T4-01 | xe-0/0/6 | Uplink | ISIS | 10000
LNK-00438 | UP-DC-007-AGG-R01 | et-0/1/1 | UP-DC-007-PE-T4-02 | xe-0/0/6 | Uplink | LLDP | 10000 | UP-DC-007-CBL-0212 | Red | ODF-3/P16 | ODF-4/P15
LNK-00439 | UP-DC-007-AGG-R01 | et-0/1/1 | UP-DC-007-PE-T4-02 | xe-0/0/6 | Uplink | OSPF | 10000
LNK-00440 | UP-DC-007-AGG-R01 | et-0/1/1 | UP-DC-007-PE-T4-02 | xe-0/0/6 | Uplink | ISIS | 10000
LNK-00441 | UP-DC-007-AGG-R02 | et-0/1/0 | UP-DC-007-PE-T4-02 | xe-0/0/7 | Uplink | LLDP | 10000 | UP-DC-007-CBL-0213 | White | ODF-1/P7 | ODF-4/P1
LNK-00442 | UP-DC-007-AGG-R02 | et-0/1/0 | UP-DC-007-PE-T4-02 | xe-0/0/7 | Uplink | OSPF | 10000
LNK-00443 | UP-DC-007-AGG-R02 | et-0/1/0 | UP-DC-007-PE-T4-02 | xe-0/0/7 | Uplink | ISIS | 10000
LNK-00444 | UP-DC-007-AGG-R02 | et-0/1/1 | UP-DC-007-PE-T4-03 | xe-0/0/6 | Uplink | LLDP | 10000 | UP-DC-007-CBL-0214 | Red | ODF-4/P20 | ODF-3/P1
LNK-00445 | UP-DC-007-AGG-R02 | et-0/1/1 | UP-DC-007-PE-T4-03 | xe-0/0/6 | Uplink | OSPF | 10000
LNK-00446 | UP-DC-007-AGG-R02 | et-0/1/1 | UP-DC-007-PE-T4-03 | xe-0/0/6 | Uplink | ISIS | 10000
LNK-00447 | UP-DC-007-OLA-01 | 1/2/c1 | UP-DC-007-AGG-R01 | et-0/1/2 | Uplink | LLDP | 100000 | UP-DC-007-CBL-0215 | Rose | ODF-4/P18 | ODF-2/P21
LNK-00448 | UP-DC-007-FW-01 | port1 | UP-DC-007-AGG-R01 | xe-0/0/0 | Uplink | LLDP | 10000 | UP-DC-007-CBL-0216 | Black | ODF-1/P21 | ODF-2/P3
LNK-00449 | UP-DC-007-FW-01 | port2 | UP-DC-007-AGG-R02 | xe-0/0/0 | Uplink | LLDP | 10000 | UP-DC-007-CBL-0217 | Yellow | ODF-2/P20 | ODF-1/P17
LNK-00450 | UP-DC-007-MMR-SW-01 | Ethernet49/1 | UP-DC-007-AGG-R01 | xe-0/0/1 | Uplink | LLDP | 10000 | UP-DC-007-CBL-0218 | White | ODF-4/P10 | ODF-2/P1
LNK-00451 | UP-DC-007-MMR-SW-01 | Ethernet49/2 | UP-DC-007-AGG-R02 | xe-0/0/1 | Uplink | LLDP | 10000 | UP-DC-007-CBL-0219 | Brown | ODF-4/P6 | ODF-3/P17
LNK-00452 | UP-DC-007-MMR-SW-02 | et-0/1/0 | UP-DC-007-AGG-R02 | xe-0/0/2 | Uplink | LLDP | 10000 | UP-DC-007-CBL-0220 | Green | ODF-2/P14 | ODF-4/P11
LNK-00453 | UP-DC-007-MMR-SW-02 | et-0/1/1 | UP-DC-007-AGG-R01 | xe-0/0/2 | Uplink | LLDP | 10000 | UP-DC-007-CBL-0221 | White | ODF-1/P7 | ODF-4/P13
LNK-00454 | UP-DC-007-MMR-SW-03 | Ethernet49/1 | UP-DC-007-AGG-R01 | xe-0/0/3 | Uplink | LLDP | 10000 | UP-DC-007-CBL-0222 | Blue | ODF-1/P17 | ODF-3/P11
LNK-00455 | UP-DC-007-MMR-SW-03 | Ethernet49/2 | UP-DC-007-AGG-R02 | xe-0/0/3 | Uplink | LLDP | 10000 | UP-DC-007-CBL-0223 | Yellow | ODF-2/P5 | ODF-1/P24
LNK-00456 | UP-DC-007-MMR-SW-04 | Ethernet49/1 | UP-DC-007-AGG-R02 | xe-0/0/4 | Uplink | LLDP | 10000 | UP-DC-007-CBL-0224 | Rose | ODF-1/P3 | ODF-3/P16
LNK-00457 | UP-DC-007-MMR-SW-04 | Ethernet49/2 | UP-DC-007-AGG-R01 | xe-0/0/4 | Uplink | LLDP | 10000 | UP-DC-007-CBL-0225 | Orange | ODF-1/P11 | ODF-4/P11
LNK-00458 | UP-DC-007-TOR-001 | xe-0/0/0 | UP-DC-007-MMR-SW-01 | Ethernet1 | Access | LLDP | 10000 | UP-DC-007-CBL-0226 | Slate | ODF-1/P8 | ODF-2/P3
LNK-00459 | UP-DC-007-TOR-001 | xe-0/0/1 | UP-DC-007-MMR-SW-02 | xe-0/0/0 | Access | LLDP | 10000 | UP-DC-007-CBL-0227 | Violet | ODF-4/P21 | ODF-4/P24
LNK-00460 | UP-DC-007-TOR-002 | Te0/0/0/0 | UP-DC-007-MMR-SW-02 | xe-0/0/1 | Access | LLDP | 10000 | UP-DC-007-CBL-0228 | Slate | ODF-3/P19 | ODF-1/P1
LNK-00461 | UP-DC-007-TOR-002 | Te0/0/0/1 | UP-DC-007-MMR-SW-03 | Ethernet1 | Access | LLDP | 10000 | UP-DC-007-CBL-0229 | Violet | ODF-2/P8 | ODF-3/P15
LNK-00462 | UP-DC-007-TOR-003 | xe-0/0/0 | UP-DC-007-MMR-SW-03 | Ethernet2 | Access | LLDP | 10000 | UP-DC-007-CBL-0230 | Black | ODF-1/P10 | ODF-1/P11
LNK-00463 | UP-DC-007-TOR-003 | xe-0/0/1 | UP-DC-007-MMR-SW-04 | Ethernet1 | Access | LLDP | 10000 | UP-DC-007-CBL-0231 | Yellow | ODF-2/P15 | ODF-2/P7
LNK-00464 | KA-DC-008-PE-T4-01 | et-0/1/0 | KA-DC-008-PE-T4-02 | et-0/1/0 | Fabric | LLDP | 100000 | KA-DC-008-CBL-0232 | Slate | ODF-1/P13 | ODF-1/P24
LNK-00465 | KA-DC-008-PE-T4-01 | et-0/1/0 | KA-DC-008-PE-T4-02 | et-0/1/0 | Fabric | OSPF | 100000
LNK-00466 | KA-DC-008-PE-T4-01 | et-0/1/0 | KA-DC-008-PE-T4-02 | et-0/1/0 | Fabric | ISIS | 100000
LNK-00467 | KA-DC-008-PE-T4-01 | et-0/1/0 | KA-DC-008-PE-T4-02 | et-0/1/0 | Fabric | BGP | 100000
LNK-00468 | KA-DC-008-PE-T4-01 | et-0/1/0 | KA-DC-008-PE-T4-02 | et-0/1/0 | Fabric | LSP | 100000
LNK-00469 | KA-DC-008-PE-T4-01 | et-0/1/1 | KA-DC-008-PE-T4-03 | et-0/1/0 | Fabric | LLDP | 100000 | KA-DC-008-CBL-0233 | Brown | ODF-4/P2 | ODF-1/P15
LNK-00470 | KA-DC-008-PE-T4-01 | et-0/1/1 | KA-DC-008-PE-T4-03 | et-0/1/0 | Fabric | OSPF | 100000
LNK-00471 | KA-DC-008-PE-T4-01 | et-0/1/1 | KA-DC-008-PE-T4-03 | et-0/1/0 | Fabric | ISIS | 100000
LNK-00472 | KA-DC-008-PE-T4-01 | et-0/1/1 | KA-DC-008-PE-T4-03 | et-0/1/0 | Fabric | BGP | 100000
LNK-00473 | KA-DC-008-PE-T4-01 | et-0/1/1 | KA-DC-008-PE-T4-03 | et-0/1/0 | Fabric | LSP | 100000
LNK-00474 | KA-DC-008-PE-T4-01 | et-0/1/2 | KA-DC-008-PE-T4-04 | et-0/1/0 | Fabric | LLDP | 100000 | KA-DC-008-CBL-0234 | Yellow | ODF-1/P18 | ODF-3/P22
LNK-00475 | KA-DC-008-PE-T4-01 | et-0/1/2 | KA-DC-008-PE-T4-04 | et-0/1/0 | Fabric | OSPF | 100000
LNK-00476 | KA-DC-008-PE-T4-01 | et-0/1/2 | KA-DC-008-PE-T4-04 | et-0/1/0 | Fabric | ISIS | 100000
LNK-00477 | KA-DC-008-PE-T4-01 | et-0/1/2 | KA-DC-008-PE-T4-04 | et-0/1/0 | Fabric | BGP | 100000
LNK-00478 | KA-DC-008-PE-T4-01 | et-0/1/2 | KA-DC-008-PE-T4-04 | et-0/1/0 | Fabric | LSP | 100000
LNK-00479 | KA-DC-008-PE-T4-02 | et-0/1/1 | KA-DC-008-PE-T4-03 | et-0/1/1 | Fabric | LLDP | 100000 | KA-DC-008-CBL-0235 | Slate | ODF-3/P24 | ODF-4/P19
LNK-00480 | KA-DC-008-PE-T4-02 | et-0/1/1 | KA-DC-008-PE-T4-03 | et-0/1/1 | Fabric | OSPF | 100000
LNK-00481 | KA-DC-008-PE-T4-02 | et-0/1/1 | KA-DC-008-PE-T4-03 | et-0/1/1 | Fabric | ISIS | 100000
LNK-00482 | KA-DC-008-PE-T4-02 | et-0/1/1 | KA-DC-008-PE-T4-03 | et-0/1/1 | Fabric | BGP | 100000
LNK-00483 | KA-DC-008-PE-T4-02 | et-0/1/1 | KA-DC-008-PE-T4-03 | et-0/1/1 | Fabric | LSP | 100000
LNK-00484 | KA-DC-008-PE-T4-02 | et-0/1/2 | KA-DC-008-PE-T4-04 | et-0/1/1 | Fabric | LLDP | 100000 | KA-DC-008-CBL-0236 | Blue | ODF-4/P24 | ODF-2/P13
LNK-00485 | KA-DC-008-PE-T4-02 | et-0/1/2 | KA-DC-008-PE-T4-04 | et-0/1/1 | Fabric | OSPF | 100000
LNK-00486 | KA-DC-008-PE-T4-02 | et-0/1/2 | KA-DC-008-PE-T4-04 | et-0/1/1 | Fabric | ISIS | 100000
LNK-00487 | KA-DC-008-PE-T4-02 | et-0/1/2 | KA-DC-008-PE-T4-04 | et-0/1/1 | Fabric | BGP | 100000
LNK-00488 | KA-DC-008-PE-T4-02 | et-0/1/2 | KA-DC-008-PE-T4-04 | et-0/1/1 | Fabric | LSP | 100000
LNK-00489 | KA-DC-008-PE-T4-03 | et-0/1/2 | KA-DC-008-PE-T4-04 | et-0/1/2 | Fabric | LLDP | 100000 | KA-DC-008-CBL-0237 | Brown | ODF-1/P18 | ODF-4/P6
LNK-00490 | KA-DC-008-PE-T4-03 | et-0/1/2 | KA-DC-008-PE-T4-04 | et-0/1/2 | Fabric | OSPF | 100000
LNK-00491 | KA-DC-008-PE-T4-03 | et-0/1/2 | KA-DC-008-PE-T4-04 | et-0/1/2 | Fabric | ISIS | 100000
LNK-00492 | KA-DC-008-PE-T4-03 | et-0/1/2 | KA-DC-008-PE-T4-04 | et-0/1/2 | Fabric | BGP | 100000
LNK-00493 | KA-DC-008-PE-T4-03 | et-0/1/2 | KA-DC-008-PE-T4-04 | et-0/1/2 | Fabric | LSP | 100000
LNK-00494 | KA-DC-008-AGG-R01 | et-0/1/0 | KA-DC-008-PE-T4-01 | xe-0/0/6 | Uplink | LLDP | 10000 | KA-DC-008-CBL-0238 | Red | ODF-2/P6 | ODF-1/P4
LNK-00495 | KA-DC-008-AGG-R01 | et-0/1/0 | KA-DC-008-PE-T4-01 | xe-0/0/6 | Uplink | OSPF | 10000
LNK-00496 | KA-DC-008-AGG-R01 | et-0/1/0 | KA-DC-008-PE-T4-01 | xe-0/0/6 | Uplink | ISIS | 10000
LNK-00497 | KA-DC-008-AGG-R01 | et-0/1/1 | KA-DC-008-PE-T4-02 | xe-0/0/6 | Uplink | LLDP | 10000 | KA-DC-008-CBL-0239 | Rose | ODF-4/P17 | ODF-1/P17
LNK-00498 | KA-DC-008-AGG-R01 | et-0/1/1 | KA-DC-008-PE-T4-02 | xe-0/0/6 | Uplink | OSPF | 10000
LNK-00499 | KA-DC-008-AGG-R01 | et-0/1/1 | KA-DC-008-PE-T4-02 | xe-0/0/6 | Uplink | ISIS | 10000
LNK-00500 | KA-DC-008-AGG-R02 | et-0/1/0 | KA-DC-008-PE-T4-02 | xe-0/0/7 | Uplink | LLDP | 10000 | KA-DC-008-CBL-0240 | Black | ODF-3/P18 | ODF-3/P3
LNK-00501 | KA-DC-008-AGG-R02 | et-0/1/0 | KA-DC-008-PE-T4-02 | xe-0/0/7 | Uplink | OSPF | 10000
LNK-00502 | KA-DC-008-AGG-R02 | et-0/1/0 | KA-DC-008-PE-T4-02 | xe-0/0/7 | Uplink | ISIS | 10000
LNK-00503 | KA-DC-008-AGG-R02 | et-0/1/1 | KA-DC-008-PE-T4-03 | xe-0/0/6 | Uplink | LLDP | 10000 | KA-DC-008-CBL-0241 | Slate | ODF-3/P17 | ODF-4/P17
LNK-00504 | KA-DC-008-AGG-R02 | et-0/1/1 | KA-DC-008-PE-T4-03 | xe-0/0/6 | Uplink | OSPF | 10000
LNK-00505 | KA-DC-008-AGG-R02 | et-0/1/1 | KA-DC-008-PE-T4-03 | xe-0/0/6 | Uplink | ISIS | 10000
LNK-00506 | KA-DC-008-AGG-R03 | et-0/1/0 | KA-DC-008-PE-T4-03 | xe-0/0/7 | Uplink | LLDP | 10000 | KA-DC-008-CBL-0242 | White | ODF-2/P5 | ODF-1/P16
LNK-00507 | KA-DC-008-AGG-R03 | et-0/1/0 | KA-DC-008-PE-T4-03 | xe-0/0/7 | Uplink | OSPF | 10000
LNK-00508 | KA-DC-008-AGG-R03 | et-0/1/0 | KA-DC-008-PE-T4-03 | xe-0/0/7 | Uplink | ISIS | 10000
LNK-00509 | KA-DC-008-AGG-R03 | et-0/1/1 | KA-DC-008-PE-T4-04 | xe-0/0/6 | Uplink | LLDP | 10000 | KA-DC-008-CBL-0243 | Brown | ODF-3/P22 | ODF-4/P1
LNK-00510 | KA-DC-008-AGG-R03 | et-0/1/1 | KA-DC-008-PE-T4-04 | xe-0/0/6 | Uplink | OSPF | 10000
LNK-00511 | KA-DC-008-AGG-R03 | et-0/1/1 | KA-DC-008-PE-T4-04 | xe-0/0/6 | Uplink | ISIS | 10000
LNK-00512 | KA-DC-008-OLA-01 | 1/2/c1 | KA-DC-008-AGG-R01 | et-0/1/2 | Uplink | LLDP | 100000 | KA-DC-008-CBL-0244 | Red | ODF-3/P17 | ODF-4/P1
LNK-00513 | KA-DC-008-OLA-02 | 1-A-1 | KA-DC-008-AGG-R02 | et-0/1/2 | Uplink | LLDP | 100000 | KA-DC-008-CBL-0245 | White | ODF-2/P4 | ODF-1/P11
LNK-00514 | KA-DC-008-FW-01 | port1 | KA-DC-008-AGG-R01 | xe-0/0/0 | Uplink | LLDP | 10000 | KA-DC-008-CBL-0246 | White | ODF-2/P9 | ODF-4/P19
LNK-00515 | KA-DC-008-FW-01 | port2 | KA-DC-008-AGG-R02 | xe-0/0/0 | Uplink | LLDP | 10000 | KA-DC-008-CBL-0247 | Red | ODF-4/P4 | ODF-2/P24
LNK-00516 | KA-DC-008-MMR-SW-01 | Hu0/0/1/0 | KA-DC-008-AGG-R01 | xe-0/0/1 | Uplink | LLDP | 10000 | KA-DC-008-CBL-0248 | Blue | ODF-3/P7 | ODF-2/P24
LNK-00517 | KA-DC-008-MMR-SW-01 | Hu0/0/1/1 | KA-DC-008-AGG-R01 | xe-0/0/2 | Uplink | LLDP | 10000 | KA-DC-008-CBL-0249 | Brown | ODF-2/P18 | ODF-3/P21
LNK-00518 | KA-DC-008-MMR-SW-02 | Ethernet49/1 | KA-DC-008-AGG-R02 | xe-0/0/1 | Uplink | LLDP | 10000 | KA-DC-008-CBL-0250 | Green | ODF-4/P6 | ODF-3/P4
LNK-00519 | KA-DC-008-MMR-SW-02 | Ethernet49/2 | KA-DC-008-AGG-R02 | xe-0/0/2 | Uplink | LLDP | 10000 | KA-DC-008-CBL-0251 | Brown | ODF-1/P17 | ODF-4/P12
LNK-00520 | KA-DC-008-MMR-SW-03 | Hu0/0/1/0 | KA-DC-008-AGG-R03 | xe-0/0/0 | Uplink | LLDP | 10000 | KA-DC-008-CBL-0252 | Brown | ODF-2/P19 | ODF-3/P18
LNK-00521 | KA-DC-008-MMR-SW-03 | Hu0/0/1/1 | KA-DC-008-AGG-R03 | xe-0/0/1 | Uplink | LLDP | 10000 | KA-DC-008-CBL-0253 | Orange | ODF-4/P17 | ODF-1/P12
LNK-00522 | KA-DC-008-MMR-SW-04 | et-0/1/0 | KA-DC-008-AGG-R01 | xe-0/0/3 | Uplink | LLDP | 10000 | KA-DC-008-CBL-0254 | Blue | ODF-3/P3 | ODF-4/P12
LNK-00523 | KA-DC-008-MMR-SW-04 | et-0/1/1 | KA-DC-008-AGG-R01 | xe-0/0/4 | Uplink | LLDP | 10000 | KA-DC-008-CBL-0255 | Slate | ODF-4/P15 | ODF-1/P4
LNK-00524 | KA-DC-008-MMR-SW-05 | Hu0/0/1/0 | KA-DC-008-AGG-R02 | xe-0/0/3 | Uplink | LLDP | 10000 | KA-DC-008-CBL-0256 | Black | ODF-4/P14 | ODF-3/P22
LNK-00525 | KA-DC-008-MMR-SW-05 | Hu0/0/1/1 | KA-DC-008-AGG-R02 | xe-0/0/4 | Uplink | LLDP | 10000 | KA-DC-008-CBL-0257 | Aqua | ODF-3/P1 | ODF-1/P8
LNK-00526 | KA-DC-008-MMR-SW-06 | et-0/1/0 | KA-DC-008-AGG-R03 | xe-0/0/2 | Uplink | LLDP | 10000 | KA-DC-008-CBL-0258 | Black | ODF-2/P6 | ODF-4/P5
LNK-00527 | KA-DC-008-MMR-SW-06 | et-0/1/1 | KA-DC-008-AGG-R03 | xe-0/0/3 | Uplink | LLDP | 10000 | KA-DC-008-CBL-0259 | Blue | ODF-2/P15 | ODF-3/P16
LNK-00528 | KA-DC-008-MMR-SW-07 | Ethernet49/1 | KA-DC-008-AGG-R01 | xe-0/0/5 | Uplink | LLDP | 10000 | KA-DC-008-CBL-0260 | Rose | ODF-3/P4 | ODF-2/P12
LNK-00529 | KA-DC-008-MMR-SW-07 | Ethernet49/2 | KA-DC-008-AGG-R01 | xe-0/0/6 | Uplink | LLDP | 10000 | KA-DC-008-CBL-0261 | Slate | ODF-3/P23 | ODF-4/P8
LNK-00530 | KA-DC-008-TOR-001 | Ethernet1 | KA-DC-008-MMR-SW-01 | Te0/0/0/0 | Access | LLDP | 10000 | KA-DC-008-CBL-0262 | Brown | ODF-3/P3 | ODF-2/P14
LNK-00531 | KA-DC-008-TOR-001 | Ethernet2 | KA-DC-008-MMR-SW-02 | Ethernet1 | Access | LLDP | 10000 | KA-DC-008-CBL-0263 | White | ODF-2/P4 | ODF-3/P8
LNK-00532 | KA-DC-008-TOR-002 | Te0/0/0/0 | KA-DC-008-MMR-SW-02 | Ethernet2 | Access | LLDP | 10000 | KA-DC-008-CBL-0264 | Yellow | ODF-2/P15 | ODF-4/P13
LNK-00533 | KA-DC-008-TOR-002 | Te0/0/0/1 | KA-DC-008-MMR-SW-03 | Te0/0/0/0 | Access | LLDP | 10000 | KA-DC-008-CBL-0265 | Aqua | ODF-2/P20 | ODF-1/P21
LNK-00534 | KA-DC-008-TOR-003 | Ethernet1 | KA-DC-008-MMR-SW-03 | Te0/0/0/1 | Access | LLDP | 10000 | KA-DC-008-CBL-0266 | Orange | ODF-2/P6 | ODF-4/P23
LNK-00535 | KA-DC-008-TOR-003 | Ethernet2 | KA-DC-008-MMR-SW-04 | xe-0/0/0 | Access | LLDP | 10000 | KA-DC-008-CBL-0267 | Slate | ODF-4/P6 | ODF-3/P7
LNK-00536 | KA-DC-008-TOR-004 | Ethernet1 | KA-DC-008-MMR-SW-04 | xe-0/0/1 | Access | LLDP | 10000 | KA-DC-008-CBL-0268 | Brown | ODF-1/P1 | ODF-2/P20
LNK-00537 | KA-DC-008-TOR-004 | Ethernet2 | KA-DC-008-MMR-SW-05 | Te0/0/0/0 | Access | LLDP | 10000 | KA-DC-008-CBL-0269 | Black | ODF-2/P2 | ODF-4/P21
LNK-00538 | KA-DC-008-TOR-005 | Ethernet1 | KA-DC-008-MMR-SW-05 | Te0/0/0/1 | Access | LLDP | 10000 | KA-DC-008-CBL-0270 | Yellow | ODF-3/P15 | ODF-1/P22
LNK-00539 | KA-DC-008-TOR-005 | Ethernet2 | KA-DC-008-MMR-SW-06 | xe-0/0/0 | Access | LLDP | 10000 | KA-DC-008-CBL-0271 | Aqua | ODF-4/P24 | ODF-3/P13
LNK-00540 | DL-DC-009-PE-T4-01 | et-0/1/0 | DL-DC-009-PE-T4-02 | et-0/1/0 | Fabric | LLDP | 100000 | DL-DC-009-CBL-0272 | Red | ODF-1/P12 | ODF-1/P12
LNK-00541 | DL-DC-009-PE-T4-01 | et-0/1/0 | DL-DC-009-PE-T4-02 | et-0/1/0 | Fabric | OSPF | 100000
LNK-00542 | DL-DC-009-PE-T4-01 | et-0/1/0 | DL-DC-009-PE-T4-02 | et-0/1/0 | Fabric | ISIS | 100000
LNK-00543 | DL-DC-009-PE-T4-01 | et-0/1/0 | DL-DC-009-PE-T4-02 | et-0/1/0 | Fabric | BGP | 100000
LNK-00544 | DL-DC-009-PE-T4-01 | et-0/1/0 | DL-DC-009-PE-T4-02 | et-0/1/0 | Fabric | LSP | 100000
LNK-00545 | DL-DC-009-PE-T4-01 | et-0/1/1 | DL-DC-009-PE-T4-03 | Hu0/0/1/0 | Fabric | LLDP | 100000 | DL-DC-009-CBL-0273 | Orange | ODF-1/P6 | ODF-3/P5
LNK-00546 | DL-DC-009-PE-T4-01 | et-0/1/1 | DL-DC-009-PE-T4-03 | Hu0/0/1/0 | Fabric | OSPF | 100000
LNK-00547 | DL-DC-009-PE-T4-01 | et-0/1/1 | DL-DC-009-PE-T4-03 | Hu0/0/1/0 | Fabric | ISIS | 100000
LNK-00548 | DL-DC-009-PE-T4-01 | et-0/1/1 | DL-DC-009-PE-T4-03 | Hu0/0/1/0 | Fabric | BGP | 100000
LNK-00549 | DL-DC-009-PE-T4-01 | et-0/1/1 | DL-DC-009-PE-T4-03 | Hu0/0/1/0 | Fabric | LSP | 100000
LNK-00550 | DL-DC-009-PE-T4-01 | et-0/1/2 | DL-DC-009-PE-T4-04 | Hu0/0/1/0 | Fabric | LLDP | 100000 | DL-DC-009-CBL-0274 | Blue | ODF-4/P23 | ODF-3/P14
LNK-00551 | DL-DC-009-PE-T4-01 | et-0/1/2 | DL-DC-009-PE-T4-04 | Hu0/0/1/0 | Fabric | OSPF | 100000
LNK-00552 | DL-DC-009-PE-T4-01 | et-0/1/2 | DL-DC-009-PE-T4-04 | Hu0/0/1/0 | Fabric | ISIS | 100000
LNK-00553 | DL-DC-009-PE-T4-01 | et-0/1/2 | DL-DC-009-PE-T4-04 | Hu0/0/1/0 | Fabric | BGP | 100000
LNK-00554 | DL-DC-009-PE-T4-01 | et-0/1/2 | DL-DC-009-PE-T4-04 | Hu0/0/1/0 | Fabric | LSP | 100000
LNK-00555 | DL-DC-009-PE-T4-02 | et-0/1/1 | DL-DC-009-PE-T4-03 | Hu0/0/1/1 | Fabric | LLDP | 100000 | DL-DC-009-CBL-0275 | Orange | ODF-4/P22 | ODF-4/P20
LNK-00556 | DL-DC-009-PE-T4-02 | et-0/1/1 | DL-DC-009-PE-T4-03 | Hu0/0/1/1 | Fabric | OSPF | 100000
LNK-00557 | DL-DC-009-PE-T4-02 | et-0/1/1 | DL-DC-009-PE-T4-03 | Hu0/0/1/1 | Fabric | ISIS | 100000
LNK-00558 | DL-DC-009-PE-T4-02 | et-0/1/1 | DL-DC-009-PE-T4-03 | Hu0/0/1/1 | Fabric | BGP | 100000
LNK-00559 | DL-DC-009-PE-T4-02 | et-0/1/1 | DL-DC-009-PE-T4-03 | Hu0/0/1/1 | Fabric | LSP | 100000
LNK-00560 | DL-DC-009-PE-T4-02 | et-0/1/2 | DL-DC-009-PE-T4-04 | Hu0/0/1/1 | Fabric | LLDP | 100000 | DL-DC-009-CBL-0276 | Yellow | ODF-1/P16 | ODF-1/P13
LNK-00561 | DL-DC-009-PE-T4-02 | et-0/1/2 | DL-DC-009-PE-T4-04 | Hu0/0/1/1 | Fabric | OSPF | 100000
LNK-00562 | DL-DC-009-PE-T4-02 | et-0/1/2 | DL-DC-009-PE-T4-04 | Hu0/0/1/1 | Fabric | ISIS | 100000
LNK-00563 | DL-DC-009-PE-T4-02 | et-0/1/2 | DL-DC-009-PE-T4-04 | Hu0/0/1/1 | Fabric | BGP | 100000
LNK-00564 | DL-DC-009-PE-T4-02 | et-0/1/2 | DL-DC-009-PE-T4-04 | Hu0/0/1/1 | Fabric | LSP | 100000
LNK-00565 | DL-DC-009-PE-T4-03 | Hu0/0/1/2 | DL-DC-009-PE-T4-04 | Hu0/0/1/2 | Fabric | LLDP | 100000 | DL-DC-009-CBL-0277 | Red | ODF-4/P15 | ODF-1/P24
LNK-00566 | DL-DC-009-PE-T4-03 | Hu0/0/1/2 | DL-DC-009-PE-T4-04 | Hu0/0/1/2 | Fabric | OSPF | 100000
LNK-00567 | DL-DC-009-PE-T4-03 | Hu0/0/1/2 | DL-DC-009-PE-T4-04 | Hu0/0/1/2 | Fabric | ISIS | 100000
LNK-00568 | DL-DC-009-PE-T4-03 | Hu0/0/1/2 | DL-DC-009-PE-T4-04 | Hu0/0/1/2 | Fabric | BGP | 100000
LNK-00569 | DL-DC-009-PE-T4-03 | Hu0/0/1/2 | DL-DC-009-PE-T4-04 | Hu0/0/1/2 | Fabric | LSP | 100000
LNK-00570 | DL-DC-009-AGG-R01 | et-0/1/0 | DL-DC-009-PE-T4-01 | xe-0/0/6 | Uplink | LLDP | 10000 | DL-DC-009-CBL-0278 | Aqua | ODF-4/P4 | ODF-2/P16
LNK-00571 | DL-DC-009-AGG-R01 | et-0/1/0 | DL-DC-009-PE-T4-01 | xe-0/0/6 | Uplink | OSPF | 10000
LNK-00572 | DL-DC-009-AGG-R01 | et-0/1/0 | DL-DC-009-PE-T4-01 | xe-0/0/6 | Uplink | ISIS | 10000
LNK-00573 | DL-DC-009-AGG-R01 | et-0/1/1 | DL-DC-009-PE-T4-02 | xe-0/0/6 | Uplink | LLDP | 10000 | DL-DC-009-CBL-0279 | Violet | ODF-4/P16 | ODF-2/P17
LNK-00574 | DL-DC-009-AGG-R01 | et-0/1/1 | DL-DC-009-PE-T4-02 | xe-0/0/6 | Uplink | OSPF | 10000
LNK-00575 | DL-DC-009-AGG-R01 | et-0/1/1 | DL-DC-009-PE-T4-02 | xe-0/0/6 | Uplink | ISIS | 10000
LNK-00576 | DL-DC-009-AGG-R02 | et-0/1/0 | DL-DC-009-PE-T4-02 | xe-0/0/7 | Uplink | LLDP | 10000 | DL-DC-009-CBL-0280 | Slate | ODF-2/P13 | ODF-2/P4
LNK-00577 | DL-DC-009-AGG-R02 | et-0/1/0 | DL-DC-009-PE-T4-02 | xe-0/0/7 | Uplink | OSPF | 10000
LNK-00578 | DL-DC-009-AGG-R02 | et-0/1/0 | DL-DC-009-PE-T4-02 | xe-0/0/7 | Uplink | ISIS | 10000
LNK-00579 | DL-DC-009-AGG-R02 | et-0/1/1 | DL-DC-009-PE-T4-03 | Te0/0/0/6 | Uplink | LLDP | 10000 | DL-DC-009-CBL-0281 | Slate | ODF-2/P5 | ODF-1/P15
LNK-00580 | DL-DC-009-AGG-R02 | et-0/1/1 | DL-DC-009-PE-T4-03 | Te0/0/0/6 | Uplink | OSPF | 10000
LNK-00581 | DL-DC-009-AGG-R02 | et-0/1/1 | DL-DC-009-PE-T4-03 | Te0/0/0/6 | Uplink | ISIS | 10000
LNK-00582 | DL-DC-009-AGG-R03 | et-0/1/0 | DL-DC-009-PE-T4-03 | Te0/0/0/7 | Uplink | LLDP | 10000 | DL-DC-009-CBL-0282 | Violet | ODF-4/P12 | ODF-1/P22
LNK-00583 | DL-DC-009-AGG-R03 | et-0/1/0 | DL-DC-009-PE-T4-03 | Te0/0/0/7 | Uplink | OSPF | 10000
LNK-00584 | DL-DC-009-AGG-R03 | et-0/1/0 | DL-DC-009-PE-T4-03 | Te0/0/0/7 | Uplink | ISIS | 10000
LNK-00585 | DL-DC-009-AGG-R03 | et-0/1/1 | DL-DC-009-PE-T4-04 | Te0/0/0/6 | Uplink | LLDP | 10000 | DL-DC-009-CBL-0283 | Rose | ODF-1/P21 | ODF-2/P24
LNK-00586 | DL-DC-009-AGG-R03 | et-0/1/1 | DL-DC-009-PE-T4-04 | Te0/0/0/6 | Uplink | OSPF | 10000
LNK-00587 | DL-DC-009-AGG-R03 | et-0/1/1 | DL-DC-009-PE-T4-04 | Te0/0/0/6 | Uplink | ISIS | 10000
LNK-00588 | DL-DC-009-OLA-01 | 1-A-1 | DL-DC-009-AGG-R01 | et-0/1/2 | Uplink | LLDP | 100000 | DL-DC-009-CBL-0284 | Slate | ODF-2/P14 | ODF-4/P7
LNK-00589 | DL-DC-009-OLA-02 | 1-A-1 | DL-DC-009-AGG-R02 | et-0/1/2 | Uplink | LLDP | 100000 | DL-DC-009-CBL-0285 | White | ODF-3/P8 | ODF-4/P24
LNK-00590 | DL-DC-009-FW-01 | port1 | DL-DC-009-AGG-R01 | xe-0/0/0 | Uplink | LLDP | 10000 | DL-DC-009-CBL-0286 | Aqua | ODF-1/P15 | ODF-4/P15
LNK-00591 | DL-DC-009-FW-01 | port2 | DL-DC-009-AGG-R02 | xe-0/0/0 | Uplink | LLDP | 10000 | DL-DC-009-CBL-0287 | Black | ODF-3/P23 | ODF-1/P4
LNK-00592 | DL-DC-009-FW-02 | port1 | DL-DC-009-AGG-R02 | xe-0/0/1 | Uplink | LLDP | 10000 | DL-DC-009-CBL-0288 | White | ODF-3/P23 | ODF-3/P20
LNK-00593 | DL-DC-009-FW-02 | port2 | DL-DC-009-AGG-R03 | xe-0/0/0 | Uplink | LLDP | 10000 | DL-DC-009-CBL-0289 | Red | ODF-2/P20 | ODF-3/P23
LNK-00594 | DL-DC-009-MMR-SW-01 | et-0/1/0 | DL-DC-009-AGG-R01 | xe-0/0/1 | Uplink | LLDP | 10000 | DL-DC-009-CBL-0290 | Yellow | ODF-2/P23 | ODF-1/P7
LNK-00595 | DL-DC-009-MMR-SW-01 | et-0/1/1 | DL-DC-009-AGG-R01 | xe-0/0/2 | Uplink | LLDP | 10000 | DL-DC-009-CBL-0291 | Aqua | ODF-1/P16 | ODF-3/P10
LNK-00596 | DL-DC-009-MMR-SW-02 | Hu0/0/1/0 | DL-DC-009-AGG-R02 | xe-0/0/2 | Uplink | LLDP | 10000 | DL-DC-009-CBL-0292 | Black | ODF-2/P7 | ODF-1/P19
LNK-00597 | DL-DC-009-MMR-SW-02 | Hu0/0/1/1 | DL-DC-009-AGG-R02 | xe-0/0/3 | Uplink | LLDP | 10000 | DL-DC-009-CBL-0293 | Violet | ODF-1/P24 | ODF-3/P7
LNK-00598 | DL-DC-009-MMR-SW-03 | et-0/1/0 | DL-DC-009-AGG-R03 | xe-0/0/1 | Uplink | LLDP | 10000 | DL-DC-009-CBL-0294 | White | ODF-2/P13 | ODF-2/P3
LNK-00599 | DL-DC-009-MMR-SW-03 | et-0/1/1 | DL-DC-009-AGG-R03 | xe-0/0/2 | Uplink | LLDP | 10000 | DL-DC-009-CBL-0295 | Slate | ODF-3/P22 | ODF-3/P20
LNK-00600 | DL-DC-009-MMR-SW-04 | Ethernet49/1 | DL-DC-009-AGG-R01 | xe-0/0/3 | Uplink | LLDP | 10000 | DL-DC-009-CBL-0296 | Red | ODF-3/P13 | ODF-3/P22
LNK-00601 | DL-DC-009-MMR-SW-04 | Ethernet49/2 | DL-DC-009-AGG-R01 | xe-0/0/4 | Uplink | LLDP | 10000 | DL-DC-009-CBL-0297 | Green | ODF-4/P6 | ODF-2/P13
LNK-00602 | DL-DC-009-MMR-SW-05 | et-0/1/0 | DL-DC-009-AGG-R02 | xe-0/0/4 | Uplink | LLDP | 10000 | DL-DC-009-CBL-0298 | Blue | ODF-1/P4 | ODF-1/P2
LNK-00603 | DL-DC-009-MMR-SW-05 | et-0/1/1 | DL-DC-009-AGG-R02 | xe-0/0/5 | Uplink | LLDP | 10000 | DL-DC-009-CBL-0299 | Rose | ODF-3/P3 | ODF-1/P24
LNK-00604 | DL-DC-009-MMR-SW-06 | et-0/1/0 | DL-DC-009-AGG-R03 | xe-0/0/3 | Uplink | LLDP | 10000 | DL-DC-009-CBL-0300 | Aqua | ODF-2/P11 | ODF-1/P13
LNK-00605 | DL-DC-009-MMR-SW-06 | et-0/1/1 | DL-DC-009-AGG-R03 | xe-0/0/4 | Uplink | LLDP | 10000 | DL-DC-009-CBL-0301 | Yellow | ODF-3/P6 | ODF-1/P24
LNK-00606 | DL-DC-009-MMR-SW-07 | et-0/1/0 | DL-DC-009-AGG-R01 | xe-0/0/5 | Uplink | LLDP | 10000 | DL-DC-009-CBL-0302 | Blue | ODF-3/P17 | ODF-3/P20
LNK-00607 | DL-DC-009-MMR-SW-07 | et-0/1/1 | DL-DC-009-AGG-R01 | xe-0/0/6 | Uplink | LLDP | 10000 | DL-DC-009-CBL-0303 | White | ODF-2/P3 | ODF-3/P18
LNK-00608 | DL-DC-009-MMR-SW-08 | Ethernet49/1 | DL-DC-009-AGG-R02 | xe-0/0/6 | Uplink | LLDP | 10000 | DL-DC-009-CBL-0304 | Brown | ODF-2/P7 | ODF-4/P18
LNK-00609 | DL-DC-009-MMR-SW-08 | Ethernet49/2 | DL-DC-009-AGG-R02 | xe-0/0/7 | Uplink | LLDP | 10000 | DL-DC-009-CBL-0305 | Rose | ODF-4/P6 | ODF-2/P14
LNK-00610 | DL-DC-009-TOR-001 | xe-0/0/0 | DL-DC-009-MMR-SW-01 | xe-0/0/0 | Access | LLDP | 10000 | DL-DC-009-CBL-0306 | Aqua | ODF-2/P23 | ODF-2/P22
LNK-00611 | DL-DC-009-TOR-001 | xe-0/0/1 | DL-DC-009-MMR-SW-02 | Te0/0/0/0 | Access | LLDP | 10000 | DL-DC-009-CBL-0307 | Blue | ODF-2/P6 | ODF-3/P23
LNK-00612 | DL-DC-009-TOR-002 | Te0/0/0/0 | DL-DC-009-MMR-SW-02 | Te0/0/0/1 | Access | LLDP | 10000 | DL-DC-009-CBL-0308 | Slate | ODF-1/P2 | ODF-3/P16
LNK-00613 | DL-DC-009-TOR-002 | Te0/0/0/1 | DL-DC-009-MMR-SW-03 | xe-0/0/0 | Access | LLDP | 10000 | DL-DC-009-CBL-0309 | Yellow | ODF-2/P22 | ODF-2/P19
LNK-00614 | DL-DC-009-TOR-003 | Ethernet1 | DL-DC-009-MMR-SW-03 | xe-0/0/1 | Access | LLDP | 10000 | DL-DC-009-CBL-0310 | Orange | ODF-2/P16 | ODF-4/P15
LNK-00615 | DL-DC-009-TOR-003 | Ethernet2 | DL-DC-009-MMR-SW-04 | Ethernet1 | Access | LLDP | 10000 | DL-DC-009-CBL-0311 | Red | ODF-2/P4 | ODF-2/P5
LNK-00616 | DL-DC-009-TOR-004 | Te0/0/0/0 | DL-DC-009-MMR-SW-04 | Ethernet2 | Access | LLDP | 10000 | DL-DC-009-CBL-0312 | Red | ODF-3/P23 | ODF-1/P19
LNK-00617 | DL-DC-009-TOR-004 | Te0/0/0/1 | DL-DC-009-MMR-SW-05 | xe-0/0/0 | Access | LLDP | 10000 | DL-DC-009-CBL-0313 | Red | ODF-2/P11 | ODF-4/P10
LNK-00618 | DL-DC-009-TOR-005 | Te0/0/0/0 | DL-DC-009-MMR-SW-05 | xe-0/0/1 | Access | LLDP | 10000 | DL-DC-009-CBL-0314 | Violet | ODF-3/P24 | ODF-2/P9
LNK-00619 | DL-DC-009-TOR-005 | Te0/0/0/1 | DL-DC-009-MMR-SW-06 | xe-0/0/0 | Access | LLDP | 10000 | DL-DC-009-CBL-0315 | Blue | ODF-3/P14 | ODF-3/P11
LNK-00620 | DL-DC-009-TOR-006 | Te0/0/0/0 | DL-DC-009-MMR-SW-06 | xe-0/0/1 | Access | LLDP | 10000 | DL-DC-009-CBL-0316 | Brown | ODF-4/P16 | ODF-2/P12
LNK-00621 | DL-DC-009-TOR-006 | Te0/0/0/1 | DL-DC-009-MMR-SW-07 | xe-0/0/0 | Access | LLDP | 10000 | DL-DC-009-CBL-0317 | Green | ODF-1/P14 | ODF-4/P9
LNK-00622 | AP-DC-010-PE-T4-01 | et-0/1/0 | AP-DC-010-PE-T4-02 | et-0/1/0 | Fabric | LLDP | 100000 | AP-DC-010-CBL-0318 | Black | ODF-4/P11 | ODF-1/P10
LNK-00623 | AP-DC-010-PE-T4-01 | et-0/1/0 | AP-DC-010-PE-T4-02 | et-0/1/0 | Fabric | OSPF | 100000
LNK-00624 | AP-DC-010-PE-T4-01 | et-0/1/0 | AP-DC-010-PE-T4-02 | et-0/1/0 | Fabric | ISIS | 100000
LNK-00625 | AP-DC-010-PE-T4-01 | et-0/1/0 | AP-DC-010-PE-T4-02 | et-0/1/0 | Fabric | BGP | 100000
LNK-00626 | AP-DC-010-PE-T4-01 | et-0/1/0 | AP-DC-010-PE-T4-02 | et-0/1/0 | Fabric | LSP | 100000
LNK-00627 | AP-DC-010-PE-T4-01 | et-0/1/1 | AP-DC-010-PE-T4-03 | Hu0/0/1/0 | Fabric | LLDP | 100000 | AP-DC-010-CBL-0319 | Aqua | ODF-3/P21 | ODF-3/P23
LNK-00628 | AP-DC-010-PE-T4-01 | et-0/1/1 | AP-DC-010-PE-T4-03 | Hu0/0/1/0 | Fabric | OSPF | 100000
LNK-00629 | AP-DC-010-PE-T4-01 | et-0/1/1 | AP-DC-010-PE-T4-03 | Hu0/0/1/0 | Fabric | ISIS | 100000
LNK-00630 | AP-DC-010-PE-T4-01 | et-0/1/1 | AP-DC-010-PE-T4-03 | Hu0/0/1/0 | Fabric | BGP | 100000
LNK-00631 | AP-DC-010-PE-T4-01 | et-0/1/1 | AP-DC-010-PE-T4-03 | Hu0/0/1/0 | Fabric | LSP | 100000
LNK-00632 | AP-DC-010-PE-T4-01 | et-0/1/2 | AP-DC-010-PE-T4-04 | Hu0/0/1/0 | Fabric | LLDP | 100000 | AP-DC-010-CBL-0320 | Red | ODF-4/P13 | ODF-4/P20
LNK-00633 | AP-DC-010-PE-T4-01 | et-0/1/2 | AP-DC-010-PE-T4-04 | Hu0/0/1/0 | Fabric | OSPF | 100000
LNK-00634 | AP-DC-010-PE-T4-01 | et-0/1/2 | AP-DC-010-PE-T4-04 | Hu0/0/1/0 | Fabric | ISIS | 100000
LNK-00635 | AP-DC-010-PE-T4-01 | et-0/1/2 | AP-DC-010-PE-T4-04 | Hu0/0/1/0 | Fabric | BGP | 100000
LNK-00636 | AP-DC-010-PE-T4-01 | et-0/1/2 | AP-DC-010-PE-T4-04 | Hu0/0/1/0 | Fabric | LSP | 100000
LNK-00637 | AP-DC-010-PE-T4-02 | et-0/1/1 | AP-DC-010-PE-T4-03 | Hu0/0/1/1 | Fabric | LLDP | 100000 | AP-DC-010-CBL-0321 | Orange | ODF-4/P8 | ODF-3/P2
LNK-00638 | AP-DC-010-PE-T4-02 | et-0/1/1 | AP-DC-010-PE-T4-03 | Hu0/0/1/1 | Fabric | OSPF | 100000
LNK-00639 | AP-DC-010-PE-T4-02 | et-0/1/1 | AP-DC-010-PE-T4-03 | Hu0/0/1/1 | Fabric | ISIS | 100000
LNK-00640 | AP-DC-010-PE-T4-02 | et-0/1/1 | AP-DC-010-PE-T4-03 | Hu0/0/1/1 | Fabric | BGP | 100000
LNK-00641 | AP-DC-010-PE-T4-02 | et-0/1/1 | AP-DC-010-PE-T4-03 | Hu0/0/1/1 | Fabric | LSP | 100000
LNK-00642 | AP-DC-010-PE-T4-02 | et-0/1/2 | AP-DC-010-PE-T4-04 | Hu0/0/1/1 | Fabric | LLDP | 100000 | AP-DC-010-CBL-0322 | Green | ODF-3/P20 | ODF-4/P20
LNK-00643 | AP-DC-010-PE-T4-02 | et-0/1/2 | AP-DC-010-PE-T4-04 | Hu0/0/1/1 | Fabric | OSPF | 100000
LNK-00644 | AP-DC-010-PE-T4-02 | et-0/1/2 | AP-DC-010-PE-T4-04 | Hu0/0/1/1 | Fabric | ISIS | 100000
LNK-00645 | AP-DC-010-PE-T4-02 | et-0/1/2 | AP-DC-010-PE-T4-04 | Hu0/0/1/1 | Fabric | BGP | 100000
LNK-00646 | AP-DC-010-PE-T4-02 | et-0/1/2 | AP-DC-010-PE-T4-04 | Hu0/0/1/1 | Fabric | LSP | 100000
LNK-00647 | AP-DC-010-PE-T4-03 | Hu0/0/1/2 | AP-DC-010-PE-T4-04 | Hu0/0/1/2 | Fabric | LLDP | 100000 | AP-DC-010-CBL-0323 | Orange | ODF-4/P12 | ODF-3/P15
LNK-00648 | AP-DC-010-PE-T4-03 | Hu0/0/1/2 | AP-DC-010-PE-T4-04 | Hu0/0/1/2 | Fabric | OSPF | 100000
LNK-00649 | AP-DC-010-PE-T4-03 | Hu0/0/1/2 | AP-DC-010-PE-T4-04 | Hu0/0/1/2 | Fabric | ISIS | 100000
LNK-00650 | AP-DC-010-PE-T4-03 | Hu0/0/1/2 | AP-DC-010-PE-T4-04 | Hu0/0/1/2 | Fabric | BGP | 100000
LNK-00651 | AP-DC-010-PE-T4-03 | Hu0/0/1/2 | AP-DC-010-PE-T4-04 | Hu0/0/1/2 | Fabric | LSP | 100000
LNK-00652 | AP-DC-010-AGG-R01 | et-0/1/0 | AP-DC-010-PE-T4-01 | xe-0/0/6 | Uplink | LLDP | 10000 | AP-DC-010-CBL-0324 | Rose | ODF-2/P15 | ODF-1/P16
LNK-00653 | AP-DC-010-AGG-R01 | et-0/1/0 | AP-DC-010-PE-T4-01 | xe-0/0/6 | Uplink | OSPF | 10000
LNK-00654 | AP-DC-010-AGG-R01 | et-0/1/0 | AP-DC-010-PE-T4-01 | xe-0/0/6 | Uplink | ISIS | 10000
LNK-00655 | AP-DC-010-AGG-R01 | et-0/1/1 | AP-DC-010-PE-T4-02 | xe-0/0/6 | Uplink | LLDP | 10000 | AP-DC-010-CBL-0325 | Red | ODF-4/P1 | ODF-3/P8
LNK-00656 | AP-DC-010-AGG-R01 | et-0/1/1 | AP-DC-010-PE-T4-02 | xe-0/0/6 | Uplink | OSPF | 10000
LNK-00657 | AP-DC-010-AGG-R01 | et-0/1/1 | AP-DC-010-PE-T4-02 | xe-0/0/6 | Uplink | ISIS | 10000
LNK-00658 | AP-DC-010-AGG-R02 | et-0/1/0 | AP-DC-010-PE-T4-02 | xe-0/0/7 | Uplink | LLDP | 10000 | AP-DC-010-CBL-0326 | Black | ODF-3/P22 | ODF-2/P13
LNK-00659 | AP-DC-010-AGG-R02 | et-0/1/0 | AP-DC-010-PE-T4-02 | xe-0/0/7 | Uplink | OSPF | 10000
LNK-00660 | AP-DC-010-AGG-R02 | et-0/1/0 | AP-DC-010-PE-T4-02 | xe-0/0/7 | Uplink | ISIS | 10000
LNK-00661 | AP-DC-010-AGG-R02 | et-0/1/1 | AP-DC-010-PE-T4-03 | Te0/0/0/6 | Uplink | LLDP | 10000 | AP-DC-010-CBL-0327 | White | ODF-1/P12 | ODF-3/P5
LNK-00662 | AP-DC-010-AGG-R02 | et-0/1/1 | AP-DC-010-PE-T4-03 | Te0/0/0/6 | Uplink | OSPF | 10000
LNK-00663 | AP-DC-010-AGG-R02 | et-0/1/1 | AP-DC-010-PE-T4-03 | Te0/0/0/6 | Uplink | ISIS | 10000
LNK-00664 | AP-DC-010-OLA-01 | 1/2/c1 | AP-DC-010-AGG-R01 | et-0/1/2 | Uplink | LLDP | 100000 | AP-DC-010-CBL-0328 | White | ODF-3/P20 | ODF-1/P23
LNK-00665 | AP-DC-010-FW-01 | port1 | AP-DC-010-AGG-R01 | xe-0/0/0 | Uplink | LLDP | 10000 | AP-DC-010-CBL-0329 | Brown | ODF-2/P2 | ODF-4/P6
LNK-00666 | AP-DC-010-FW-01 | port2 | AP-DC-010-AGG-R02 | xe-0/0/0 | Uplink | LLDP | 10000 | AP-DC-010-CBL-0330 | Black | ODF-4/P21 | ODF-2/P13
LNK-00667 | AP-DC-010-MMR-SW-01 | Ethernet49/1 | AP-DC-010-AGG-R01 | xe-0/0/1 | Uplink | LLDP | 10000 | AP-DC-010-CBL-0331 | Aqua | ODF-1/P6 | ODF-3/P13
LNK-00668 | AP-DC-010-MMR-SW-01 | Ethernet49/2 | AP-DC-010-AGG-R02 | xe-0/0/1 | Uplink | LLDP | 10000 | AP-DC-010-CBL-0332 | Brown | ODF-3/P11 | ODF-3/P19
LNK-00669 | AP-DC-010-MMR-SW-02 | et-0/1/0 | AP-DC-010-AGG-R02 | xe-0/0/2 | Uplink | LLDP | 10000 | AP-DC-010-CBL-0333 | Brown | ODF-3/P11 | ODF-2/P11
LNK-00670 | AP-DC-010-MMR-SW-02 | et-0/1/1 | AP-DC-010-AGG-R01 | xe-0/0/2 | Uplink | LLDP | 10000 | AP-DC-010-CBL-0334 | Slate | ODF-3/P4 | ODF-4/P23
LNK-00671 | AP-DC-010-MMR-SW-03 | Hu0/0/1/0 | AP-DC-010-AGG-R01 | xe-0/0/3 | Uplink | LLDP | 10000 | AP-DC-010-CBL-0335 | Aqua | ODF-3/P9 | ODF-2/P14
LNK-00672 | AP-DC-010-MMR-SW-03 | Hu0/0/1/1 | AP-DC-010-AGG-R02 | xe-0/0/3 | Uplink | LLDP | 10000 | AP-DC-010-CBL-0336 | Aqua | ODF-1/P21 | ODF-3/P22
LNK-00673 | AP-DC-010-MMR-SW-04 | Hu0/0/1/0 | AP-DC-010-AGG-R02 | xe-0/0/4 | Uplink | LLDP | 10000 | AP-DC-010-CBL-0337 | Red | ODF-4/P23 | ODF-2/P8
LNK-00674 | AP-DC-010-MMR-SW-04 | Hu0/0/1/1 | AP-DC-010-AGG-R01 | xe-0/0/4 | Uplink | LLDP | 10000 | AP-DC-010-CBL-0338 | Blue | ODF-4/P7 | ODF-3/P14
LNK-00675 | AP-DC-010-TOR-001 | xe-0/0/0 | AP-DC-010-MMR-SW-01 | Ethernet1 | Access | LLDP | 10000 | AP-DC-010-CBL-0339 | Yellow | ODF-3/P16 | ODF-1/P7
LNK-00676 | AP-DC-010-TOR-001 | xe-0/0/1 | AP-DC-010-MMR-SW-02 | xe-0/0/0 | Access | LLDP | 10000 | AP-DC-010-CBL-0340 | Blue | ODF-1/P14 | ODF-1/P1
LNK-00677 | AP-DC-010-TOR-002 | Te0/0/0/0 | AP-DC-010-MMR-SW-02 | xe-0/0/1 | Access | LLDP | 10000 | AP-DC-010-CBL-0341 | Brown | ODF-3/P22 | ODF-4/P2
LNK-00678 | AP-DC-010-TOR-002 | Te0/0/0/1 | AP-DC-010-MMR-SW-03 | Te0/0/0/0 | Access | LLDP | 10000 | AP-DC-010-CBL-0342 | Orange | ODF-4/P22 | ODF-3/P4
LNK-00679 | AP-DC-010-TOR-003 | Ethernet1 | AP-DC-010-MMR-SW-03 | Te0/0/0/1 | Access | LLDP | 10000 | AP-DC-010-CBL-0343 | Rose | ODF-2/P17 | ODF-1/P10
LNK-00680 | AP-DC-010-TOR-003 | Ethernet2 | AP-DC-010-MMR-SW-04 | Te0/0/0/0 | Access | LLDP | 10000 | AP-DC-010-CBL-0344 | Orange | ODF-2/P8 | ODF-4/P10
LNK-00681 | HR-DC-011-PE-T4-01 | et-0/1/0 | HR-DC-011-PE-T4-02 | et-0/1/0 | Fabric | LLDP | 100000 | HR-DC-011-CBL-0345 | White | ODF-3/P4 | ODF-1/P19
LNK-00682 | HR-DC-011-PE-T4-01 | et-0/1/0 | HR-DC-011-PE-T4-02 | et-0/1/0 | Fabric | OSPF | 100000
LNK-00683 | HR-DC-011-PE-T4-01 | et-0/1/0 | HR-DC-011-PE-T4-02 | et-0/1/0 | Fabric | ISIS | 100000
LNK-00684 | HR-DC-011-PE-T4-01 | et-0/1/0 | HR-DC-011-PE-T4-02 | et-0/1/0 | Fabric | BGP | 100000
LNK-00685 | HR-DC-011-PE-T4-01 | et-0/1/0 | HR-DC-011-PE-T4-02 | et-0/1/0 | Fabric | LSP | 100000
LNK-00686 | HR-DC-011-PE-T4-01 | et-0/1/1 | HR-DC-011-PE-T4-03 | et-0/1/0 | Fabric | LLDP | 100000 | HR-DC-011-CBL-0346 | Blue | ODF-3/P13 | ODF-3/P14
LNK-00687 | HR-DC-011-PE-T4-01 | et-0/1/1 | HR-DC-011-PE-T4-03 | et-0/1/0 | Fabric | OSPF | 100000
LNK-00688 | HR-DC-011-PE-T4-01 | et-0/1/1 | HR-DC-011-PE-T4-03 | et-0/1/0 | Fabric | ISIS | 100000
LNK-00689 | HR-DC-011-PE-T4-01 | et-0/1/1 | HR-DC-011-PE-T4-03 | et-0/1/0 | Fabric | BGP | 100000
LNK-00690 | HR-DC-011-PE-T4-01 | et-0/1/1 | HR-DC-011-PE-T4-03 | et-0/1/0 | Fabric | LSP | 100000
LNK-00691 | HR-DC-011-PE-T4-01 | et-0/1/2 | HR-DC-011-PE-T4-04 | et-0/1/0 | Fabric | LLDP | 100000 | HR-DC-011-CBL-0347 | Slate | ODF-3/P21 | ODF-4/P24
LNK-00692 | HR-DC-011-PE-T4-01 | et-0/1/2 | HR-DC-011-PE-T4-04 | et-0/1/0 | Fabric | OSPF | 100000
LNK-00693 | HR-DC-011-PE-T4-01 | et-0/1/2 | HR-DC-011-PE-T4-04 | et-0/1/0 | Fabric | ISIS | 100000
LNK-00694 | HR-DC-011-PE-T4-01 | et-0/1/2 | HR-DC-011-PE-T4-04 | et-0/1/0 | Fabric | BGP | 100000
LNK-00695 | HR-DC-011-PE-T4-01 | et-0/1/2 | HR-DC-011-PE-T4-04 | et-0/1/0 | Fabric | LSP | 100000
LNK-00696 | HR-DC-011-PE-T4-02 | et-0/1/1 | HR-DC-011-PE-T4-03 | et-0/1/1 | Fabric | LLDP | 100000 | HR-DC-011-CBL-0348 | Rose | ODF-3/P8 | ODF-2/P15
LNK-00697 | HR-DC-011-PE-T4-02 | et-0/1/1 | HR-DC-011-PE-T4-03 | et-0/1/1 | Fabric | OSPF | 100000
LNK-00698 | HR-DC-011-PE-T4-02 | et-0/1/1 | HR-DC-011-PE-T4-03 | et-0/1/1 | Fabric | ISIS | 100000
LNK-00699 | HR-DC-011-PE-T4-02 | et-0/1/1 | HR-DC-011-PE-T4-03 | et-0/1/1 | Fabric | BGP | 100000
LNK-00700 | HR-DC-011-PE-T4-02 | et-0/1/1 | HR-DC-011-PE-T4-03 | et-0/1/1 | Fabric | LSP | 100000
LNK-00701 | HR-DC-011-PE-T4-02 | et-0/1/2 | HR-DC-011-PE-T4-04 | et-0/1/1 | Fabric | LLDP | 100000 | HR-DC-011-CBL-0349 | Slate | ODF-1/P18 | ODF-3/P4
LNK-00702 | HR-DC-011-PE-T4-02 | et-0/1/2 | HR-DC-011-PE-T4-04 | et-0/1/1 | Fabric | OSPF | 100000
LNK-00703 | HR-DC-011-PE-T4-02 | et-0/1/2 | HR-DC-011-PE-T4-04 | et-0/1/1 | Fabric | ISIS | 100000
LNK-00704 | HR-DC-011-PE-T4-02 | et-0/1/2 | HR-DC-011-PE-T4-04 | et-0/1/1 | Fabric | BGP | 100000
LNK-00705 | HR-DC-011-PE-T4-02 | et-0/1/2 | HR-DC-011-PE-T4-04 | et-0/1/1 | Fabric | LSP | 100000
LNK-00706 | HR-DC-011-PE-T4-03 | et-0/1/2 | HR-DC-011-PE-T4-04 | et-0/1/2 | Fabric | LLDP | 100000 | HR-DC-011-CBL-0350 | Orange | ODF-4/P12 | ODF-2/P9
LNK-00707 | HR-DC-011-PE-T4-03 | et-0/1/2 | HR-DC-011-PE-T4-04 | et-0/1/2 | Fabric | OSPF | 100000
LNK-00708 | HR-DC-011-PE-T4-03 | et-0/1/2 | HR-DC-011-PE-T4-04 | et-0/1/2 | Fabric | ISIS | 100000
LNK-00709 | HR-DC-011-PE-T4-03 | et-0/1/2 | HR-DC-011-PE-T4-04 | et-0/1/2 | Fabric | BGP | 100000
LNK-00710 | HR-DC-011-PE-T4-03 | et-0/1/2 | HR-DC-011-PE-T4-04 | et-0/1/2 | Fabric | LSP | 100000
LNK-00711 | HR-DC-011-AGG-R01 | et-0/1/0 | HR-DC-011-PE-T4-01 | xe-0/0/6 | Uplink | LLDP | 10000 | HR-DC-011-CBL-0351 | Blue | ODF-3/P10 | ODF-1/P7
LNK-00712 | HR-DC-011-AGG-R01 | et-0/1/0 | HR-DC-011-PE-T4-01 | xe-0/0/6 | Uplink | OSPF | 10000
LNK-00713 | HR-DC-011-AGG-R01 | et-0/1/0 | HR-DC-011-PE-T4-01 | xe-0/0/6 | Uplink | ISIS | 10000
LNK-00714 | HR-DC-011-AGG-R01 | et-0/1/1 | HR-DC-011-PE-T4-02 | xe-0/0/6 | Uplink | LLDP | 10000 | HR-DC-011-CBL-0352 | White | ODF-3/P10 | ODF-2/P5
LNK-00715 | HR-DC-011-AGG-R01 | et-0/1/1 | HR-DC-011-PE-T4-02 | xe-0/0/6 | Uplink | OSPF | 10000
LNK-00716 | HR-DC-011-AGG-R01 | et-0/1/1 | HR-DC-011-PE-T4-02 | xe-0/0/6 | Uplink | ISIS | 10000
LNK-00717 | HR-DC-011-AGG-R02 | et-0/1/0 | HR-DC-011-PE-T4-02 | xe-0/0/7 | Uplink | LLDP | 10000 | HR-DC-011-CBL-0353 | Yellow | ODF-4/P14 | ODF-2/P2
LNK-00718 | HR-DC-011-AGG-R02 | et-0/1/0 | HR-DC-011-PE-T4-02 | xe-0/0/7 | Uplink | OSPF | 10000
LNK-00719 | HR-DC-011-AGG-R02 | et-0/1/0 | HR-DC-011-PE-T4-02 | xe-0/0/7 | Uplink | ISIS | 10000
LNK-00720 | HR-DC-011-AGG-R02 | et-0/1/1 | HR-DC-011-PE-T4-03 | xe-0/0/6 | Uplink | LLDP | 10000 | HR-DC-011-CBL-0354 | Rose | ODF-3/P4 | ODF-2/P5
LNK-00721 | HR-DC-011-AGG-R02 | et-0/1/1 | HR-DC-011-PE-T4-03 | xe-0/0/6 | Uplink | OSPF | 10000
LNK-00722 | HR-DC-011-AGG-R02 | et-0/1/1 | HR-DC-011-PE-T4-03 | xe-0/0/6 | Uplink | ISIS | 10000
LNK-00723 | HR-DC-011-OLA-01 | 1-A-1 | HR-DC-011-AGG-R01 | et-0/1/2 | Uplink | LLDP | 100000 | HR-DC-011-CBL-0355 | Green | ODF-3/P22 | ODF-4/P7
LNK-00724 | HR-DC-011-OLA-02 | 1/2/c1 | HR-DC-011-AGG-R02 | et-0/1/2 | Uplink | LLDP | 100000 | HR-DC-011-CBL-0356 | Red | ODF-3/P20 | ODF-3/P23
LNK-00725 | HR-DC-011-FW-01 | port1 | HR-DC-011-AGG-R01 | xe-0/0/0 | Uplink | LLDP | 10000 | HR-DC-011-CBL-0357 | Slate | ODF-3/P16 | ODF-2/P19
LNK-00726 | HR-DC-011-FW-01 | port2 | HR-DC-011-AGG-R02 | xe-0/0/0 | Uplink | LLDP | 10000 | HR-DC-011-CBL-0358 | White | ODF-1/P5 | ODF-4/P14
LNK-00727 | HR-DC-011-MMR-SW-01 | Ethernet49/1 | HR-DC-011-AGG-R01 | xe-0/0/1 | Uplink | LLDP | 10000 | HR-DC-011-CBL-0359 | Black | ODF-4/P19 | ODF-2/P8
LNK-00728 | HR-DC-011-MMR-SW-01 | Ethernet49/2 | HR-DC-011-AGG-R02 | xe-0/0/1 | Uplink | LLDP | 10000 | HR-DC-011-CBL-0360 | Brown | ODF-3/P13 | ODF-2/P7
LNK-00729 | HR-DC-011-MMR-SW-02 | Ethernet49/1 | HR-DC-011-AGG-R02 | xe-0/0/2 | Uplink | LLDP | 10000 | HR-DC-011-CBL-0361 | Green | ODF-3/P9 | ODF-3/P8
LNK-00730 | HR-DC-011-MMR-SW-02 | Ethernet49/2 | HR-DC-011-AGG-R01 | xe-0/0/2 | Uplink | LLDP | 10000 | HR-DC-011-CBL-0362 | Red | ODF-3/P15 | ODF-1/P23
LNK-00731 | HR-DC-011-MMR-SW-03 | Ethernet49/1 | HR-DC-011-AGG-R01 | xe-0/0/3 | Uplink | LLDP | 10000 | HR-DC-011-CBL-0363 | Violet | ODF-2/P2 | ODF-4/P21
LNK-00732 | HR-DC-011-MMR-SW-03 | Ethernet49/2 | HR-DC-011-AGG-R02 | xe-0/0/3 | Uplink | LLDP | 10000 | HR-DC-011-CBL-0364 | White | ODF-3/P15 | ODF-3/P18
LNK-00733 | HR-DC-011-MMR-SW-04 | Ethernet49/1 | HR-DC-011-AGG-R02 | xe-0/0/4 | Uplink | LLDP | 10000 | HR-DC-011-CBL-0365 | Violet | ODF-4/P12 | ODF-3/P4
LNK-00734 | HR-DC-011-MMR-SW-04 | Ethernet49/2 | HR-DC-011-AGG-R01 | xe-0/0/4 | Uplink | LLDP | 10000 | HR-DC-011-CBL-0366 | Aqua | ODF-4/P21 | ODF-3/P13
LNK-00735 | HR-DC-011-MMR-SW-05 | Hu0/0/1/0 | HR-DC-011-AGG-R01 | xe-0/0/5 | Uplink | LLDP | 10000 | HR-DC-011-CBL-0367 | Blue | ODF-4/P17 | ODF-3/P23
LNK-00736 | HR-DC-011-MMR-SW-05 | Hu0/0/1/1 | HR-DC-011-AGG-R02 | xe-0/0/5 | Uplink | LLDP | 10000 | HR-DC-011-CBL-0368 | Brown | ODF-1/P9 | ODF-1/P17
LNK-00737 | HR-DC-011-MMR-SW-06 | Hu0/0/1/0 | HR-DC-011-AGG-R02 | xe-0/0/6 | Uplink | LLDP | 10000 | HR-DC-011-CBL-0369 | Red | ODF-4/P4 | ODF-1/P15
LNK-00738 | HR-DC-011-MMR-SW-06 | Hu0/0/1/1 | HR-DC-011-AGG-R01 | xe-0/0/6 | Uplink | LLDP | 10000 | HR-DC-011-CBL-0370 | Violet | ODF-4/P3 | ODF-3/P4
LNK-00739 | HR-DC-011-TOR-001 | Te0/0/0/0 | HR-DC-011-MMR-SW-01 | Ethernet1 | Access | LLDP | 10000 | HR-DC-011-CBL-0371 | Aqua | ODF-2/P3 | ODF-1/P14
LNK-00740 | HR-DC-011-TOR-001 | Te0/0/0/1 | HR-DC-011-MMR-SW-02 | Ethernet1 | Access | LLDP | 10000 | HR-DC-011-CBL-0372 | Aqua | ODF-3/P22 | ODF-2/P10
LNK-00741 | HR-DC-011-TOR-002 | Te0/0/0/0 | HR-DC-011-MMR-SW-02 | Ethernet2 | Access | LLDP | 10000 | HR-DC-011-CBL-0373 | Brown | ODF-3/P1 | ODF-3/P23
LNK-00742 | HR-DC-011-TOR-002 | Te0/0/0/1 | HR-DC-011-MMR-SW-03 | Ethernet1 | Access | LLDP | 10000 | HR-DC-011-CBL-0374 | Aqua | ODF-4/P19 | ODF-2/P12
LNK-00743 | HR-DC-011-TOR-003 | xe-0/0/0 | HR-DC-011-MMR-SW-03 | Ethernet2 | Access | LLDP | 10000 | HR-DC-011-CBL-0375 | Yellow | ODF-2/P12 | ODF-4/P14
LNK-00744 | HR-DC-011-TOR-003 | xe-0/0/1 | HR-DC-011-MMR-SW-04 | Ethernet1 | Access | LLDP | 10000 | HR-DC-011-CBL-0376 | White | ODF-3/P20 | ODF-2/P18
LNK-00745 | HR-DC-011-TOR-004 | xe-0/0/0 | HR-DC-011-MMR-SW-04 | Ethernet2 | Access | LLDP | 10000 | HR-DC-011-CBL-0377 | White | ODF-3/P1 | ODF-3/P10
LNK-00746 | HR-DC-011-TOR-004 | xe-0/0/1 | HR-DC-011-MMR-SW-05 | Te0/0/0/0 | Access | LLDP | 10000 | HR-DC-011-CBL-0378 | Yellow | ODF-2/P9 | ODF-2/P5
LNK-00747 | HR-DC-011-TOR-005 | xe-0/0/0 | HR-DC-011-MMR-SW-05 | Te0/0/0/1 | Access | LLDP | 10000 | HR-DC-011-CBL-0379 | Brown | ODF-1/P16 | ODF-4/P11
LNK-00748 | HR-DC-011-TOR-005 | xe-0/0/1 | HR-DC-011-MMR-SW-06 | Te0/0/0/0 | Access | LLDP | 10000 | HR-DC-011-CBL-0380 | Rose | ODF-1/P13 | ODF-4/P6
LNK-00749 | PB-DC-012-PE-T4-01 | et-0/1/0 | PB-DC-012-PE-T4-02 | et-0/1/0 | Fabric | LLDP | 100000 | PB-DC-012-CBL-0381 | Blue | ODF-2/P21 | ODF-2/P11
LNK-00750 | PB-DC-012-PE-T4-01 | et-0/1/0 | PB-DC-012-PE-T4-02 | et-0/1/0 | Fabric | OSPF | 100000
LNK-00751 | PB-DC-012-PE-T4-01 | et-0/1/0 | PB-DC-012-PE-T4-02 | et-0/1/0 | Fabric | ISIS | 100000
LNK-00752 | PB-DC-012-PE-T4-01 | et-0/1/0 | PB-DC-012-PE-T4-02 | et-0/1/0 | Fabric | BGP | 100000
LNK-00753 | PB-DC-012-PE-T4-01 | et-0/1/0 | PB-DC-012-PE-T4-02 | et-0/1/0 | Fabric | LSP | 100000
LNK-00754 | PB-DC-012-PE-T4-01 | et-0/1/1 | PB-DC-012-PE-T4-03 | et-0/1/0 | Fabric | LLDP | 100000 | PB-DC-012-CBL-0382 | White | ODF-3/P7 | ODF-4/P5
LNK-00755 | PB-DC-012-PE-T4-01 | et-0/1/1 | PB-DC-012-PE-T4-03 | et-0/1/0 | Fabric | OSPF | 100000
LNK-00756 | PB-DC-012-PE-T4-01 | et-0/1/1 | PB-DC-012-PE-T4-03 | et-0/1/0 | Fabric | ISIS | 100000
LNK-00757 | PB-DC-012-PE-T4-01 | et-0/1/1 | PB-DC-012-PE-T4-03 | et-0/1/0 | Fabric | BGP | 100000
LNK-00758 | PB-DC-012-PE-T4-01 | et-0/1/1 | PB-DC-012-PE-T4-03 | et-0/1/0 | Fabric | LSP | 100000
LNK-00759 | PB-DC-012-PE-T4-01 | et-0/1/2 | PB-DC-012-PE-T4-04 | et-0/1/0 | Fabric | LLDP | 100000 | PB-DC-012-CBL-0383 | White | ODF-4/P8 | ODF-2/P14
LNK-00760 | PB-DC-012-PE-T4-01 | et-0/1/2 | PB-DC-012-PE-T4-04 | et-0/1/0 | Fabric | OSPF | 100000
LNK-00761 | PB-DC-012-PE-T4-01 | et-0/1/2 | PB-DC-012-PE-T4-04 | et-0/1/0 | Fabric | ISIS | 100000
LNK-00762 | PB-DC-012-PE-T4-01 | et-0/1/2 | PB-DC-012-PE-T4-04 | et-0/1/0 | Fabric | BGP | 100000
LNK-00763 | PB-DC-012-PE-T4-01 | et-0/1/2 | PB-DC-012-PE-T4-04 | et-0/1/0 | Fabric | LSP | 100000
LNK-00764 | PB-DC-012-PE-T4-02 | et-0/1/1 | PB-DC-012-PE-T4-03 | et-0/1/1 | Fabric | LLDP | 100000 | PB-DC-012-CBL-0384 | Black | ODF-3/P13 | ODF-3/P24
LNK-00765 | PB-DC-012-PE-T4-02 | et-0/1/1 | PB-DC-012-PE-T4-03 | et-0/1/1 | Fabric | OSPF | 100000
LNK-00766 | PB-DC-012-PE-T4-02 | et-0/1/1 | PB-DC-012-PE-T4-03 | et-0/1/1 | Fabric | ISIS | 100000
LNK-00767 | PB-DC-012-PE-T4-02 | et-0/1/1 | PB-DC-012-PE-T4-03 | et-0/1/1 | Fabric | BGP | 100000
LNK-00768 | PB-DC-012-PE-T4-02 | et-0/1/1 | PB-DC-012-PE-T4-03 | et-0/1/1 | Fabric | LSP | 100000
LNK-00769 | PB-DC-012-PE-T4-02 | et-0/1/2 | PB-DC-012-PE-T4-04 | et-0/1/1 | Fabric | LLDP | 100000 | PB-DC-012-CBL-0385 | Blue | ODF-2/P23 | ODF-4/P19
LNK-00770 | PB-DC-012-PE-T4-02 | et-0/1/2 | PB-DC-012-PE-T4-04 | et-0/1/1 | Fabric | OSPF | 100000
LNK-00771 | PB-DC-012-PE-T4-02 | et-0/1/2 | PB-DC-012-PE-T4-04 | et-0/1/1 | Fabric | ISIS | 100000
LNK-00772 | PB-DC-012-PE-T4-02 | et-0/1/2 | PB-DC-012-PE-T4-04 | et-0/1/1 | Fabric | BGP | 100000
LNK-00773 | PB-DC-012-PE-T4-02 | et-0/1/2 | PB-DC-012-PE-T4-04 | et-0/1/1 | Fabric | LSP | 100000
LNK-00774 | PB-DC-012-PE-T4-03 | et-0/1/2 | PB-DC-012-PE-T4-04 | et-0/1/2 | Fabric | LLDP | 100000 | PB-DC-012-CBL-0386 | Aqua | ODF-1/P13 | ODF-4/P20
LNK-00775 | PB-DC-012-PE-T4-03 | et-0/1/2 | PB-DC-012-PE-T4-04 | et-0/1/2 | Fabric | OSPF | 100000
LNK-00776 | PB-DC-012-PE-T4-03 | et-0/1/2 | PB-DC-012-PE-T4-04 | et-0/1/2 | Fabric | ISIS | 100000
LNK-00777 | PB-DC-012-PE-T4-03 | et-0/1/2 | PB-DC-012-PE-T4-04 | et-0/1/2 | Fabric | BGP | 100000
LNK-00778 | PB-DC-012-PE-T4-03 | et-0/1/2 | PB-DC-012-PE-T4-04 | et-0/1/2 | Fabric | LSP | 100000
LNK-00779 | PB-DC-012-AGG-R01 | et-0/1/0 | PB-DC-012-PE-T4-01 | xe-0/0/6 | Uplink | LLDP | 10000 | PB-DC-012-CBL-0387 | Blue | ODF-1/P16 | ODF-4/P9
LNK-00780 | PB-DC-012-AGG-R01 | et-0/1/0 | PB-DC-012-PE-T4-01 | xe-0/0/6 | Uplink | OSPF | 10000
LNK-00781 | PB-DC-012-AGG-R01 | et-0/1/0 | PB-DC-012-PE-T4-01 | xe-0/0/6 | Uplink | ISIS | 10000
LNK-00782 | PB-DC-012-AGG-R01 | et-0/1/1 | PB-DC-012-PE-T4-02 | xe-0/0/6 | Uplink | LLDP | 10000 | PB-DC-012-CBL-0388 | Blue | ODF-4/P14 | ODF-1/P10
LNK-00783 | PB-DC-012-AGG-R01 | et-0/1/1 | PB-DC-012-PE-T4-02 | xe-0/0/6 | Uplink | OSPF | 10000
LNK-00784 | PB-DC-012-AGG-R01 | et-0/1/1 | PB-DC-012-PE-T4-02 | xe-0/0/6 | Uplink | ISIS | 10000
LNK-00785 | PB-DC-012-AGG-R02 | et-0/1/0 | PB-DC-012-PE-T4-02 | xe-0/0/7 | Uplink | LLDP | 10000 | PB-DC-012-CBL-0389 | Aqua | ODF-3/P1 | ODF-4/P3
LNK-00786 | PB-DC-012-AGG-R02 | et-0/1/0 | PB-DC-012-PE-T4-02 | xe-0/0/7 | Uplink | OSPF | 10000
LNK-00787 | PB-DC-012-AGG-R02 | et-0/1/0 | PB-DC-012-PE-T4-02 | xe-0/0/7 | Uplink | ISIS | 10000
LNK-00788 | PB-DC-012-AGG-R02 | et-0/1/1 | PB-DC-012-PE-T4-03 | xe-0/0/6 | Uplink | LLDP | 10000 | PB-DC-012-CBL-0390 | Blue | ODF-3/P5 | ODF-1/P5
LNK-00789 | PB-DC-012-AGG-R02 | et-0/1/1 | PB-DC-012-PE-T4-03 | xe-0/0/6 | Uplink | OSPF | 10000
LNK-00790 | PB-DC-012-AGG-R02 | et-0/1/1 | PB-DC-012-PE-T4-03 | xe-0/0/6 | Uplink | ISIS | 10000
LNK-00791 | PB-DC-012-OLA-01 | 1/2/c1 | PB-DC-012-AGG-R01 | et-0/1/2 | Uplink | LLDP | 100000 | PB-DC-012-CBL-0391 | Violet | ODF-4/P22 | ODF-3/P15
LNK-00792 | PB-DC-012-FW-01 | port1 | PB-DC-012-AGG-R01 | xe-0/0/0 | Uplink | LLDP | 10000 | PB-DC-012-CBL-0392 | White | ODF-4/P17 | ODF-1/P13
LNK-00793 | PB-DC-012-FW-01 | port2 | PB-DC-012-AGG-R02 | xe-0/0/0 | Uplink | LLDP | 10000 | PB-DC-012-CBL-0393 | Green | ODF-3/P10 | ODF-2/P7
LNK-00794 | PB-DC-012-MMR-SW-01 | Hu0/0/1/0 | PB-DC-012-AGG-R01 | xe-0/0/1 | Uplink | LLDP | 10000 | PB-DC-012-CBL-0394 | Green | ODF-3/P18 | ODF-4/P20
LNK-00795 | PB-DC-012-MMR-SW-01 | Hu0/0/1/1 | PB-DC-012-AGG-R02 | xe-0/0/1 | Uplink | LLDP | 10000 | PB-DC-012-CBL-0395 | Aqua | ODF-1/P9 | ODF-1/P19
LNK-00796 | PB-DC-012-MMR-SW-02 | Ethernet49/1 | PB-DC-012-AGG-R02 | xe-0/0/2 | Uplink | LLDP | 10000 | PB-DC-012-CBL-0396 | Red | ODF-1/P16 | ODF-3/P2
LNK-00797 | PB-DC-012-MMR-SW-02 | Ethernet49/2 | PB-DC-012-AGG-R01 | xe-0/0/2 | Uplink | LLDP | 10000 | PB-DC-012-CBL-0397 | Blue | ODF-4/P19 | ODF-1/P6
LNK-00798 | PB-DC-012-MMR-SW-03 | Ethernet49/1 | PB-DC-012-AGG-R01 | xe-0/0/3 | Uplink | LLDP | 10000 | PB-DC-012-CBL-0398 | Rose | ODF-3/P4 | ODF-1/P21
LNK-00799 | PB-DC-012-MMR-SW-03 | Ethernet49/2 | PB-DC-012-AGG-R02 | xe-0/0/3 | Uplink | LLDP | 10000 | PB-DC-012-CBL-0399 | Slate | ODF-4/P18 | ODF-2/P5
LNK-00800 | PB-DC-012-MMR-SW-04 | Hu0/0/1/0 | PB-DC-012-AGG-R02 | xe-0/0/4 | Uplink | LLDP | 10000 | PB-DC-012-CBL-0400 | Slate | ODF-3/P11 | ODF-2/P19
LNK-00801 | PB-DC-012-MMR-SW-04 | Hu0/0/1/1 | PB-DC-012-AGG-R01 | xe-0/0/4 | Uplink | LLDP | 10000 | PB-DC-012-CBL-0401 | Violet | ODF-2/P13 | ODF-1/P9
LNK-00802 | PB-DC-012-TOR-001 | xe-0/0/0 | PB-DC-012-MMR-SW-01 | Te0/0/0/0 | Access | LLDP | 10000 | PB-DC-012-CBL-0402 | Blue | ODF-1/P16 | ODF-4/P3
LNK-00803 | PB-DC-012-TOR-001 | xe-0/0/1 | PB-DC-012-MMR-SW-02 | Ethernet1 | Access | LLDP | 10000 | PB-DC-012-CBL-0403 | Slate | ODF-2/P8 | ODF-4/P13
LNK-00804 | PB-DC-012-TOR-002 | Te0/0/0/0 | PB-DC-012-MMR-SW-02 | Ethernet2 | Access | LLDP | 10000 | PB-DC-012-CBL-0404 | Blue | ODF-1/P7 | ODF-4/P22
LNK-00805 | PB-DC-012-TOR-002 | Te0/0/0/1 | PB-DC-012-MMR-SW-03 | Ethernet1 | Access | LLDP | 10000 | PB-DC-012-CBL-0405 | Brown | ODF-2/P24 | ODF-2/P18
LNK-00806 | MP-DC-014-PE-T4-01 | et-0/1/0 | MP-DC-014-PE-T4-02 | et-0/1/0 | Fabric | LLDP | 100000 | MP-DC-014-CBL-0406 | Brown | ODF-2/P24 | ODF-1/P7
LNK-00807 | MP-DC-014-PE-T4-01 | et-0/1/0 | MP-DC-014-PE-T4-02 | et-0/1/0 | Fabric | OSPF | 100000
LNK-00808 | MP-DC-014-PE-T4-01 | et-0/1/0 | MP-DC-014-PE-T4-02 | et-0/1/0 | Fabric | ISIS | 100000
LNK-00809 | MP-DC-014-PE-T4-01 | et-0/1/0 | MP-DC-014-PE-T4-02 | et-0/1/0 | Fabric | BGP | 100000
LNK-00810 | MP-DC-014-PE-T4-01 | et-0/1/0 | MP-DC-014-PE-T4-02 | et-0/1/0 | Fabric | LSP | 100000
LNK-00811 | MP-DC-014-PE-T4-01 | et-0/1/1 | MP-DC-014-PE-T4-03 | 1/2/c1 | Fabric | LLDP | 100000 | MP-DC-014-CBL-0407 | Blue | ODF-3/P20 | ODF-1/P13
LNK-00812 | MP-DC-014-PE-T4-01 | et-0/1/1 | MP-DC-014-PE-T4-03 | 1/2/c1 | Fabric | OSPF | 100000
LNK-00813 | MP-DC-014-PE-T4-01 | et-0/1/1 | MP-DC-014-PE-T4-03 | 1/2/c1 | Fabric | ISIS | 100000
LNK-00814 | MP-DC-014-PE-T4-01 | et-0/1/1 | MP-DC-014-PE-T4-03 | 1/2/c1 | Fabric | BGP | 100000
LNK-00815 | MP-DC-014-PE-T4-01 | et-0/1/1 | MP-DC-014-PE-T4-03 | 1/2/c1 | Fabric | LSP | 100000
LNK-00816 | MP-DC-014-PE-T4-01 | et-0/1/2 | MP-DC-014-PE-T4-04 | 1/2/c1 | Fabric | LLDP | 100000 | MP-DC-014-CBL-0408 | Rose | ODF-1/P1 | ODF-1/P20
LNK-00817 | MP-DC-014-PE-T4-01 | et-0/1/2 | MP-DC-014-PE-T4-04 | 1/2/c1 | Fabric | OSPF | 100000
LNK-00818 | MP-DC-014-PE-T4-01 | et-0/1/2 | MP-DC-014-PE-T4-04 | 1/2/c1 | Fabric | ISIS | 100000
LNK-00819 | MP-DC-014-PE-T4-01 | et-0/1/2 | MP-DC-014-PE-T4-04 | 1/2/c1 | Fabric | BGP | 100000
LNK-00820 | MP-DC-014-PE-T4-01 | et-0/1/2 | MP-DC-014-PE-T4-04 | 1/2/c1 | Fabric | LSP | 100000
LNK-00821 | MP-DC-014-PE-T4-02 | et-0/1/1 | MP-DC-014-PE-T4-03 | 1/2/c2 | Fabric | LLDP | 100000 | MP-DC-014-CBL-0409 | Yellow | ODF-4/P5 | ODF-3/P24
LNK-00822 | MP-DC-014-PE-T4-02 | et-0/1/1 | MP-DC-014-PE-T4-03 | 1/2/c2 | Fabric | OSPF | 100000
LNK-00823 | MP-DC-014-PE-T4-02 | et-0/1/1 | MP-DC-014-PE-T4-03 | 1/2/c2 | Fabric | ISIS | 100000
LNK-00824 | MP-DC-014-PE-T4-02 | et-0/1/1 | MP-DC-014-PE-T4-03 | 1/2/c2 | Fabric | BGP | 100000
LNK-00825 | MP-DC-014-PE-T4-02 | et-0/1/1 | MP-DC-014-PE-T4-03 | 1/2/c2 | Fabric | LSP | 100000
LNK-00826 | MP-DC-014-PE-T4-02 | et-0/1/2 | MP-DC-014-PE-T4-04 | 1/2/c2 | Fabric | LLDP | 100000 | MP-DC-014-CBL-0410 | Orange | ODF-1/P16 | ODF-4/P1
LNK-00827 | MP-DC-014-PE-T4-02 | et-0/1/2 | MP-DC-014-PE-T4-04 | 1/2/c2 | Fabric | OSPF | 100000
LNK-00828 | MP-DC-014-PE-T4-02 | et-0/1/2 | MP-DC-014-PE-T4-04 | 1/2/c2 | Fabric | ISIS | 100000
LNK-00829 | MP-DC-014-PE-T4-02 | et-0/1/2 | MP-DC-014-PE-T4-04 | 1/2/c2 | Fabric | BGP | 100000
LNK-00830 | MP-DC-014-PE-T4-02 | et-0/1/2 | MP-DC-014-PE-T4-04 | 1/2/c2 | Fabric | LSP | 100000
LNK-00831 | MP-DC-014-PE-T4-03 | 1/2/c3 | MP-DC-014-PE-T4-04 | 1/2/c3 | Fabric | LLDP | 100000 | MP-DC-014-CBL-0411 | White | ODF-2/P23 | ODF-3/P23
LNK-00832 | MP-DC-014-PE-T4-03 | 1/2/c3 | MP-DC-014-PE-T4-04 | 1/2/c3 | Fabric | OSPF | 100000
LNK-00833 | MP-DC-014-PE-T4-03 | 1/2/c3 | MP-DC-014-PE-T4-04 | 1/2/c3 | Fabric | ISIS | 100000
LNK-00834 | MP-DC-014-PE-T4-03 | 1/2/c3 | MP-DC-014-PE-T4-04 | 1/2/c3 | Fabric | BGP | 100000
LNK-00835 | MP-DC-014-PE-T4-03 | 1/2/c3 | MP-DC-014-PE-T4-04 | 1/2/c3 | Fabric | LSP | 100000
LNK-00836 | MP-DC-014-AGG-R01 | et-0/1/0 | MP-DC-014-PE-T4-01 | xe-0/0/6 | Uplink | LLDP | 10000 | MP-DC-014-CBL-0412 | Rose | ODF-1/P20 | ODF-3/P21
LNK-00837 | MP-DC-014-AGG-R01 | et-0/1/0 | MP-DC-014-PE-T4-01 | xe-0/0/6 | Uplink | OSPF | 10000
LNK-00838 | MP-DC-014-AGG-R01 | et-0/1/0 | MP-DC-014-PE-T4-01 | xe-0/0/6 | Uplink | ISIS | 10000
LNK-00839 | MP-DC-014-AGG-R01 | et-0/1/1 | MP-DC-014-PE-T4-02 | xe-0/0/6 | Uplink | LLDP | 10000 | MP-DC-014-CBL-0413 | Black | ODF-1/P20 | ODF-2/P13
LNK-00840 | MP-DC-014-AGG-R01 | et-0/1/1 | MP-DC-014-PE-T4-02 | xe-0/0/6 | Uplink | OSPF | 10000
LNK-00841 | MP-DC-014-AGG-R01 | et-0/1/1 | MP-DC-014-PE-T4-02 | xe-0/0/6 | Uplink | ISIS | 10000
LNK-00842 | MP-DC-014-AGG-R02 | et-0/1/0 | MP-DC-014-PE-T4-02 | xe-0/0/7 | Uplink | LLDP | 10000 | MP-DC-014-CBL-0414 | White | ODF-1/P6 | ODF-1/P21
LNK-00843 | MP-DC-014-AGG-R02 | et-0/1/0 | MP-DC-014-PE-T4-02 | xe-0/0/7 | Uplink | OSPF | 10000
LNK-00844 | MP-DC-014-AGG-R02 | et-0/1/0 | MP-DC-014-PE-T4-02 | xe-0/0/7 | Uplink | ISIS | 10000
LNK-00845 | MP-DC-014-AGG-R02 | et-0/1/1 | MP-DC-014-PE-T4-03 | 1/1/c7 | Uplink | LLDP | 10000 | MP-DC-014-CBL-0415 | Violet | ODF-3/P13 | ODF-2/P16
LNK-00846 | MP-DC-014-AGG-R02 | et-0/1/1 | MP-DC-014-PE-T4-03 | 1/1/c7 | Uplink | OSPF | 10000
LNK-00847 | MP-DC-014-AGG-R02 | et-0/1/1 | MP-DC-014-PE-T4-03 | 1/1/c7 | Uplink | ISIS | 10000
LNK-00848 | MP-DC-014-OLA-01 | 1-A-1 | MP-DC-014-AGG-R01 | et-0/1/2 | Uplink | LLDP | 100000 | MP-DC-014-CBL-0416 | Violet | ODF-1/P12 | ODF-2/P5
LNK-00849 | MP-DC-014-FW-01 | port1 | MP-DC-014-AGG-R01 | xe-0/0/0 | Uplink | LLDP | 10000 | MP-DC-014-CBL-0417 | Red | ODF-2/P22 | ODF-1/P3
LNK-00850 | MP-DC-014-FW-01 | port2 | MP-DC-014-AGG-R02 | xe-0/0/0 | Uplink | LLDP | 10000 | MP-DC-014-CBL-0418 | Slate | ODF-1/P1 | ODF-4/P9
LNK-00851 | MP-DC-014-MMR-SW-01 | et-0/1/0 | MP-DC-014-AGG-R01 | xe-0/0/1 | Uplink | LLDP | 10000 | MP-DC-014-CBL-0419 | Yellow | ODF-3/P7 | ODF-4/P3
LNK-00852 | MP-DC-014-MMR-SW-01 | et-0/1/1 | MP-DC-014-AGG-R02 | xe-0/0/1 | Uplink | LLDP | 10000 | MP-DC-014-CBL-0420 | Aqua | ODF-4/P1 | ODF-3/P7
LNK-00853 | MP-DC-014-MMR-SW-02 | Ethernet49/1 | MP-DC-014-AGG-R02 | xe-0/0/2 | Uplink | LLDP | 10000 | MP-DC-014-CBL-0421 | Aqua | ODF-2/P13 | ODF-2/P3
LNK-00854 | MP-DC-014-MMR-SW-02 | Ethernet49/2 | MP-DC-014-AGG-R01 | xe-0/0/2 | Uplink | LLDP | 10000 | MP-DC-014-CBL-0422 | Aqua | ODF-2/P20 | ODF-4/P10
LNK-00855 | MP-DC-014-MMR-SW-03 | Hu0/0/1/0 | MP-DC-014-AGG-R01 | xe-0/0/3 | Uplink | LLDP | 10000 | MP-DC-014-CBL-0423 | Rose | ODF-1/P24 | ODF-2/P12
LNK-00856 | MP-DC-014-MMR-SW-03 | Hu0/0/1/1 | MP-DC-014-AGG-R02 | xe-0/0/3 | Uplink | LLDP | 10000 | MP-DC-014-CBL-0424 | Yellow | ODF-1/P11 | ODF-1/P5
LNK-00857 | MP-DC-014-MMR-SW-04 | Hu0/0/1/0 | MP-DC-014-AGG-R02 | xe-0/0/4 | Uplink | LLDP | 10000 | MP-DC-014-CBL-0425 | White | ODF-3/P18 | ODF-3/P12
LNK-00858 | MP-DC-014-MMR-SW-04 | Hu0/0/1/1 | MP-DC-014-AGG-R01 | xe-0/0/4 | Uplink | LLDP | 10000 | MP-DC-014-CBL-0426 | Yellow | ODF-4/P17 | ODF-3/P21
LNK-00859 | MP-DC-014-MMR-SW-05 | et-0/1/0 | MP-DC-014-AGG-R01 | xe-0/0/5 | Uplink | LLDP | 10000 | MP-DC-014-CBL-0427 | Orange | ODF-4/P7 | ODF-3/P24
LNK-00860 | MP-DC-014-MMR-SW-05 | et-0/1/1 | MP-DC-014-AGG-R02 | xe-0/0/5 | Uplink | LLDP | 10000 | MP-DC-014-CBL-0428 | Brown | ODF-4/P20 | ODF-3/P4
LNK-00861 | MP-DC-014-TOR-001 | Ethernet1 | MP-DC-014-MMR-SW-01 | xe-0/0/0 | Access | LLDP | 10000 | MP-DC-014-CBL-0429 | Slate | ODF-4/P8 | ODF-1/P6
LNK-00862 | MP-DC-014-TOR-001 | Ethernet2 | MP-DC-014-MMR-SW-02 | Ethernet1 | Access | LLDP | 10000 | MP-DC-014-CBL-0430 | White | ODF-1/P12 | ODF-1/P6
LNK-00863 | MP-DC-014-TOR-002 | xe-0/0/0 | MP-DC-014-MMR-SW-02 | Ethernet2 | Access | LLDP | 10000 | MP-DC-014-CBL-0431 | White | ODF-1/P17 | ODF-4/P14
LNK-00864 | MP-DC-014-TOR-002 | xe-0/0/1 | MP-DC-014-MMR-SW-03 | Te0/0/0/0 | Access | LLDP | 10000 | MP-DC-014-CBL-0432 | Rose | ODF-2/P9 | ODF-1/P19
LNK-00865 | MP-DC-014-TOR-003 | Ethernet1 | MP-DC-014-MMR-SW-03 | Te0/0/0/1 | Access | LLDP | 10000 | MP-DC-014-CBL-0433 | Orange | ODF-4/P2 | ODF-1/P2
LNK-00866 | MP-DC-014-TOR-003 | Ethernet2 | MP-DC-014-MMR-SW-04 | Te0/0/0/0 | Access | LLDP | 10000 | MP-DC-014-CBL-0434 | Yellow | ODF-4/P17 | ODF-2/P11
LNK-00867 | RJ-DC-015-PE-T4-01 | et-0/1/0 | RJ-DC-015-PE-T4-02 | et-0/1/0 | Fabric | LLDP | 100000 | RJ-DC-015-CBL-0435 | Orange | ODF-4/P1 | ODF-1/P24
LNK-00868 | RJ-DC-015-PE-T4-01 | et-0/1/0 | RJ-DC-015-PE-T4-02 | et-0/1/0 | Fabric | OSPF | 100000
LNK-00869 | RJ-DC-015-PE-T4-01 | et-0/1/0 | RJ-DC-015-PE-T4-02 | et-0/1/0 | Fabric | ISIS | 100000
LNK-00870 | RJ-DC-015-PE-T4-01 | et-0/1/0 | RJ-DC-015-PE-T4-02 | et-0/1/0 | Fabric | BGP | 100000
LNK-00871 | RJ-DC-015-PE-T4-01 | et-0/1/0 | RJ-DC-015-PE-T4-02 | et-0/1/0 | Fabric | LSP | 100000
LNK-00872 | RJ-DC-015-PE-T4-01 | et-0/1/1 | RJ-DC-015-PE-T4-03 | 1/2/c1 | Fabric | LLDP | 100000 | RJ-DC-015-CBL-0436 | Orange | ODF-4/P22 | ODF-1/P22
LNK-00873 | RJ-DC-015-PE-T4-01 | et-0/1/1 | RJ-DC-015-PE-T4-03 | 1/2/c1 | Fabric | OSPF | 100000
LNK-00874 | RJ-DC-015-PE-T4-01 | et-0/1/1 | RJ-DC-015-PE-T4-03 | 1/2/c1 | Fabric | ISIS | 100000
LNK-00875 | RJ-DC-015-PE-T4-01 | et-0/1/1 | RJ-DC-015-PE-T4-03 | 1/2/c1 | Fabric | BGP | 100000
LNK-00876 | RJ-DC-015-PE-T4-01 | et-0/1/1 | RJ-DC-015-PE-T4-03 | 1/2/c1 | Fabric | LSP | 100000
LNK-00877 | RJ-DC-015-PE-T4-01 | et-0/1/2 | RJ-DC-015-PE-T4-04 | 1/2/c1 | Fabric | LLDP | 100000 | RJ-DC-015-CBL-0437 | Red | ODF-3/P3 | ODF-4/P5
LNK-00878 | RJ-DC-015-PE-T4-01 | et-0/1/2 | RJ-DC-015-PE-T4-04 | 1/2/c1 | Fabric | OSPF | 100000
LNK-00879 | RJ-DC-015-PE-T4-01 | et-0/1/2 | RJ-DC-015-PE-T4-04 | 1/2/c1 | Fabric | ISIS | 100000
LNK-00880 | RJ-DC-015-PE-T4-01 | et-0/1/2 | RJ-DC-015-PE-T4-04 | 1/2/c1 | Fabric | BGP | 100000
LNK-00881 | RJ-DC-015-PE-T4-01 | et-0/1/2 | RJ-DC-015-PE-T4-04 | 1/2/c1 | Fabric | LSP | 100000
LNK-00882 | RJ-DC-015-PE-T4-02 | et-0/1/1 | RJ-DC-015-PE-T4-03 | 1/2/c2 | Fabric | LLDP | 100000 | RJ-DC-015-CBL-0438 | Green | ODF-3/P15 | ODF-3/P5
LNK-00883 | RJ-DC-015-PE-T4-02 | et-0/1/1 | RJ-DC-015-PE-T4-03 | 1/2/c2 | Fabric | OSPF | 100000
LNK-00884 | RJ-DC-015-PE-T4-02 | et-0/1/1 | RJ-DC-015-PE-T4-03 | 1/2/c2 | Fabric | ISIS | 100000
LNK-00885 | RJ-DC-015-PE-T4-02 | et-0/1/1 | RJ-DC-015-PE-T4-03 | 1/2/c2 | Fabric | BGP | 100000
LNK-00886 | RJ-DC-015-PE-T4-02 | et-0/1/1 | RJ-DC-015-PE-T4-03 | 1/2/c2 | Fabric | LSP | 100000
LNK-00887 | RJ-DC-015-PE-T4-02 | et-0/1/2 | RJ-DC-015-PE-T4-04 | 1/2/c2 | Fabric | LLDP | 100000 | RJ-DC-015-CBL-0439 | Violet | ODF-3/P1 | ODF-3/P5
LNK-00888 | RJ-DC-015-PE-T4-02 | et-0/1/2 | RJ-DC-015-PE-T4-04 | 1/2/c2 | Fabric | OSPF | 100000
LNK-00889 | RJ-DC-015-PE-T4-02 | et-0/1/2 | RJ-DC-015-PE-T4-04 | 1/2/c2 | Fabric | ISIS | 100000
LNK-00890 | RJ-DC-015-PE-T4-02 | et-0/1/2 | RJ-DC-015-PE-T4-04 | 1/2/c2 | Fabric | BGP | 100000
LNK-00891 | RJ-DC-015-PE-T4-02 | et-0/1/2 | RJ-DC-015-PE-T4-04 | 1/2/c2 | Fabric | LSP | 100000
LNK-00892 | RJ-DC-015-PE-T4-03 | 1/2/c3 | RJ-DC-015-PE-T4-04 | 1/2/c3 | Fabric | LLDP | 100000 | RJ-DC-015-CBL-0440 | Violet | ODF-1/P10 | ODF-3/P13
LNK-00893 | RJ-DC-015-PE-T4-03 | 1/2/c3 | RJ-DC-015-PE-T4-04 | 1/2/c3 | Fabric | OSPF | 100000
LNK-00894 | RJ-DC-015-PE-T4-03 | 1/2/c3 | RJ-DC-015-PE-T4-04 | 1/2/c3 | Fabric | ISIS | 100000
LNK-00895 | RJ-DC-015-PE-T4-03 | 1/2/c3 | RJ-DC-015-PE-T4-04 | 1/2/c3 | Fabric | BGP | 100000
LNK-00896 | RJ-DC-015-PE-T4-03 | 1/2/c3 | RJ-DC-015-PE-T4-04 | 1/2/c3 | Fabric | LSP | 100000
LNK-00897 | RJ-DC-015-AGG-R01 | et-0/1/0 | RJ-DC-015-PE-T4-01 | xe-0/0/6 | Uplink | LLDP | 10000 | RJ-DC-015-CBL-0441 | Rose | ODF-2/P22 | ODF-3/P3
LNK-00898 | RJ-DC-015-AGG-R01 | et-0/1/0 | RJ-DC-015-PE-T4-01 | xe-0/0/6 | Uplink | OSPF | 10000
LNK-00899 | RJ-DC-015-AGG-R01 | et-0/1/0 | RJ-DC-015-PE-T4-01 | xe-0/0/6 | Uplink | ISIS | 10000
LNK-00900 | RJ-DC-015-AGG-R01 | et-0/1/1 | RJ-DC-015-PE-T4-02 | xe-0/0/6 | Uplink | LLDP | 10000 | RJ-DC-015-CBL-0442 | Brown | ODF-4/P6 | ODF-3/P19
LNK-00901 | RJ-DC-015-AGG-R01 | et-0/1/1 | RJ-DC-015-PE-T4-02 | xe-0/0/6 | Uplink | OSPF | 10000
LNK-00902 | RJ-DC-015-AGG-R01 | et-0/1/1 | RJ-DC-015-PE-T4-02 | xe-0/0/6 | Uplink | ISIS | 10000
LNK-00903 | RJ-DC-015-AGG-R02 | et-0/1/0 | RJ-DC-015-PE-T4-02 | xe-0/0/7 | Uplink | LLDP | 10000 | RJ-DC-015-CBL-0443 | Red | ODF-2/P23 | ODF-2/P5
LNK-00904 | RJ-DC-015-AGG-R02 | et-0/1/0 | RJ-DC-015-PE-T4-02 | xe-0/0/7 | Uplink | OSPF | 10000
LNK-00905 | RJ-DC-015-AGG-R02 | et-0/1/0 | RJ-DC-015-PE-T4-02 | xe-0/0/7 | Uplink | ISIS | 10000
LNK-00906 | RJ-DC-015-AGG-R02 | et-0/1/1 | RJ-DC-015-PE-T4-03 | 1/1/c7 | Uplink | LLDP | 10000 | RJ-DC-015-CBL-0444 | Orange | ODF-3/P20 | ODF-4/P9
LNK-00907 | RJ-DC-015-AGG-R02 | et-0/1/1 | RJ-DC-015-PE-T4-03 | 1/1/c7 | Uplink | OSPF | 10000
LNK-00908 | RJ-DC-015-AGG-R02 | et-0/1/1 | RJ-DC-015-PE-T4-03 | 1/1/c7 | Uplink | ISIS | 10000
LNK-00909 | RJ-DC-015-OLA-01 | 1/2/c1 | RJ-DC-015-AGG-R01 | et-0/1/2 | Uplink | LLDP | 100000 | RJ-DC-015-CBL-0445 | Rose | ODF-4/P10 | ODF-2/P4
LNK-00910 | RJ-DC-015-FW-01 | port1 | RJ-DC-015-AGG-R01 | xe-0/0/0 | Uplink | LLDP | 10000 | RJ-DC-015-CBL-0446 | Aqua | ODF-3/P8 | ODF-4/P24
LNK-00911 | RJ-DC-015-FW-01 | port2 | RJ-DC-015-AGG-R02 | xe-0/0/0 | Uplink | LLDP | 10000 | RJ-DC-015-CBL-0447 | Green | ODF-3/P6 | ODF-3/P18
LNK-00912 | RJ-DC-015-MMR-SW-01 | Ethernet49/1 | RJ-DC-015-AGG-R01 | xe-0/0/1 | Uplink | LLDP | 10000 | RJ-DC-015-CBL-0448 | Brown | ODF-4/P23 | ODF-2/P15
LNK-00913 | RJ-DC-015-MMR-SW-01 | Ethernet49/2 | RJ-DC-015-AGG-R02 | xe-0/0/1 | Uplink | LLDP | 10000 | RJ-DC-015-CBL-0449 | Yellow | ODF-4/P20 | ODF-2/P24
LNK-00914 | RJ-DC-015-MMR-SW-02 | et-0/1/0 | RJ-DC-015-AGG-R02 | xe-0/0/2 | Uplink | LLDP | 10000 | RJ-DC-015-CBL-0450 | Blue | ODF-3/P9 | ODF-1/P3
LNK-00915 | RJ-DC-015-MMR-SW-02 | et-0/1/1 | RJ-DC-015-AGG-R01 | xe-0/0/2 | Uplink | LLDP | 10000 | RJ-DC-015-CBL-0451 | Rose | ODF-2/P18 | ODF-4/P23
LNK-00916 | RJ-DC-015-MMR-SW-03 | Hu0/0/1/0 | RJ-DC-015-AGG-R01 | xe-0/0/3 | Uplink | LLDP | 10000 | RJ-DC-015-CBL-0452 | White | ODF-1/P6 | ODF-1/P2
LNK-00917 | RJ-DC-015-MMR-SW-03 | Hu0/0/1/1 | RJ-DC-015-AGG-R02 | xe-0/0/3 | Uplink | LLDP | 10000 | RJ-DC-015-CBL-0453 | Violet | ODF-2/P10 | ODF-1/P10
LNK-00918 | RJ-DC-015-MMR-SW-04 | Hu0/0/1/0 | RJ-DC-015-AGG-R02 | xe-0/0/4 | Uplink | LLDP | 10000 | RJ-DC-015-CBL-0454 | Blue | ODF-1/P3 | ODF-4/P19
LNK-00919 | RJ-DC-015-MMR-SW-04 | Hu0/0/1/1 | RJ-DC-015-AGG-R01 | xe-0/0/4 | Uplink | LLDP | 10000 | RJ-DC-015-CBL-0455 | Green | ODF-4/P17 | ODF-4/P7
LNK-00920 | RJ-DC-015-TOR-001 | xe-0/0/0 | RJ-DC-015-MMR-SW-01 | Ethernet1 | Access | LLDP | 10000 | RJ-DC-015-CBL-0456 | Rose | ODF-1/P24 | ODF-2/P2
LNK-00921 | RJ-DC-015-TOR-001 | xe-0/0/1 | RJ-DC-015-MMR-SW-02 | xe-0/0/0 | Access | LLDP | 10000 | RJ-DC-015-CBL-0457 | Blue | ODF-3/P11 | ODF-4/P12
LNK-00922 | RJ-DC-015-TOR-002 | xe-0/0/0 | RJ-DC-015-MMR-SW-02 | xe-0/0/1 | Access | LLDP | 10000 | RJ-DC-015-CBL-0458 | White | ODF-2/P24 | ODF-2/P10
LNK-00923 | RJ-DC-015-TOR-002 | xe-0/0/1 | RJ-DC-015-MMR-SW-03 | Te0/0/0/0 | Access | LLDP | 10000 | RJ-DC-015-CBL-0459 | Slate | ODF-1/P22 | ODF-1/P16
LNK-00924 | RJ-DC-015-TOR-003 | Ethernet1 | RJ-DC-015-MMR-SW-03 | Te0/0/0/1 | Access | LLDP | 10000 | RJ-DC-015-CBL-0460 | Orange | ODF-3/P1 | ODF-4/P12
LNK-00925 | RJ-DC-015-TOR-003 | Ethernet2 | RJ-DC-015-MMR-SW-04 | Te0/0/0/0 | Access | LLDP | 10000 | RJ-DC-015-CBL-0461 | Brown | ODF-4/P10 | ODF-3/P2
LNK-00926 | WB-DC-016-PE-T4-01 | et-0/1/0 | WB-DC-016-PE-T4-02 | et-0/1/0 | Fabric | LLDP | 100000 | WB-DC-016-CBL-0462 | Aqua | ODF-2/P2 | ODF-2/P6
LNK-00927 | WB-DC-016-PE-T4-01 | et-0/1/0 | WB-DC-016-PE-T4-02 | et-0/1/0 | Fabric | OSPF | 100000
LNK-00928 | WB-DC-016-PE-T4-01 | et-0/1/0 | WB-DC-016-PE-T4-02 | et-0/1/0 | Fabric | ISIS | 100000
LNK-00929 | WB-DC-016-PE-T4-01 | et-0/1/0 | WB-DC-016-PE-T4-02 | et-0/1/0 | Fabric | BGP | 100000
LNK-00930 | WB-DC-016-PE-T4-01 | et-0/1/0 | WB-DC-016-PE-T4-02 | et-0/1/0 | Fabric | LSP | 100000
LNK-00931 | WB-DC-016-PE-T4-01 | et-0/1/1 | WB-DC-016-PE-T4-03 | et-0/1/0 | Fabric | LLDP | 100000 | WB-DC-016-CBL-0463 | Rose | ODF-2/P12 | ODF-1/P1
LNK-00932 | WB-DC-016-PE-T4-01 | et-0/1/1 | WB-DC-016-PE-T4-03 | et-0/1/0 | Fabric | OSPF | 100000
LNK-00933 | WB-DC-016-PE-T4-01 | et-0/1/1 | WB-DC-016-PE-T4-03 | et-0/1/0 | Fabric | ISIS | 100000
LNK-00934 | WB-DC-016-PE-T4-01 | et-0/1/1 | WB-DC-016-PE-T4-03 | et-0/1/0 | Fabric | BGP | 100000
LNK-00935 | WB-DC-016-PE-T4-01 | et-0/1/1 | WB-DC-016-PE-T4-03 | et-0/1/0 | Fabric | LSP | 100000
LNK-00936 | WB-DC-016-PE-T4-01 | et-0/1/2 | WB-DC-016-PE-T4-04 | et-0/1/0 | Fabric | LLDP | 100000 | WB-DC-016-CBL-0464 | Red | ODF-3/P19 | ODF-3/P15
LNK-00937 | WB-DC-016-PE-T4-01 | et-0/1/2 | WB-DC-016-PE-T4-04 | et-0/1/0 | Fabric | OSPF | 100000
LNK-00938 | WB-DC-016-PE-T4-01 | et-0/1/2 | WB-DC-016-PE-T4-04 | et-0/1/0 | Fabric | ISIS | 100000
LNK-00939 | WB-DC-016-PE-T4-01 | et-0/1/2 | WB-DC-016-PE-T4-04 | et-0/1/0 | Fabric | BGP | 100000
LNK-00940 | WB-DC-016-PE-T4-01 | et-0/1/2 | WB-DC-016-PE-T4-04 | et-0/1/0 | Fabric | LSP | 100000
LNK-00941 | WB-DC-016-PE-T4-02 | et-0/1/1 | WB-DC-016-PE-T4-03 | et-0/1/1 | Fabric | LLDP | 100000 | WB-DC-016-CBL-0465 | Brown | ODF-1/P5 | ODF-3/P4
LNK-00942 | WB-DC-016-PE-T4-02 | et-0/1/1 | WB-DC-016-PE-T4-03 | et-0/1/1 | Fabric | OSPF | 100000
LNK-00943 | WB-DC-016-PE-T4-02 | et-0/1/1 | WB-DC-016-PE-T4-03 | et-0/1/1 | Fabric | ISIS | 100000
LNK-00944 | WB-DC-016-PE-T4-02 | et-0/1/1 | WB-DC-016-PE-T4-03 | et-0/1/1 | Fabric | BGP | 100000
LNK-00945 | WB-DC-016-PE-T4-02 | et-0/1/1 | WB-DC-016-PE-T4-03 | et-0/1/1 | Fabric | LSP | 100000
LNK-00946 | WB-DC-016-PE-T4-02 | et-0/1/2 | WB-DC-016-PE-T4-04 | et-0/1/1 | Fabric | LLDP | 100000 | WB-DC-016-CBL-0466 | Brown | ODF-1/P21 | ODF-4/P11
LNK-00947 | WB-DC-016-PE-T4-02 | et-0/1/2 | WB-DC-016-PE-T4-04 | et-0/1/1 | Fabric | OSPF | 100000
LNK-00948 | WB-DC-016-PE-T4-02 | et-0/1/2 | WB-DC-016-PE-T4-04 | et-0/1/1 | Fabric | ISIS | 100000
LNK-00949 | WB-DC-016-PE-T4-02 | et-0/1/2 | WB-DC-016-PE-T4-04 | et-0/1/1 | Fabric | BGP | 100000
LNK-00950 | WB-DC-016-PE-T4-02 | et-0/1/2 | WB-DC-016-PE-T4-04 | et-0/1/1 | Fabric | LSP | 100000
LNK-00951 | WB-DC-016-PE-T4-03 | et-0/1/2 | WB-DC-016-PE-T4-04 | et-0/1/2 | Fabric | LLDP | 100000 | WB-DC-016-CBL-0467 | Blue | ODF-3/P19 | ODF-1/P23
LNK-00952 | WB-DC-016-PE-T4-03 | et-0/1/2 | WB-DC-016-PE-T4-04 | et-0/1/2 | Fabric | OSPF | 100000
LNK-00953 | WB-DC-016-PE-T4-03 | et-0/1/2 | WB-DC-016-PE-T4-04 | et-0/1/2 | Fabric | ISIS | 100000
LNK-00954 | WB-DC-016-PE-T4-03 | et-0/1/2 | WB-DC-016-PE-T4-04 | et-0/1/2 | Fabric | BGP | 100000
LNK-00955 | WB-DC-016-PE-T4-03 | et-0/1/2 | WB-DC-016-PE-T4-04 | et-0/1/2 | Fabric | LSP | 100000
LNK-00956 | WB-DC-016-AGG-R01 | et-0/1/0 | WB-DC-016-PE-T4-01 | xe-0/0/6 | Uplink | LLDP | 10000 | WB-DC-016-CBL-0468 | Yellow | ODF-2/P23 | ODF-2/P11
LNK-00957 | WB-DC-016-AGG-R01 | et-0/1/0 | WB-DC-016-PE-T4-01 | xe-0/0/6 | Uplink | OSPF | 10000
LNK-00958 | WB-DC-016-AGG-R01 | et-0/1/0 | WB-DC-016-PE-T4-01 | xe-0/0/6 | Uplink | ISIS | 10000
LNK-00959 | WB-DC-016-AGG-R01 | et-0/1/1 | WB-DC-016-PE-T4-02 | xe-0/0/6 | Uplink | LLDP | 10000 | WB-DC-016-CBL-0469 | Rose | ODF-2/P5 | ODF-2/P10
LNK-00960 | WB-DC-016-AGG-R01 | et-0/1/1 | WB-DC-016-PE-T4-02 | xe-0/0/6 | Uplink | OSPF | 10000
LNK-00961 | WB-DC-016-AGG-R01 | et-0/1/1 | WB-DC-016-PE-T4-02 | xe-0/0/6 | Uplink | ISIS | 10000
LNK-00962 | WB-DC-016-AGG-R02 | et-0/1/0 | WB-DC-016-PE-T4-02 | xe-0/0/7 | Uplink | LLDP | 10000 | WB-DC-016-CBL-0470 | Brown | ODF-1/P3 | ODF-2/P2
LNK-00963 | WB-DC-016-AGG-R02 | et-0/1/0 | WB-DC-016-PE-T4-02 | xe-0/0/7 | Uplink | OSPF | 10000
LNK-00964 | WB-DC-016-AGG-R02 | et-0/1/0 | WB-DC-016-PE-T4-02 | xe-0/0/7 | Uplink | ISIS | 10000
LNK-00965 | WB-DC-016-AGG-R02 | et-0/1/1 | WB-DC-016-PE-T4-03 | xe-0/0/6 | Uplink | LLDP | 10000 | WB-DC-016-CBL-0471 | Aqua | ODF-4/P22 | ODF-2/P6
LNK-00966 | WB-DC-016-AGG-R02 | et-0/1/1 | WB-DC-016-PE-T4-03 | xe-0/0/6 | Uplink | OSPF | 10000
LNK-00967 | WB-DC-016-AGG-R02 | et-0/1/1 | WB-DC-016-PE-T4-03 | xe-0/0/6 | Uplink | ISIS | 10000
LNK-00968 | WB-DC-016-OLA-01 | 1/2/c1 | WB-DC-016-AGG-R01 | et-0/1/2 | Uplink | LLDP | 100000 | WB-DC-016-CBL-0472 | Slate | ODF-1/P19 | ODF-3/P19
LNK-00969 | WB-DC-016-OLA-02 | 1/2/c1 | WB-DC-016-AGG-R02 | et-0/1/2 | Uplink | LLDP | 100000 | WB-DC-016-CBL-0473 | Violet | ODF-1/P10 | ODF-1/P7
LNK-00970 | WB-DC-016-FW-01 | port1 | WB-DC-016-AGG-R01 | xe-0/0/0 | Uplink | LLDP | 10000 | WB-DC-016-CBL-0474 | Rose | ODF-3/P15 | ODF-2/P9
LNK-00971 | WB-DC-016-FW-01 | port2 | WB-DC-016-AGG-R02 | xe-0/0/0 | Uplink | LLDP | 10000 | WB-DC-016-CBL-0475 | Brown | ODF-1/P15 | ODF-1/P9
LNK-00972 | WB-DC-016-MMR-SW-01 | et-0/1/0 | WB-DC-016-AGG-R01 | xe-0/0/1 | Uplink | LLDP | 10000 | WB-DC-016-CBL-0476 | Violet | ODF-2/P14 | ODF-4/P8
LNK-00973 | WB-DC-016-MMR-SW-01 | et-0/1/1 | WB-DC-016-AGG-R02 | xe-0/0/1 | Uplink | LLDP | 10000 | WB-DC-016-CBL-0477 | Black | ODF-3/P14 | ODF-3/P21
LNK-00974 | WB-DC-016-MMR-SW-02 | et-0/1/0 | WB-DC-016-AGG-R02 | xe-0/0/2 | Uplink | LLDP | 10000 | WB-DC-016-CBL-0478 | Slate | ODF-2/P17 | ODF-2/P14
LNK-00975 | WB-DC-016-MMR-SW-02 | et-0/1/1 | WB-DC-016-AGG-R01 | xe-0/0/2 | Uplink | LLDP | 10000 | WB-DC-016-CBL-0479 | Yellow | ODF-2/P1 | ODF-3/P18
LNK-00976 | WB-DC-016-MMR-SW-03 | Hu0/0/1/0 | WB-DC-016-AGG-R01 | xe-0/0/3 | Uplink | LLDP | 10000 | WB-DC-016-CBL-0480 | White | ODF-1/P20 | ODF-1/P8
LNK-00977 | WB-DC-016-MMR-SW-03 | Hu0/0/1/1 | WB-DC-016-AGG-R02 | xe-0/0/3 | Uplink | LLDP | 10000 | WB-DC-016-CBL-0481 | Brown | ODF-2/P18 | ODF-1/P15
LNK-00978 | WB-DC-016-MMR-SW-04 | Hu0/0/1/0 | WB-DC-016-AGG-R02 | xe-0/0/4 | Uplink | LLDP | 10000 | WB-DC-016-CBL-0482 | White | ODF-4/P18 | ODF-3/P6
LNK-00979 | WB-DC-016-MMR-SW-04 | Hu0/0/1/1 | WB-DC-016-AGG-R01 | xe-0/0/4 | Uplink | LLDP | 10000 | WB-DC-016-CBL-0483 | Green | ODF-3/P1 | ODF-3/P14
LNK-00980 | WB-DC-016-MMR-SW-05 | Ethernet49/1 | WB-DC-016-AGG-R01 | xe-0/0/5 | Uplink | LLDP | 10000 | WB-DC-016-CBL-0484 | Yellow | ODF-2/P6 | ODF-2/P17
LNK-00981 | WB-DC-016-MMR-SW-05 | Ethernet49/2 | WB-DC-016-AGG-R02 | xe-0/0/5 | Uplink | LLDP | 10000 | WB-DC-016-CBL-0485 | Green | ODF-1/P9 | ODF-1/P13
LNK-00982 | WB-DC-016-MMR-SW-06 | Ethernet49/1 | WB-DC-016-AGG-R02 | xe-0/0/6 | Uplink | LLDP | 10000 | WB-DC-016-CBL-0486 | Yellow | ODF-1/P3 | ODF-2/P21
LNK-00983 | WB-DC-016-MMR-SW-06 | Ethernet49/2 | WB-DC-016-AGG-R01 | xe-0/0/6 | Uplink | LLDP | 10000 | WB-DC-016-CBL-0487 | Rose | ODF-2/P3 | ODF-1/P24
LNK-00984 | WB-DC-016-TOR-001 | Ethernet1 | WB-DC-016-MMR-SW-01 | xe-0/0/0 | Access | LLDP | 10000 | WB-DC-016-CBL-0488 | Yellow | ODF-2/P17 | ODF-3/P4
LNK-00985 | WB-DC-016-TOR-001 | Ethernet2 | WB-DC-016-MMR-SW-02 | xe-0/0/0 | Access | LLDP | 10000 | WB-DC-016-CBL-0489 | Yellow | ODF-3/P16 | ODF-4/P19
LNK-00986 | WB-DC-016-TOR-002 | Te0/0/0/0 | WB-DC-016-MMR-SW-02 | xe-0/0/1 | Access | LLDP | 10000 | WB-DC-016-CBL-0490 | Yellow | ODF-1/P21 | ODF-4/P2
LNK-00987 | WB-DC-016-TOR-002 | Te0/0/0/1 | WB-DC-016-MMR-SW-03 | Te0/0/0/0 | Access | LLDP | 10000 | WB-DC-016-CBL-0491 | Blue | ODF-4/P10 | ODF-4/P10
LNK-00988 | WB-DC-016-TOR-003 | Te0/0/0/0 | WB-DC-016-MMR-SW-03 | Te0/0/0/1 | Access | LLDP | 10000 | WB-DC-016-CBL-0492 | Yellow | ODF-3/P13 | ODF-2/P11
LNK-00989 | WB-DC-016-TOR-003 | Te0/0/0/1 | WB-DC-016-MMR-SW-04 | Te0/0/0/0 | Access | LLDP | 10000 | WB-DC-016-CBL-0493 | Yellow | ODF-1/P6 | ODF-1/P6
LNK-00990 | WB-DC-016-TOR-004 | Ethernet1 | WB-DC-016-MMR-SW-04 | Te0/0/0/1 | Access | LLDP | 10000 | WB-DC-016-CBL-0494 | Yellow | ODF-1/P1 | ODF-4/P13
LNK-00991 | WB-DC-016-TOR-004 | Ethernet2 | WB-DC-016-MMR-SW-05 | Ethernet1 | Access | LLDP | 10000 | WB-DC-016-CBL-0495 | Black | ODF-4/P24 | ODF-2/P4
LNK-00992 | WB-DC-016-TOR-005 | Te0/0/0/0 | WB-DC-016-MMR-SW-05 | Ethernet2 | Access | LLDP | 10000 | WB-DC-016-CBL-0496 | Aqua | ODF-4/P2 | ODF-1/P3
LNK-00993 | WB-DC-016-TOR-005 | Te0/0/0/1 | WB-DC-016-MMR-SW-06 | Ethernet1 | Access | LLDP | 10000 | WB-DC-016-CBL-0497 | White | ODF-2/P22 | ODF-2/P23
LNK-00994 | WB-DC-017-PE-T4-01 | et-0/1/0 | WB-DC-017-PE-T4-02 | et-0/1/0 | Fabric | LLDP | 100000 | WB-DC-017-CBL-0498 | Red | ODF-4/P21 | ODF-1/P6
LNK-00995 | WB-DC-017-PE-T4-01 | et-0/1/0 | WB-DC-017-PE-T4-02 | et-0/1/0 | Fabric | OSPF | 100000
LNK-00996 | WB-DC-017-PE-T4-01 | et-0/1/0 | WB-DC-017-PE-T4-02 | et-0/1/0 | Fabric | ISIS | 100000
LNK-00997 | WB-DC-017-PE-T4-01 | et-0/1/0 | WB-DC-017-PE-T4-02 | et-0/1/0 | Fabric | BGP | 100000
LNK-00998 | WB-DC-017-PE-T4-01 | et-0/1/0 | WB-DC-017-PE-T4-02 | et-0/1/0 | Fabric | LSP | 100000
LNK-00999 | WB-DC-017-PE-T4-01 | et-0/1/1 | WB-DC-017-PE-T4-03 | 1/2/c1 | Fabric | LLDP | 100000 | WB-DC-017-CBL-0499 | Orange | ODF-3/P21 | ODF-1/P3
LNK-01000 | WB-DC-017-PE-T4-01 | et-0/1/1 | WB-DC-017-PE-T4-03 | 1/2/c1 | Fabric | OSPF | 100000
LNK-01001 | WB-DC-017-PE-T4-01 | et-0/1/1 | WB-DC-017-PE-T4-03 | 1/2/c1 | Fabric | ISIS | 100000
LNK-01002 | WB-DC-017-PE-T4-01 | et-0/1/1 | WB-DC-017-PE-T4-03 | 1/2/c1 | Fabric | BGP | 100000
LNK-01003 | WB-DC-017-PE-T4-01 | et-0/1/1 | WB-DC-017-PE-T4-03 | 1/2/c1 | Fabric | LSP | 100000
LNK-01004 | WB-DC-017-PE-T4-01 | et-0/1/2 | WB-DC-017-PE-T4-04 | 1/2/c1 | Fabric | LLDP | 100000 | WB-DC-017-CBL-0500 | White | ODF-4/P10 | ODF-4/P10
LNK-01005 | WB-DC-017-PE-T4-01 | et-0/1/2 | WB-DC-017-PE-T4-04 | 1/2/c1 | Fabric | OSPF | 100000
LNK-01006 | WB-DC-017-PE-T4-01 | et-0/1/2 | WB-DC-017-PE-T4-04 | 1/2/c1 | Fabric | ISIS | 100000
LNK-01007 | WB-DC-017-PE-T4-01 | et-0/1/2 | WB-DC-017-PE-T4-04 | 1/2/c1 | Fabric | BGP | 100000
LNK-01008 | WB-DC-017-PE-T4-01 | et-0/1/2 | WB-DC-017-PE-T4-04 | 1/2/c1 | Fabric | LSP | 100000
LNK-01009 | WB-DC-017-PE-T4-02 | et-0/1/1 | WB-DC-017-PE-T4-03 | 1/2/c2 | Fabric | LLDP | 100000 | WB-DC-017-CBL-0501 | Rose | ODF-4/P23 | ODF-2/P21
LNK-01010 | WB-DC-017-PE-T4-02 | et-0/1/1 | WB-DC-017-PE-T4-03 | 1/2/c2 | Fabric | OSPF | 100000
LNK-01011 | WB-DC-017-PE-T4-02 | et-0/1/1 | WB-DC-017-PE-T4-03 | 1/2/c2 | Fabric | ISIS | 100000
LNK-01012 | WB-DC-017-PE-T4-02 | et-0/1/1 | WB-DC-017-PE-T4-03 | 1/2/c2 | Fabric | BGP | 100000
LNK-01013 | WB-DC-017-PE-T4-02 | et-0/1/1 | WB-DC-017-PE-T4-03 | 1/2/c2 | Fabric | LSP | 100000
LNK-01014 | WB-DC-017-PE-T4-02 | et-0/1/2 | WB-DC-017-PE-T4-04 | 1/2/c2 | Fabric | LLDP | 100000 | WB-DC-017-CBL-0502 | Slate | ODF-3/P22 | ODF-3/P4
LNK-01015 | WB-DC-017-PE-T4-02 | et-0/1/2 | WB-DC-017-PE-T4-04 | 1/2/c2 | Fabric | OSPF | 100000
LNK-01016 | WB-DC-017-PE-T4-02 | et-0/1/2 | WB-DC-017-PE-T4-04 | 1/2/c2 | Fabric | ISIS | 100000
LNK-01017 | WB-DC-017-PE-T4-02 | et-0/1/2 | WB-DC-017-PE-T4-04 | 1/2/c2 | Fabric | BGP | 100000
LNK-01018 | WB-DC-017-PE-T4-02 | et-0/1/2 | WB-DC-017-PE-T4-04 | 1/2/c2 | Fabric | LSP | 100000
LNK-01019 | WB-DC-017-PE-T4-03 | 1/2/c3 | WB-DC-017-PE-T4-04 | 1/2/c3 | Fabric | LLDP | 100000 | WB-DC-017-CBL-0503 | Red | ODF-3/P12 | ODF-2/P17
LNK-01020 | WB-DC-017-PE-T4-03 | 1/2/c3 | WB-DC-017-PE-T4-04 | 1/2/c3 | Fabric | OSPF | 100000
LNK-01021 | WB-DC-017-PE-T4-03 | 1/2/c3 | WB-DC-017-PE-T4-04 | 1/2/c3 | Fabric | ISIS | 100000
LNK-01022 | WB-DC-017-PE-T4-03 | 1/2/c3 | WB-DC-017-PE-T4-04 | 1/2/c3 | Fabric | BGP | 100000
LNK-01023 | WB-DC-017-PE-T4-03 | 1/2/c3 | WB-DC-017-PE-T4-04 | 1/2/c3 | Fabric | LSP | 100000
LNK-01024 | WB-DC-017-AGG-R01 | et-0/1/0 | WB-DC-017-PE-T4-01 | xe-0/0/6 | Uplink | LLDP | 10000 | WB-DC-017-CBL-0504 | Black | ODF-4/P1 | ODF-1/P16
LNK-01025 | WB-DC-017-AGG-R01 | et-0/1/0 | WB-DC-017-PE-T4-01 | xe-0/0/6 | Uplink | OSPF | 10000
LNK-01026 | WB-DC-017-AGG-R01 | et-0/1/0 | WB-DC-017-PE-T4-01 | xe-0/0/6 | Uplink | ISIS | 10000
LNK-01027 | WB-DC-017-AGG-R01 | et-0/1/1 | WB-DC-017-PE-T4-02 | xe-0/0/6 | Uplink | LLDP | 10000 | WB-DC-017-CBL-0505 | Red | ODF-1/P15 | ODF-2/P23
LNK-01028 | WB-DC-017-AGG-R01 | et-0/1/1 | WB-DC-017-PE-T4-02 | xe-0/0/6 | Uplink | OSPF | 10000
LNK-01029 | WB-DC-017-AGG-R01 | et-0/1/1 | WB-DC-017-PE-T4-02 | xe-0/0/6 | Uplink | ISIS | 10000
LNK-01030 | WB-DC-017-AGG-R02 | et-0/1/0 | WB-DC-017-PE-T4-02 | xe-0/0/7 | Uplink | LLDP | 10000 | WB-DC-017-CBL-0506 | Brown | ODF-4/P3 | ODF-1/P8
LNK-01031 | WB-DC-017-AGG-R02 | et-0/1/0 | WB-DC-017-PE-T4-02 | xe-0/0/7 | Uplink | OSPF | 10000
LNK-01032 | WB-DC-017-AGG-R02 | et-0/1/0 | WB-DC-017-PE-T4-02 | xe-0/0/7 | Uplink | ISIS | 10000
LNK-01033 | WB-DC-017-AGG-R02 | et-0/1/1 | WB-DC-017-PE-T4-03 | 1/1/c7 | Uplink | LLDP | 10000 | WB-DC-017-CBL-0507 | Slate | ODF-1/P10 | ODF-3/P4
LNK-01034 | WB-DC-017-AGG-R02 | et-0/1/1 | WB-DC-017-PE-T4-03 | 1/1/c7 | Uplink | OSPF | 10000
LNK-01035 | WB-DC-017-AGG-R02 | et-0/1/1 | WB-DC-017-PE-T4-03 | 1/1/c7 | Uplink | ISIS | 10000
LNK-01036 | WB-DC-017-OLA-01 | 1/2/c1 | WB-DC-017-AGG-R01 | et-0/1/2 | Uplink | LLDP | 100000 | WB-DC-017-CBL-0508 | Rose | ODF-2/P12 | ODF-3/P12
LNK-01037 | WB-DC-017-FW-01 | port1 | WB-DC-017-AGG-R01 | xe-0/0/0 | Uplink | LLDP | 10000 | WB-DC-017-CBL-0509 | Violet | ODF-4/P21 | ODF-2/P6
LNK-01038 | WB-DC-017-FW-01 | port2 | WB-DC-017-AGG-R02 | xe-0/0/0 | Uplink | LLDP | 10000 | WB-DC-017-CBL-0510 | Slate | ODF-2/P16 | ODF-2/P12
LNK-01039 | WB-DC-017-MMR-SW-01 | Hu0/0/1/0 | WB-DC-017-AGG-R01 | xe-0/0/1 | Uplink | LLDP | 10000 | WB-DC-017-CBL-0511 | Orange | ODF-3/P23 | ODF-4/P19
LNK-01040 | WB-DC-017-MMR-SW-01 | Hu0/0/1/1 | WB-DC-017-AGG-R02 | xe-0/0/1 | Uplink | LLDP | 10000 | WB-DC-017-CBL-0512 | Blue | ODF-4/P22 | ODF-3/P16
LNK-01041 | WB-DC-017-MMR-SW-02 | Hu0/0/1/0 | WB-DC-017-AGG-R02 | xe-0/0/2 | Uplink | LLDP | 10000 | WB-DC-017-CBL-0513 | Blue | ODF-4/P10 | ODF-4/P22
LNK-01042 | WB-DC-017-MMR-SW-02 | Hu0/0/1/1 | WB-DC-017-AGG-R01 | xe-0/0/2 | Uplink | LLDP | 10000 | WB-DC-017-CBL-0514 | Slate | ODF-2/P24 | ODF-3/P1
LNK-01043 | WB-DC-017-MMR-SW-03 | et-0/1/0 | WB-DC-017-AGG-R01 | xe-0/0/3 | Uplink | LLDP | 10000 | WB-DC-017-CBL-0515 | White | ODF-3/P18 | ODF-4/P23
LNK-01044 | WB-DC-017-MMR-SW-03 | et-0/1/1 | WB-DC-017-AGG-R02 | xe-0/0/3 | Uplink | LLDP | 10000 | WB-DC-017-CBL-0516 | Brown | ODF-1/P7 | ODF-1/P9
LNK-01045 | WB-DC-017-MMR-SW-04 | et-0/1/0 | WB-DC-017-AGG-R02 | xe-0/0/4 | Uplink | LLDP | 10000 | WB-DC-017-CBL-0517 | White | ODF-3/P2 | ODF-4/P18
LNK-01046 | WB-DC-017-MMR-SW-04 | et-0/1/1 | WB-DC-017-AGG-R01 | xe-0/0/4 | Uplink | LLDP | 10000 | WB-DC-017-CBL-0518 | Black | ODF-3/P12 | ODF-1/P8
LNK-01047 | WB-DC-017-TOR-001 | Te0/0/0/0 | WB-DC-017-MMR-SW-01 | Te0/0/0/0 | Access | LLDP | 10000 | WB-DC-017-CBL-0519 | Orange | ODF-2/P23 | ODF-1/P15
LNK-01048 | WB-DC-017-TOR-001 | Te0/0/0/1 | WB-DC-017-MMR-SW-02 | Te0/0/0/0 | Access | LLDP | 10000 | WB-DC-017-CBL-0520 | Yellow | ODF-2/P13 | ODF-4/P16
LNK-01049 | WB-DC-017-TOR-002 | xe-0/0/0 | WB-DC-017-MMR-SW-02 | Te0/0/0/1 | Access | LLDP | 10000 | WB-DC-017-CBL-0521 | Orange | ODF-2/P21 | ODF-1/P6
LNK-01050 | WB-DC-017-TOR-002 | xe-0/0/1 | WB-DC-017-MMR-SW-03 | xe-0/0/0 | Access | LLDP | 10000 | WB-DC-017-CBL-0522 | Brown | ODF-4/P9 | ODF-3/P23
LNK-01051 | WB-DC-017-TOR-003 | xe-0/0/0 | WB-DC-017-MMR-SW-03 | xe-0/0/1 | Access | LLDP | 10000 | WB-DC-017-CBL-0523 | Yellow | ODF-1/P16 | ODF-4/P7
LNK-01052 | WB-DC-017-TOR-003 | xe-0/0/1 | WB-DC-017-MMR-SW-04 | xe-0/0/0 | Access | LLDP | 10000 | WB-DC-017-CBL-0524 | White | ODF-4/P7 | ODF-2/P6
LNK-01053 | OD-DC-018-PE-T4-01 | et-0/1/0 | OD-DC-018-PE-T4-02 | et-0/1/0 | Fabric | LLDP | 100000 | OD-DC-018-CBL-0525 | Orange | ODF-2/P4 | ODF-2/P17
LNK-01054 | OD-DC-018-PE-T4-01 | et-0/1/0 | OD-DC-018-PE-T4-02 | et-0/1/0 | Fabric | OSPF | 100000
LNK-01055 | OD-DC-018-PE-T4-01 | et-0/1/0 | OD-DC-018-PE-T4-02 | et-0/1/0 | Fabric | ISIS | 100000
LNK-01056 | OD-DC-018-PE-T4-01 | et-0/1/0 | OD-DC-018-PE-T4-02 | et-0/1/0 | Fabric | BGP | 100000
LNK-01057 | OD-DC-018-PE-T4-01 | et-0/1/0 | OD-DC-018-PE-T4-02 | et-0/1/0 | Fabric | LSP | 100000
LNK-01058 | OD-DC-018-PE-T4-01 | et-0/1/1 | OD-DC-018-PE-T4-03 | et-0/1/0 | Fabric | LLDP | 100000 | OD-DC-018-CBL-0526 | Orange | ODF-2/P14 | ODF-3/P20
LNK-01059 | OD-DC-018-PE-T4-01 | et-0/1/1 | OD-DC-018-PE-T4-03 | et-0/1/0 | Fabric | OSPF | 100000
LNK-01060 | OD-DC-018-PE-T4-01 | et-0/1/1 | OD-DC-018-PE-T4-03 | et-0/1/0 | Fabric | ISIS | 100000
LNK-01061 | OD-DC-018-PE-T4-01 | et-0/1/1 | OD-DC-018-PE-T4-03 | et-0/1/0 | Fabric | BGP | 100000
LNK-01062 | OD-DC-018-PE-T4-01 | et-0/1/1 | OD-DC-018-PE-T4-03 | et-0/1/0 | Fabric | LSP | 100000
LNK-01063 | OD-DC-018-PE-T4-01 | et-0/1/2 | OD-DC-018-PE-T4-04 | et-0/1/0 | Fabric | LLDP | 100000 | OD-DC-018-CBL-0527 | Brown | ODF-4/P16 | ODF-1/P20
LNK-01064 | OD-DC-018-PE-T4-01 | et-0/1/2 | OD-DC-018-PE-T4-04 | et-0/1/0 | Fabric | OSPF | 100000
LNK-01065 | OD-DC-018-PE-T4-01 | et-0/1/2 | OD-DC-018-PE-T4-04 | et-0/1/0 | Fabric | ISIS | 100000
LNK-01066 | OD-DC-018-PE-T4-01 | et-0/1/2 | OD-DC-018-PE-T4-04 | et-0/1/0 | Fabric | BGP | 100000
LNK-01067 | OD-DC-018-PE-T4-01 | et-0/1/2 | OD-DC-018-PE-T4-04 | et-0/1/0 | Fabric | LSP | 100000
LNK-01068 | OD-DC-018-PE-T4-02 | et-0/1/1 | OD-DC-018-PE-T4-03 | et-0/1/1 | Fabric | LLDP | 100000 | OD-DC-018-CBL-0528 | Slate | ODF-3/P7 | ODF-3/P21
LNK-01069 | OD-DC-018-PE-T4-02 | et-0/1/1 | OD-DC-018-PE-T4-03 | et-0/1/1 | Fabric | OSPF | 100000
LNK-01070 | OD-DC-018-PE-T4-02 | et-0/1/1 | OD-DC-018-PE-T4-03 | et-0/1/1 | Fabric | ISIS | 100000
LNK-01071 | OD-DC-018-PE-T4-02 | et-0/1/1 | OD-DC-018-PE-T4-03 | et-0/1/1 | Fabric | BGP | 100000
LNK-01072 | OD-DC-018-PE-T4-02 | et-0/1/1 | OD-DC-018-PE-T4-03 | et-0/1/1 | Fabric | LSP | 100000
LNK-01073 | OD-DC-018-PE-T4-02 | et-0/1/2 | OD-DC-018-PE-T4-04 | et-0/1/1 | Fabric | LLDP | 100000 | OD-DC-018-CBL-0529 | Red | ODF-4/P1 | ODF-4/P3
LNK-01074 | OD-DC-018-PE-T4-02 | et-0/1/2 | OD-DC-018-PE-T4-04 | et-0/1/1 | Fabric | OSPF | 100000
LNK-01075 | OD-DC-018-PE-T4-02 | et-0/1/2 | OD-DC-018-PE-T4-04 | et-0/1/1 | Fabric | ISIS | 100000
LNK-01076 | OD-DC-018-PE-T4-02 | et-0/1/2 | OD-DC-018-PE-T4-04 | et-0/1/1 | Fabric | BGP | 100000
LNK-01077 | OD-DC-018-PE-T4-02 | et-0/1/2 | OD-DC-018-PE-T4-04 | et-0/1/1 | Fabric | LSP | 100000
LNK-01078 | OD-DC-018-PE-T4-03 | et-0/1/2 | OD-DC-018-PE-T4-04 | et-0/1/2 | Fabric | LLDP | 100000 | OD-DC-018-CBL-0530 | Aqua | ODF-1/P8 | ODF-3/P10
LNK-01079 | OD-DC-018-PE-T4-03 | et-0/1/2 | OD-DC-018-PE-T4-04 | et-0/1/2 | Fabric | OSPF | 100000
LNK-01080 | OD-DC-018-PE-T4-03 | et-0/1/2 | OD-DC-018-PE-T4-04 | et-0/1/2 | Fabric | ISIS | 100000
LNK-01081 | OD-DC-018-PE-T4-03 | et-0/1/2 | OD-DC-018-PE-T4-04 | et-0/1/2 | Fabric | BGP | 100000
LNK-01082 | OD-DC-018-PE-T4-03 | et-0/1/2 | OD-DC-018-PE-T4-04 | et-0/1/2 | Fabric | LSP | 100000
LNK-01083 | OD-DC-018-AGG-R01 | et-0/1/0 | OD-DC-018-PE-T4-01 | xe-0/0/6 | Uplink | LLDP | 10000 | OD-DC-018-CBL-0531 | Violet | ODF-2/P5 | ODF-3/P17
LNK-01084 | OD-DC-018-AGG-R01 | et-0/1/0 | OD-DC-018-PE-T4-01 | xe-0/0/6 | Uplink | OSPF | 10000
LNK-01085 | OD-DC-018-AGG-R01 | et-0/1/0 | OD-DC-018-PE-T4-01 | xe-0/0/6 | Uplink | ISIS | 10000
LNK-01086 | OD-DC-018-AGG-R01 | et-0/1/1 | OD-DC-018-PE-T4-02 | xe-0/0/6 | Uplink | LLDP | 10000 | OD-DC-018-CBL-0532 | White | ODF-4/P17 | ODF-3/P17
LNK-01087 | OD-DC-018-AGG-R01 | et-0/1/1 | OD-DC-018-PE-T4-02 | xe-0/0/6 | Uplink | OSPF | 10000
LNK-01088 | OD-DC-018-AGG-R01 | et-0/1/1 | OD-DC-018-PE-T4-02 | xe-0/0/6 | Uplink | ISIS | 10000
LNK-01089 | OD-DC-018-AGG-R02 | et-0/1/0 | OD-DC-018-PE-T4-02 | xe-0/0/7 | Uplink | LLDP | 10000 | OD-DC-018-CBL-0533 | White | ODF-4/P8 | ODF-1/P13
LNK-01090 | OD-DC-018-AGG-R02 | et-0/1/0 | OD-DC-018-PE-T4-02 | xe-0/0/7 | Uplink | OSPF | 10000
LNK-01091 | OD-DC-018-AGG-R02 | et-0/1/0 | OD-DC-018-PE-T4-02 | xe-0/0/7 | Uplink | ISIS | 10000
LNK-01092 | OD-DC-018-AGG-R02 | et-0/1/1 | OD-DC-018-PE-T4-03 | xe-0/0/6 | Uplink | LLDP | 10000 | OD-DC-018-CBL-0534 | Aqua | ODF-2/P15 | ODF-2/P15
LNK-01093 | OD-DC-018-AGG-R02 | et-0/1/1 | OD-DC-018-PE-T4-03 | xe-0/0/6 | Uplink | OSPF | 10000
LNK-01094 | OD-DC-018-AGG-R02 | et-0/1/1 | OD-DC-018-PE-T4-03 | xe-0/0/6 | Uplink | ISIS | 10000
LNK-01095 | OD-DC-018-OLA-01 | 1/2/c1 | OD-DC-018-AGG-R01 | et-0/1/2 | Uplink | LLDP | 100000 | OD-DC-018-CBL-0535 | Slate | ODF-2/P16 | ODF-1/P4
LNK-01096 | OD-DC-018-FW-01 | port1 | OD-DC-018-AGG-R01 | xe-0/0/0 | Uplink | LLDP | 10000 | OD-DC-018-CBL-0536 | Brown | ODF-4/P1 | ODF-2/P3
LNK-01097 | OD-DC-018-FW-01 | port2 | OD-DC-018-AGG-R02 | xe-0/0/0 | Uplink | LLDP | 10000 | OD-DC-018-CBL-0537 | Brown | ODF-4/P14 | ODF-4/P11
LNK-01098 | OD-DC-018-MMR-SW-01 | et-0/1/0 | OD-DC-018-AGG-R01 | xe-0/0/1 | Uplink | LLDP | 10000 | OD-DC-018-CBL-0538 | Violet | ODF-1/P5 | ODF-2/P18
LNK-01099 | OD-DC-018-MMR-SW-01 | et-0/1/1 | OD-DC-018-AGG-R02 | xe-0/0/1 | Uplink | LLDP | 10000 | OD-DC-018-CBL-0539 | Aqua | ODF-2/P1 | ODF-3/P18
LNK-01100 | OD-DC-018-MMR-SW-02 | et-0/1/0 | OD-DC-018-AGG-R02 | xe-0/0/2 | Uplink | LLDP | 10000 | OD-DC-018-CBL-0540 | Rose | ODF-4/P11 | ODF-2/P18
LNK-01101 | OD-DC-018-MMR-SW-02 | et-0/1/1 | OD-DC-018-AGG-R01 | xe-0/0/2 | Uplink | LLDP | 10000 | OD-DC-018-CBL-0541 | Slate | ODF-4/P19 | ODF-3/P13
LNK-01102 | OD-DC-018-MMR-SW-03 | Ethernet49/1 | OD-DC-018-AGG-R01 | xe-0/0/3 | Uplink | LLDP | 10000 | OD-DC-018-CBL-0542 | Blue | ODF-3/P24 | ODF-2/P9
LNK-01103 | OD-DC-018-MMR-SW-03 | Ethernet49/2 | OD-DC-018-AGG-R02 | xe-0/0/3 | Uplink | LLDP | 10000 | OD-DC-018-CBL-0543 | Yellow | ODF-3/P12 | ODF-1/P8
LNK-01104 | OD-DC-018-MMR-SW-04 | Hu0/0/1/0 | OD-DC-018-AGG-R02 | xe-0/0/4 | Uplink | LLDP | 10000 | OD-DC-018-CBL-0544 | Yellow | ODF-4/P21 | ODF-4/P1
LNK-01105 | OD-DC-018-MMR-SW-04 | Hu0/0/1/1 | OD-DC-018-AGG-R01 | xe-0/0/4 | Uplink | LLDP | 10000 | OD-DC-018-CBL-0545 | Green | ODF-1/P23 | ODF-2/P4
LNK-01106 | OD-DC-018-TOR-001 | Ethernet1 | OD-DC-018-MMR-SW-01 | xe-0/0/0 | Access | LLDP | 10000 | OD-DC-018-CBL-0546 | Violet | ODF-1/P18 | ODF-4/P7
LNK-01107 | OD-DC-018-TOR-001 | Ethernet2 | OD-DC-018-MMR-SW-02 | xe-0/0/0 | Access | LLDP | 10000 | OD-DC-018-CBL-0547 | Black | ODF-3/P8 | ODF-1/P4
LNK-01108 | OD-DC-018-TOR-002 | Te0/0/0/0 | OD-DC-018-MMR-SW-02 | xe-0/0/1 | Access | LLDP | 10000 | OD-DC-018-CBL-0548 | Red | ODF-1/P2 | ODF-1/P8
LNK-01109 | OD-DC-018-TOR-002 | Te0/0/0/1 | OD-DC-018-MMR-SW-03 | Ethernet1 | Access | LLDP | 10000 | OD-DC-018-CBL-0549 | Blue | ODF-4/P17 | ODF-4/P6
LNK-01110 | BR-DC-019-PE-T4-01 | et-0/1/0 | BR-DC-019-PE-T4-02 | et-0/1/0 | Fabric | LLDP | 100000 | BR-DC-019-CBL-0550 | Black | ODF-2/P7 | ODF-4/P21
LNK-01111 | BR-DC-019-PE-T4-01 | et-0/1/0 | BR-DC-019-PE-T4-02 | et-0/1/0 | Fabric | OSPF | 100000
LNK-01112 | BR-DC-019-PE-T4-01 | et-0/1/0 | BR-DC-019-PE-T4-02 | et-0/1/0 | Fabric | ISIS | 100000
LNK-01113 | BR-DC-019-PE-T4-01 | et-0/1/0 | BR-DC-019-PE-T4-02 | et-0/1/0 | Fabric | BGP | 100000
LNK-01114 | BR-DC-019-PE-T4-01 | et-0/1/0 | BR-DC-019-PE-T4-02 | et-0/1/0 | Fabric | LSP | 100000
LNK-01115 | BR-DC-019-PE-T4-01 | et-0/1/1 | BR-DC-019-PE-T4-03 | Hu0/0/1/0 | Fabric | LLDP | 100000 | BR-DC-019-CBL-0551 | Rose | ODF-4/P1 | ODF-3/P8
LNK-01116 | BR-DC-019-PE-T4-01 | et-0/1/1 | BR-DC-019-PE-T4-03 | Hu0/0/1/0 | Fabric | OSPF | 100000
LNK-01117 | BR-DC-019-PE-T4-01 | et-0/1/1 | BR-DC-019-PE-T4-03 | Hu0/0/1/0 | Fabric | ISIS | 100000
LNK-01118 | BR-DC-019-PE-T4-01 | et-0/1/1 | BR-DC-019-PE-T4-03 | Hu0/0/1/0 | Fabric | BGP | 100000
LNK-01119 | BR-DC-019-PE-T4-01 | et-0/1/1 | BR-DC-019-PE-T4-03 | Hu0/0/1/0 | Fabric | LSP | 100000
LNK-01120 | BR-DC-019-PE-T4-01 | et-0/1/2 | BR-DC-019-PE-T4-04 | Hu0/0/1/0 | Fabric | LLDP | 100000 | BR-DC-019-CBL-0552 | White | ODF-1/P9 | ODF-2/P21
LNK-01121 | BR-DC-019-PE-T4-01 | et-0/1/2 | BR-DC-019-PE-T4-04 | Hu0/0/1/0 | Fabric | OSPF | 100000
LNK-01122 | BR-DC-019-PE-T4-01 | et-0/1/2 | BR-DC-019-PE-T4-04 | Hu0/0/1/0 | Fabric | ISIS | 100000
LNK-01123 | BR-DC-019-PE-T4-01 | et-0/1/2 | BR-DC-019-PE-T4-04 | Hu0/0/1/0 | Fabric | BGP | 100000
LNK-01124 | BR-DC-019-PE-T4-01 | et-0/1/2 | BR-DC-019-PE-T4-04 | Hu0/0/1/0 | Fabric | LSP | 100000
LNK-01125 | BR-DC-019-PE-T4-02 | et-0/1/1 | BR-DC-019-PE-T4-03 | Hu0/0/1/1 | Fabric | LLDP | 100000 | BR-DC-019-CBL-0553 | Aqua | ODF-2/P9 | ODF-4/P14
LNK-01126 | BR-DC-019-PE-T4-02 | et-0/1/1 | BR-DC-019-PE-T4-03 | Hu0/0/1/1 | Fabric | OSPF | 100000
LNK-01127 | BR-DC-019-PE-T4-02 | et-0/1/1 | BR-DC-019-PE-T4-03 | Hu0/0/1/1 | Fabric | ISIS | 100000
LNK-01128 | BR-DC-019-PE-T4-02 | et-0/1/1 | BR-DC-019-PE-T4-03 | Hu0/0/1/1 | Fabric | BGP | 100000
LNK-01129 | BR-DC-019-PE-T4-02 | et-0/1/1 | BR-DC-019-PE-T4-03 | Hu0/0/1/1 | Fabric | LSP | 100000
LNK-01130 | BR-DC-019-PE-T4-02 | et-0/1/2 | BR-DC-019-PE-T4-04 | Hu0/0/1/1 | Fabric | LLDP | 100000 | BR-DC-019-CBL-0554 | Brown | ODF-3/P20 | ODF-1/P7
LNK-01131 | BR-DC-019-PE-T4-02 | et-0/1/2 | BR-DC-019-PE-T4-04 | Hu0/0/1/1 | Fabric | OSPF | 100000
LNK-01132 | BR-DC-019-PE-T4-02 | et-0/1/2 | BR-DC-019-PE-T4-04 | Hu0/0/1/1 | Fabric | ISIS | 100000
LNK-01133 | BR-DC-019-PE-T4-02 | et-0/1/2 | BR-DC-019-PE-T4-04 | Hu0/0/1/1 | Fabric | BGP | 100000
LNK-01134 | BR-DC-019-PE-T4-02 | et-0/1/2 | BR-DC-019-PE-T4-04 | Hu0/0/1/1 | Fabric | LSP | 100000
LNK-01135 | BR-DC-019-PE-T4-03 | Hu0/0/1/2 | BR-DC-019-PE-T4-04 | Hu0/0/1/2 | Fabric | LLDP | 100000 | BR-DC-019-CBL-0555 | White | ODF-2/P22 | ODF-4/P21
LNK-01136 | BR-DC-019-PE-T4-03 | Hu0/0/1/2 | BR-DC-019-PE-T4-04 | Hu0/0/1/2 | Fabric | OSPF | 100000
LNK-01137 | BR-DC-019-PE-T4-03 | Hu0/0/1/2 | BR-DC-019-PE-T4-04 | Hu0/0/1/2 | Fabric | ISIS | 100000
LNK-01138 | BR-DC-019-PE-T4-03 | Hu0/0/1/2 | BR-DC-019-PE-T4-04 | Hu0/0/1/2 | Fabric | BGP | 100000
LNK-01139 | BR-DC-019-PE-T4-03 | Hu0/0/1/2 | BR-DC-019-PE-T4-04 | Hu0/0/1/2 | Fabric | LSP | 100000
LNK-01140 | BR-DC-019-AGG-R01 | et-0/1/0 | BR-DC-019-PE-T4-01 | xe-0/0/6 | Uplink | LLDP | 10000 | BR-DC-019-CBL-0556 | Yellow | ODF-2/P11 | ODF-3/P20
LNK-01141 | BR-DC-019-AGG-R01 | et-0/1/0 | BR-DC-019-PE-T4-01 | xe-0/0/6 | Uplink | OSPF | 10000
LNK-01142 | BR-DC-019-AGG-R01 | et-0/1/0 | BR-DC-019-PE-T4-01 | xe-0/0/6 | Uplink | ISIS | 10000
LNK-01143 | BR-DC-019-AGG-R01 | et-0/1/1 | BR-DC-019-PE-T4-02 | xe-0/0/6 | Uplink | LLDP | 10000 | BR-DC-019-CBL-0557 | Aqua | ODF-1/P2 | ODF-2/P15
LNK-01144 | BR-DC-019-AGG-R01 | et-0/1/1 | BR-DC-019-PE-T4-02 | xe-0/0/6 | Uplink | OSPF | 10000
LNK-01145 | BR-DC-019-AGG-R01 | et-0/1/1 | BR-DC-019-PE-T4-02 | xe-0/0/6 | Uplink | ISIS | 10000
LNK-01146 | BR-DC-019-AGG-R02 | et-0/1/0 | BR-DC-019-PE-T4-02 | xe-0/0/7 | Uplink | LLDP | 10000 | BR-DC-019-CBL-0558 | Green | ODF-4/P8 | ODF-3/P15
LNK-01147 | BR-DC-019-AGG-R02 | et-0/1/0 | BR-DC-019-PE-T4-02 | xe-0/0/7 | Uplink | OSPF | 10000
LNK-01148 | BR-DC-019-AGG-R02 | et-0/1/0 | BR-DC-019-PE-T4-02 | xe-0/0/7 | Uplink | ISIS | 10000
LNK-01149 | BR-DC-019-AGG-R02 | et-0/1/1 | BR-DC-019-PE-T4-03 | Te0/0/0/6 | Uplink | LLDP | 10000 | BR-DC-019-CBL-0559 | Aqua | ODF-3/P1 | ODF-4/P20
LNK-01150 | BR-DC-019-AGG-R02 | et-0/1/1 | BR-DC-019-PE-T4-03 | Te0/0/0/6 | Uplink | OSPF | 10000
LNK-01151 | BR-DC-019-AGG-R02 | et-0/1/1 | BR-DC-019-PE-T4-03 | Te0/0/0/6 | Uplink | ISIS | 10000
LNK-01152 | BR-DC-019-OLA-01 | 1-A-1 | BR-DC-019-AGG-R01 | et-0/1/2 | Uplink | LLDP | 100000 | BR-DC-019-CBL-0560 | Green | ODF-3/P8 | ODF-3/P4
LNK-01153 | BR-DC-019-FW-01 | port1 | BR-DC-019-AGG-R01 | xe-0/0/0 | Uplink | LLDP | 10000 | BR-DC-019-CBL-0561 | Violet | ODF-3/P13 | ODF-1/P19
LNK-01154 | BR-DC-019-FW-01 | port2 | BR-DC-019-AGG-R02 | xe-0/0/0 | Uplink | LLDP | 10000 | BR-DC-019-CBL-0562 | Slate | ODF-2/P7 | ODF-4/P2
LNK-01155 | BR-DC-019-MMR-SW-01 | Hu0/0/1/0 | BR-DC-019-AGG-R01 | xe-0/0/1 | Uplink | LLDP | 10000 | BR-DC-019-CBL-0563 | Slate | ODF-3/P5 | ODF-1/P18
LNK-01156 | BR-DC-019-MMR-SW-01 | Hu0/0/1/1 | BR-DC-019-AGG-R02 | xe-0/0/1 | Uplink | LLDP | 10000 | BR-DC-019-CBL-0564 | White | ODF-2/P10 | ODF-1/P15
LNK-01157 | BR-DC-019-MMR-SW-02 | Ethernet49/1 | BR-DC-019-AGG-R02 | xe-0/0/2 | Uplink | LLDP | 10000 | BR-DC-019-CBL-0565 | Brown | ODF-3/P19 | ODF-1/P18
LNK-01158 | BR-DC-019-MMR-SW-02 | Ethernet49/2 | BR-DC-019-AGG-R01 | xe-0/0/2 | Uplink | LLDP | 10000 | BR-DC-019-CBL-0566 | Black | ODF-2/P3 | ODF-3/P1
LNK-01159 | BR-DC-019-MMR-SW-03 | Ethernet49/1 | BR-DC-019-AGG-R01 | xe-0/0/3 | Uplink | LLDP | 10000 | BR-DC-019-CBL-0567 | Rose | ODF-3/P5 | ODF-1/P8
LNK-01160 | BR-DC-019-MMR-SW-03 | Ethernet49/2 | BR-DC-019-AGG-R02 | xe-0/0/3 | Uplink | LLDP | 10000 | BR-DC-019-CBL-0568 | Rose | ODF-2/P9 | ODF-4/P21
LNK-01161 | BR-DC-019-MMR-SW-04 | Hu0/0/1/0 | BR-DC-019-AGG-R02 | xe-0/0/4 | Uplink | LLDP | 10000 | BR-DC-019-CBL-0569 | Brown | ODF-2/P7 | ODF-1/P21
LNK-01162 | BR-DC-019-MMR-SW-04 | Hu0/0/1/1 | BR-DC-019-AGG-R01 | xe-0/0/4 | Uplink | LLDP | 10000 | BR-DC-019-CBL-0570 | Violet | ODF-1/P16 | ODF-1/P5
LNK-01163 | BR-DC-019-TOR-001 | Ethernet1 | BR-DC-019-MMR-SW-01 | Te0/0/0/0 | Access | LLDP | 10000 | BR-DC-019-CBL-0571 | Green | ODF-3/P15 | ODF-4/P2
LNK-01164 | BR-DC-019-TOR-001 | Ethernet2 | BR-DC-019-MMR-SW-02 | Ethernet1 | Access | LLDP | 10000 | BR-DC-019-CBL-0572 | Brown | ODF-3/P10 | ODF-4/P11
LNK-01165 | BR-DC-019-TOR-002 | Ethernet1 | BR-DC-019-MMR-SW-02 | Ethernet2 | Access | LLDP | 10000 | BR-DC-019-CBL-0573 | Aqua | ODF-4/P9 | ODF-3/P4
LNK-01166 | BR-DC-019-TOR-002 | Ethernet2 | BR-DC-019-MMR-SW-03 | Ethernet1 | Access | LLDP | 10000 | BR-DC-019-CBL-0574 | Black | ODF-3/P8 | ODF-4/P13
LNK-01167 | KA-DC-020-PE-T4-01 | et-0/1/0 | KA-DC-020-PE-T4-02 | et-0/1/0 | Fabric | LLDP | 100000 | KA-DC-020-CBL-0575 | Green | ODF-2/P3 | ODF-2/P18
LNK-01168 | KA-DC-020-PE-T4-01 | et-0/1/0 | KA-DC-020-PE-T4-02 | et-0/1/0 | Fabric | OSPF | 100000
LNK-01169 | KA-DC-020-PE-T4-01 | et-0/1/0 | KA-DC-020-PE-T4-02 | et-0/1/0 | Fabric | ISIS | 100000
LNK-01170 | KA-DC-020-PE-T4-01 | et-0/1/0 | KA-DC-020-PE-T4-02 | et-0/1/0 | Fabric | BGP | 100000
LNK-01171 | KA-DC-020-PE-T4-01 | et-0/1/0 | KA-DC-020-PE-T4-02 | et-0/1/0 | Fabric | LSP | 100000
LNK-01172 | KA-DC-020-PE-T4-01 | et-0/1/1 | KA-DC-020-PE-T4-03 | Hu0/0/1/0 | Fabric | LLDP | 100000 | KA-DC-020-CBL-0576 | Slate | ODF-1/P5 | ODF-4/P8
LNK-01173 | KA-DC-020-PE-T4-01 | et-0/1/1 | KA-DC-020-PE-T4-03 | Hu0/0/1/0 | Fabric | OSPF | 100000
LNK-01174 | KA-DC-020-PE-T4-01 | et-0/1/1 | KA-DC-020-PE-T4-03 | Hu0/0/1/0 | Fabric | ISIS | 100000
LNK-01175 | KA-DC-020-PE-T4-01 | et-0/1/1 | KA-DC-020-PE-T4-03 | Hu0/0/1/0 | Fabric | BGP | 100000
LNK-01176 | KA-DC-020-PE-T4-01 | et-0/1/1 | KA-DC-020-PE-T4-03 | Hu0/0/1/0 | Fabric | LSP | 100000
LNK-01177 | KA-DC-020-PE-T4-01 | et-0/1/2 | KA-DC-020-PE-T4-04 | Hu0/0/1/0 | Fabric | LLDP | 100000 | KA-DC-020-CBL-0577 | Orange | ODF-1/P8 | ODF-3/P20
LNK-01178 | KA-DC-020-PE-T4-01 | et-0/1/2 | KA-DC-020-PE-T4-04 | Hu0/0/1/0 | Fabric | OSPF | 100000
LNK-01179 | KA-DC-020-PE-T4-01 | et-0/1/2 | KA-DC-020-PE-T4-04 | Hu0/0/1/0 | Fabric | ISIS | 100000
LNK-01180 | KA-DC-020-PE-T4-01 | et-0/1/2 | KA-DC-020-PE-T4-04 | Hu0/0/1/0 | Fabric | BGP | 100000
LNK-01181 | KA-DC-020-PE-T4-01 | et-0/1/2 | KA-DC-020-PE-T4-04 | Hu0/0/1/0 | Fabric | LSP | 100000
LNK-01182 | KA-DC-020-PE-T4-02 | et-0/1/1 | KA-DC-020-PE-T4-03 | Hu0/0/1/1 | Fabric | LLDP | 100000 | KA-DC-020-CBL-0578 | Rose | ODF-3/P3 | ODF-1/P17
LNK-01183 | KA-DC-020-PE-T4-02 | et-0/1/1 | KA-DC-020-PE-T4-03 | Hu0/0/1/1 | Fabric | OSPF | 100000
LNK-01184 | KA-DC-020-PE-T4-02 | et-0/1/1 | KA-DC-020-PE-T4-03 | Hu0/0/1/1 | Fabric | ISIS | 100000
LNK-01185 | KA-DC-020-PE-T4-02 | et-0/1/1 | KA-DC-020-PE-T4-03 | Hu0/0/1/1 | Fabric | BGP | 100000
LNK-01186 | KA-DC-020-PE-T4-02 | et-0/1/1 | KA-DC-020-PE-T4-03 | Hu0/0/1/1 | Fabric | LSP | 100000
LNK-01187 | KA-DC-020-PE-T4-02 | et-0/1/2 | KA-DC-020-PE-T4-04 | Hu0/0/1/1 | Fabric | LLDP | 100000 | KA-DC-020-CBL-0579 | Rose | ODF-1/P23 | ODF-1/P10
LNK-01188 | KA-DC-020-PE-T4-02 | et-0/1/2 | KA-DC-020-PE-T4-04 | Hu0/0/1/1 | Fabric | OSPF | 100000
LNK-01189 | KA-DC-020-PE-T4-02 | et-0/1/2 | KA-DC-020-PE-T4-04 | Hu0/0/1/1 | Fabric | ISIS | 100000
LNK-01190 | KA-DC-020-PE-T4-02 | et-0/1/2 | KA-DC-020-PE-T4-04 | Hu0/0/1/1 | Fabric | BGP | 100000
LNK-01191 | KA-DC-020-PE-T4-02 | et-0/1/2 | KA-DC-020-PE-T4-04 | Hu0/0/1/1 | Fabric | LSP | 100000
LNK-01192 | KA-DC-020-PE-T4-03 | Hu0/0/1/2 | KA-DC-020-PE-T4-04 | Hu0/0/1/2 | Fabric | LLDP | 100000 | KA-DC-020-CBL-0580 | Rose | ODF-1/P4 | ODF-2/P5
LNK-01193 | KA-DC-020-PE-T4-03 | Hu0/0/1/2 | KA-DC-020-PE-T4-04 | Hu0/0/1/2 | Fabric | OSPF | 100000
LNK-01194 | KA-DC-020-PE-T4-03 | Hu0/0/1/2 | KA-DC-020-PE-T4-04 | Hu0/0/1/2 | Fabric | ISIS | 100000
LNK-01195 | KA-DC-020-PE-T4-03 | Hu0/0/1/2 | KA-DC-020-PE-T4-04 | Hu0/0/1/2 | Fabric | BGP | 100000
LNK-01196 | KA-DC-020-PE-T4-03 | Hu0/0/1/2 | KA-DC-020-PE-T4-04 | Hu0/0/1/2 | Fabric | LSP | 100000
LNK-01197 | KA-DC-020-AGG-R01 | et-0/1/0 | KA-DC-020-PE-T4-01 | xe-0/0/6 | Uplink | LLDP | 10000 | KA-DC-020-CBL-0581 | Red | ODF-2/P1 | ODF-4/P7
LNK-01198 | KA-DC-020-AGG-R01 | et-0/1/0 | KA-DC-020-PE-T4-01 | xe-0/0/6 | Uplink | OSPF | 10000
LNK-01199 | KA-DC-020-AGG-R01 | et-0/1/0 | KA-DC-020-PE-T4-01 | xe-0/0/6 | Uplink | ISIS | 10000
LNK-01200 | KA-DC-020-AGG-R01 | et-0/1/1 | KA-DC-020-PE-T4-02 | xe-0/0/6 | Uplink | LLDP | 10000 | KA-DC-020-CBL-0582 | Brown | ODF-4/P16 | ODF-2/P3
LNK-01201 | KA-DC-020-AGG-R01 | et-0/1/1 | KA-DC-020-PE-T4-02 | xe-0/0/6 | Uplink | OSPF | 10000
LNK-01202 | KA-DC-020-AGG-R01 | et-0/1/1 | KA-DC-020-PE-T4-02 | xe-0/0/6 | Uplink | ISIS | 10000
LNK-01203 | KA-DC-020-AGG-R02 | et-0/1/0 | KA-DC-020-PE-T4-02 | xe-0/0/7 | Uplink | LLDP | 10000 | KA-DC-020-CBL-0583 | Brown | ODF-4/P7 | ODF-4/P20
LNK-01204 | KA-DC-020-AGG-R02 | et-0/1/0 | KA-DC-020-PE-T4-02 | xe-0/0/7 | Uplink | OSPF | 10000
LNK-01205 | KA-DC-020-AGG-R02 | et-0/1/0 | KA-DC-020-PE-T4-02 | xe-0/0/7 | Uplink | ISIS | 10000
LNK-01206 | KA-DC-020-AGG-R02 | et-0/1/1 | KA-DC-020-PE-T4-03 | Te0/0/0/6 | Uplink | LLDP | 10000 | KA-DC-020-CBL-0584 | Aqua | ODF-3/P11 | ODF-4/P16
LNK-01207 | KA-DC-020-AGG-R02 | et-0/1/1 | KA-DC-020-PE-T4-03 | Te0/0/0/6 | Uplink | OSPF | 10000
LNK-01208 | KA-DC-020-AGG-R02 | et-0/1/1 | KA-DC-020-PE-T4-03 | Te0/0/0/6 | Uplink | ISIS | 10000
LNK-01209 | KA-DC-020-AGG-R03 | et-0/1/0 | KA-DC-020-PE-T4-03 | Te0/0/0/7 | Uplink | LLDP | 10000 | KA-DC-020-CBL-0585 | Violet | ODF-4/P5 | ODF-3/P11
LNK-01210 | KA-DC-020-AGG-R03 | et-0/1/0 | KA-DC-020-PE-T4-03 | Te0/0/0/7 | Uplink | OSPF | 10000
LNK-01211 | KA-DC-020-AGG-R03 | et-0/1/0 | KA-DC-020-PE-T4-03 | Te0/0/0/7 | Uplink | ISIS | 10000
LNK-01212 | KA-DC-020-AGG-R03 | et-0/1/1 | KA-DC-020-PE-T4-04 | Te0/0/0/6 | Uplink | LLDP | 10000 | KA-DC-020-CBL-0586 | Rose | ODF-1/P2 | ODF-2/P17
LNK-01213 | KA-DC-020-AGG-R03 | et-0/1/1 | KA-DC-020-PE-T4-04 | Te0/0/0/6 | Uplink | OSPF | 10000
LNK-01214 | KA-DC-020-AGG-R03 | et-0/1/1 | KA-DC-020-PE-T4-04 | Te0/0/0/6 | Uplink | ISIS | 10000
LNK-01215 | KA-DC-020-OLA-01 | 1/2/c1 | KA-DC-020-AGG-R01 | et-0/1/2 | Uplink | LLDP | 100000 | KA-DC-020-CBL-0587 | Brown | ODF-4/P8 | ODF-3/P2
LNK-01216 | KA-DC-020-OLA-02 | 1-A-1 | KA-DC-020-AGG-R02 | et-0/1/2 | Uplink | LLDP | 100000 | KA-DC-020-CBL-0588 | Black | ODF-1/P15 | ODF-1/P24
LNK-01217 | KA-DC-020-FW-01 | port1 | KA-DC-020-AGG-R01 | xe-0/0/0 | Uplink | LLDP | 10000 | KA-DC-020-CBL-0589 | White | ODF-2/P21 | ODF-1/P7
LNK-01218 | KA-DC-020-FW-01 | port2 | KA-DC-020-AGG-R02 | xe-0/0/0 | Uplink | LLDP | 10000 | KA-DC-020-CBL-0590 | Blue | ODF-2/P1 | ODF-2/P1
LNK-01219 | KA-DC-020-FW-02 | port1 | KA-DC-020-AGG-R02 | xe-0/0/1 | Uplink | LLDP | 10000 | KA-DC-020-CBL-0591 | Brown | ODF-2/P3 | ODF-1/P12
LNK-01220 | KA-DC-020-FW-02 | port2 | KA-DC-020-AGG-R03 | xe-0/0/0 | Uplink | LLDP | 10000 | KA-DC-020-CBL-0592 | Orange | ODF-2/P21 | ODF-1/P8
LNK-01221 | KA-DC-020-MMR-SW-01 | Ethernet49/1 | KA-DC-020-AGG-R01 | xe-0/0/1 | Uplink | LLDP | 10000 | KA-DC-020-CBL-0593 | Black | ODF-2/P2 | ODF-1/P5
LNK-01222 | KA-DC-020-MMR-SW-01 | Ethernet49/2 | KA-DC-020-AGG-R01 | xe-0/0/2 | Uplink | LLDP | 10000 | KA-DC-020-CBL-0594 | Rose | ODF-4/P7 | ODF-3/P3
LNK-01223 | KA-DC-020-MMR-SW-02 | et-0/1/0 | KA-DC-020-AGG-R02 | xe-0/0/2 | Uplink | LLDP | 10000 | KA-DC-020-CBL-0595 | Aqua | ODF-4/P17 | ODF-3/P24
LNK-01224 | KA-DC-020-MMR-SW-02 | et-0/1/1 | KA-DC-020-AGG-R02 | xe-0/0/3 | Uplink | LLDP | 10000 | KA-DC-020-CBL-0596 | Brown | ODF-4/P4 | ODF-1/P4
LNK-01225 | KA-DC-020-MMR-SW-03 | Hu0/0/1/0 | KA-DC-020-AGG-R03 | xe-0/0/1 | Uplink | LLDP | 10000 | KA-DC-020-CBL-0597 | Red | ODF-4/P17 | ODF-4/P13
LNK-01226 | KA-DC-020-MMR-SW-03 | Hu0/0/1/1 | KA-DC-020-AGG-R03 | xe-0/0/2 | Uplink | LLDP | 10000 | KA-DC-020-CBL-0598 | Orange | ODF-4/P19 | ODF-4/P19
LNK-01227 | KA-DC-020-MMR-SW-04 | Hu0/0/1/0 | KA-DC-020-AGG-R01 | xe-0/0/3 | Uplink | LLDP | 10000 | KA-DC-020-CBL-0599 | Black | ODF-2/P3 | ODF-1/P21
LNK-01228 | KA-DC-020-MMR-SW-04 | Hu0/0/1/1 | KA-DC-020-AGG-R01 | xe-0/0/4 | Uplink | LLDP | 10000 | KA-DC-020-CBL-0600 | Black | ODF-4/P15 | ODF-3/P6
LNK-01229 | KA-DC-020-MMR-SW-05 | Hu0/0/1/0 | KA-DC-020-AGG-R02 | xe-0/0/4 | Uplink | LLDP | 10000 | KA-DC-020-CBL-0601 | Brown | ODF-2/P11 | ODF-4/P6
LNK-01230 | KA-DC-020-MMR-SW-05 | Hu0/0/1/1 | KA-DC-020-AGG-R02 | xe-0/0/5 | Uplink | LLDP | 10000 | KA-DC-020-CBL-0602 | Slate | ODF-3/P6 | ODF-1/P16
LNK-01231 | KA-DC-020-MMR-SW-06 | Ethernet49/1 | KA-DC-020-AGG-R03 | xe-0/0/3 | Uplink | LLDP | 10000 | KA-DC-020-CBL-0603 | Rose | ODF-3/P3 | ODF-4/P24
LNK-01232 | KA-DC-020-MMR-SW-06 | Ethernet49/2 | KA-DC-020-AGG-R03 | xe-0/0/4 | Uplink | LLDP | 10000 | KA-DC-020-CBL-0604 | White | ODF-4/P15 | ODF-2/P3
LNK-01233 | KA-DC-020-MMR-SW-07 | Ethernet49/1 | KA-DC-020-AGG-R01 | xe-0/0/5 | Uplink | LLDP | 10000 | KA-DC-020-CBL-0605 | Blue | ODF-2/P19 | ODF-1/P3
LNK-01234 | KA-DC-020-MMR-SW-07 | Ethernet49/2 | KA-DC-020-AGG-R01 | xe-0/0/6 | Uplink | LLDP | 10000 | KA-DC-020-CBL-0606 | Blue | ODF-4/P14 | ODF-1/P5
LNK-01235 | KA-DC-020-MMR-SW-08 | et-0/1/0 | KA-DC-020-AGG-R02 | xe-0/0/6 | Uplink | LLDP | 10000 | KA-DC-020-CBL-0607 | Green | ODF-1/P15 | ODF-1/P1
LNK-01236 | KA-DC-020-MMR-SW-08 | et-0/1/1 | KA-DC-020-AGG-R02 | xe-0/0/7 | Uplink | LLDP | 10000 | KA-DC-020-CBL-0608 | White | ODF-2/P3 | ODF-4/P10
LNK-01237 | KA-DC-020-TOR-001 | xe-0/0/0 | KA-DC-020-MMR-SW-01 | Ethernet1 | Access | LLDP | 10000 | KA-DC-020-CBL-0609 | Aqua | ODF-1/P10 | ODF-3/P11
LNK-01238 | KA-DC-020-TOR-001 | xe-0/0/1 | KA-DC-020-MMR-SW-02 | xe-0/0/0 | Access | LLDP | 10000 | KA-DC-020-CBL-0610 | White | ODF-3/P19 | ODF-2/P6
LNK-01239 | KA-DC-020-TOR-002 | xe-0/0/0 | KA-DC-020-MMR-SW-02 | xe-0/0/1 | Access | LLDP | 10000 | KA-DC-020-CBL-0611 | Rose | ODF-1/P1 | ODF-1/P1
LNK-01240 | KA-DC-020-TOR-002 | xe-0/0/1 | KA-DC-020-MMR-SW-03 | Te0/0/0/0 | Access | LLDP | 10000 | KA-DC-020-CBL-0612 | Yellow | ODF-3/P18 | ODF-2/P7
LNK-01241 | KA-DC-020-TOR-003 | Te0/0/0/0 | KA-DC-020-MMR-SW-03 | Te0/0/0/1 | Access | LLDP | 10000 | KA-DC-020-CBL-0613 | Green | ODF-1/P5 | ODF-3/P17
LNK-01242 | KA-DC-020-TOR-003 | Te0/0/0/1 | KA-DC-020-MMR-SW-04 | Te0/0/0/0 | Access | LLDP | 10000 | KA-DC-020-CBL-0614 | Black | ODF-3/P2 | ODF-2/P22
LNK-01243 | KA-DC-020-TOR-004 | xe-0/0/0 | KA-DC-020-MMR-SW-04 | Te0/0/0/1 | Access | LLDP | 10000 | KA-DC-020-CBL-0615 | White | ODF-3/P6 | ODF-3/P1
LNK-01244 | KA-DC-020-TOR-004 | xe-0/0/1 | KA-DC-020-MMR-SW-05 | Te0/0/0/0 | Access | LLDP | 10000 | KA-DC-020-CBL-0616 | Brown | ODF-3/P19 | ODF-4/P10
LNK-01245 | KA-DC-020-TOR-005 | Ethernet1 | KA-DC-020-MMR-SW-05 | Te0/0/0/1 | Access | LLDP | 10000 | KA-DC-020-CBL-0617 | Red | ODF-3/P9 | ODF-2/P24
LNK-01246 | KA-DC-020-TOR-005 | Ethernet2 | KA-DC-020-MMR-SW-06 | Ethernet1 | Access | LLDP | 10000 | KA-DC-020-CBL-0618 | Red | ODF-2/P23 | ODF-3/P21
LNK-01247 | KA-DC-020-TOR-006 | Te0/0/0/0 | KA-DC-020-MMR-SW-06 | Ethernet2 | Access | LLDP | 10000 | KA-DC-020-CBL-0619 | White | ODF-1/P23 | ODF-4/P2
LNK-01248 | KA-DC-020-TOR-006 | Te0/0/0/1 | KA-DC-020-MMR-SW-07 | Ethernet1 | Access | LLDP | 10000 | KA-DC-020-CBL-0620 | White | ODF-1/P21 | ODF-1/P11
LNK-01249 | KA-DC-021-PE-T4-01 | et-0/1/0 | KA-DC-021-PE-T4-02 | et-0/1/0 | Fabric | LLDP | 100000 | KA-DC-021-CBL-0621 | Aqua | ODF-4/P7 | ODF-3/P5
LNK-01250 | KA-DC-021-PE-T4-01 | et-0/1/0 | KA-DC-021-PE-T4-02 | et-0/1/0 | Fabric | OSPF | 100000
LNK-01251 | KA-DC-021-PE-T4-01 | et-0/1/0 | KA-DC-021-PE-T4-02 | et-0/1/0 | Fabric | ISIS | 100000
LNK-01252 | KA-DC-021-PE-T4-01 | et-0/1/0 | KA-DC-021-PE-T4-02 | et-0/1/0 | Fabric | BGP | 100000
LNK-01253 | KA-DC-021-PE-T4-01 | et-0/1/0 | KA-DC-021-PE-T4-02 | et-0/1/0 | Fabric | LSP | 100000
LNK-01254 | KA-DC-021-PE-T4-01 | et-0/1/1 | KA-DC-021-PE-T4-03 | 1/2/c1 | Fabric | LLDP | 100000 | KA-DC-021-CBL-0622 | Green | ODF-4/P19 | ODF-1/P15
LNK-01255 | KA-DC-021-PE-T4-01 | et-0/1/1 | KA-DC-021-PE-T4-03 | 1/2/c1 | Fabric | OSPF | 100000
LNK-01256 | KA-DC-021-PE-T4-01 | et-0/1/1 | KA-DC-021-PE-T4-03 | 1/2/c1 | Fabric | ISIS | 100000
LNK-01257 | KA-DC-021-PE-T4-01 | et-0/1/1 | KA-DC-021-PE-T4-03 | 1/2/c1 | Fabric | BGP | 100000
LNK-01258 | KA-DC-021-PE-T4-01 | et-0/1/1 | KA-DC-021-PE-T4-03 | 1/2/c1 | Fabric | LSP | 100000
LNK-01259 | KA-DC-021-PE-T4-01 | et-0/1/2 | KA-DC-021-PE-T4-04 | 1/2/c1 | Fabric | LLDP | 100000 | KA-DC-021-CBL-0623 | Black | ODF-1/P8 | ODF-2/P18
LNK-01260 | KA-DC-021-PE-T4-01 | et-0/1/2 | KA-DC-021-PE-T4-04 | 1/2/c1 | Fabric | OSPF | 100000
LNK-01261 | KA-DC-021-PE-T4-01 | et-0/1/2 | KA-DC-021-PE-T4-04 | 1/2/c1 | Fabric | ISIS | 100000
LNK-01262 | KA-DC-021-PE-T4-01 | et-0/1/2 | KA-DC-021-PE-T4-04 | 1/2/c1 | Fabric | BGP | 100000
LNK-01263 | KA-DC-021-PE-T4-01 | et-0/1/2 | KA-DC-021-PE-T4-04 | 1/2/c1 | Fabric | LSP | 100000
LNK-01264 | KA-DC-021-PE-T4-02 | et-0/1/1 | KA-DC-021-PE-T4-03 | 1/2/c2 | Fabric | LLDP | 100000 | KA-DC-021-CBL-0624 | Aqua | ODF-3/P6 | ODF-2/P5
LNK-01265 | KA-DC-021-PE-T4-02 | et-0/1/1 | KA-DC-021-PE-T4-03 | 1/2/c2 | Fabric | OSPF | 100000
LNK-01266 | KA-DC-021-PE-T4-02 | et-0/1/1 | KA-DC-021-PE-T4-03 | 1/2/c2 | Fabric | ISIS | 100000
LNK-01267 | KA-DC-021-PE-T4-02 | et-0/1/1 | KA-DC-021-PE-T4-03 | 1/2/c2 | Fabric | BGP | 100000
LNK-01268 | KA-DC-021-PE-T4-02 | et-0/1/1 | KA-DC-021-PE-T4-03 | 1/2/c2 | Fabric | LSP | 100000
LNK-01269 | KA-DC-021-PE-T4-02 | et-0/1/2 | KA-DC-021-PE-T4-04 | 1/2/c2 | Fabric | LLDP | 100000 | KA-DC-021-CBL-0625 | Green | ODF-3/P21 | ODF-3/P12
LNK-01270 | KA-DC-021-PE-T4-02 | et-0/1/2 | KA-DC-021-PE-T4-04 | 1/2/c2 | Fabric | OSPF | 100000
LNK-01271 | KA-DC-021-PE-T4-02 | et-0/1/2 | KA-DC-021-PE-T4-04 | 1/2/c2 | Fabric | ISIS | 100000
LNK-01272 | KA-DC-021-PE-T4-02 | et-0/1/2 | KA-DC-021-PE-T4-04 | 1/2/c2 | Fabric | BGP | 100000
LNK-01273 | KA-DC-021-PE-T4-02 | et-0/1/2 | KA-DC-021-PE-T4-04 | 1/2/c2 | Fabric | LSP | 100000
LNK-01274 | KA-DC-021-PE-T4-03 | 1/2/c3 | KA-DC-021-PE-T4-04 | 1/2/c3 | Fabric | LLDP | 100000 | KA-DC-021-CBL-0626 | Aqua | ODF-4/P11 | ODF-1/P7
LNK-01275 | KA-DC-021-PE-T4-03 | 1/2/c3 | KA-DC-021-PE-T4-04 | 1/2/c3 | Fabric | OSPF | 100000
LNK-01276 | KA-DC-021-PE-T4-03 | 1/2/c3 | KA-DC-021-PE-T4-04 | 1/2/c3 | Fabric | ISIS | 100000
LNK-01277 | KA-DC-021-PE-T4-03 | 1/2/c3 | KA-DC-021-PE-T4-04 | 1/2/c3 | Fabric | BGP | 100000
LNK-01278 | KA-DC-021-PE-T4-03 | 1/2/c3 | KA-DC-021-PE-T4-04 | 1/2/c3 | Fabric | LSP | 100000
LNK-01279 | KA-DC-021-AGG-R01 | et-0/1/0 | KA-DC-021-PE-T4-01 | xe-0/0/6 | Uplink | LLDP | 10000 | KA-DC-021-CBL-0627 | Aqua | ODF-3/P13 | ODF-1/P4
LNK-01280 | KA-DC-021-AGG-R01 | et-0/1/0 | KA-DC-021-PE-T4-01 | xe-0/0/6 | Uplink | OSPF | 10000
LNK-01281 | KA-DC-021-AGG-R01 | et-0/1/0 | KA-DC-021-PE-T4-01 | xe-0/0/6 | Uplink | ISIS | 10000
LNK-01282 | KA-DC-021-AGG-R01 | et-0/1/1 | KA-DC-021-PE-T4-02 | xe-0/0/6 | Uplink | LLDP | 10000 | KA-DC-021-CBL-0628 | Violet | ODF-3/P5 | ODF-2/P21
LNK-01283 | KA-DC-021-AGG-R01 | et-0/1/1 | KA-DC-021-PE-T4-02 | xe-0/0/6 | Uplink | OSPF | 10000
LNK-01284 | KA-DC-021-AGG-R01 | et-0/1/1 | KA-DC-021-PE-T4-02 | xe-0/0/6 | Uplink | ISIS | 10000
LNK-01285 | KA-DC-021-AGG-R02 | et-0/1/0 | KA-DC-021-PE-T4-02 | xe-0/0/7 | Uplink | LLDP | 10000 | KA-DC-021-CBL-0629 | Green | ODF-1/P1 | ODF-3/P19
LNK-01286 | KA-DC-021-AGG-R02 | et-0/1/0 | KA-DC-021-PE-T4-02 | xe-0/0/7 | Uplink | OSPF | 10000
LNK-01287 | KA-DC-021-AGG-R02 | et-0/1/0 | KA-DC-021-PE-T4-02 | xe-0/0/7 | Uplink | ISIS | 10000
LNK-01288 | KA-DC-021-AGG-R02 | et-0/1/1 | KA-DC-021-PE-T4-03 | 1/1/c7 | Uplink | LLDP | 10000 | KA-DC-021-CBL-0630 | Brown | ODF-4/P4 | ODF-4/P20
LNK-01289 | KA-DC-021-AGG-R02 | et-0/1/1 | KA-DC-021-PE-T4-03 | 1/1/c7 | Uplink | OSPF | 10000
LNK-01290 | KA-DC-021-AGG-R02 | et-0/1/1 | KA-DC-021-PE-T4-03 | 1/1/c7 | Uplink | ISIS | 10000
LNK-01291 | KA-DC-021-OLA-01 | 1-A-1 | KA-DC-021-AGG-R01 | et-0/1/2 | Uplink | LLDP | 100000 | KA-DC-021-CBL-0631 | Red | ODF-3/P6 | ODF-4/P10
LNK-01292 | KA-DC-021-OLA-02 | 1/2/c1 | KA-DC-021-AGG-R02 | et-0/1/2 | Uplink | LLDP | 100000 | KA-DC-021-CBL-0632 | Yellow | ODF-1/P21 | ODF-2/P24
LNK-01293 | KA-DC-021-FW-01 | port1 | KA-DC-021-AGG-R01 | xe-0/0/0 | Uplink | LLDP | 10000 | KA-DC-021-CBL-0633 | White | ODF-1/P9 | ODF-2/P9
LNK-01294 | KA-DC-021-FW-01 | port2 | KA-DC-021-AGG-R02 | xe-0/0/0 | Uplink | LLDP | 10000 | KA-DC-021-CBL-0634 | Orange | ODF-2/P11 | ODF-1/P24
LNK-01295 | KA-DC-021-MMR-SW-01 | Ethernet49/1 | KA-DC-021-AGG-R01 | xe-0/0/1 | Uplink | LLDP | 10000 | KA-DC-021-CBL-0635 | Aqua | ODF-2/P3 | ODF-1/P18
LNK-01296 | KA-DC-021-MMR-SW-01 | Ethernet49/2 | KA-DC-021-AGG-R02 | xe-0/0/1 | Uplink | LLDP | 10000 | KA-DC-021-CBL-0636 | Green | ODF-4/P7 | ODF-4/P24
LNK-01297 | KA-DC-021-MMR-SW-02 | Ethernet49/1 | KA-DC-021-AGG-R02 | xe-0/0/2 | Uplink | LLDP | 10000 | KA-DC-021-CBL-0637 | Red | ODF-3/P20 | ODF-2/P8
LNK-01298 | KA-DC-021-MMR-SW-02 | Ethernet49/2 | KA-DC-021-AGG-R01 | xe-0/0/2 | Uplink | LLDP | 10000 | KA-DC-021-CBL-0638 | Brown | ODF-2/P5 | ODF-2/P2
LNK-01299 | KA-DC-021-MMR-SW-03 | Hu0/0/1/0 | KA-DC-021-AGG-R01 | xe-0/0/3 | Uplink | LLDP | 10000 | KA-DC-021-CBL-0639 | Violet | ODF-4/P14 | ODF-2/P20
LNK-01300 | KA-DC-021-MMR-SW-03 | Hu0/0/1/1 | KA-DC-021-AGG-R02 | xe-0/0/3 | Uplink | LLDP | 10000 | KA-DC-021-CBL-0640 | Yellow | ODF-1/P24 | ODF-2/P20
LNK-01301 | KA-DC-021-MMR-SW-04 | Ethernet49/1 | KA-DC-021-AGG-R02 | xe-0/0/4 | Uplink | LLDP | 10000 | KA-DC-021-CBL-0641 | Black | ODF-3/P20 | ODF-4/P19
LNK-01302 | KA-DC-021-MMR-SW-04 | Ethernet49/2 | KA-DC-021-AGG-R01 | xe-0/0/4 | Uplink | LLDP | 10000 | KA-DC-021-CBL-0642 | Slate | ODF-2/P10 | ODF-3/P20
LNK-01303 | KA-DC-021-MMR-SW-05 | Ethernet49/1 | KA-DC-021-AGG-R01 | xe-0/0/5 | Uplink | LLDP | 10000 | KA-DC-021-CBL-0643 | Rose | ODF-2/P15 | ODF-1/P22
LNK-01304 | KA-DC-021-MMR-SW-05 | Ethernet49/2 | KA-DC-021-AGG-R02 | xe-0/0/5 | Uplink | LLDP | 10000 | KA-DC-021-CBL-0644 | Red | ODF-2/P14 | ODF-2/P5
LNK-01305 | KA-DC-021-MMR-SW-06 | et-0/1/0 | KA-DC-021-AGG-R02 | xe-0/0/6 | Uplink | LLDP | 10000 | KA-DC-021-CBL-0645 | Green | ODF-4/P18 | ODF-3/P21
LNK-01306 | KA-DC-021-MMR-SW-06 | et-0/1/1 | KA-DC-021-AGG-R01 | xe-0/0/6 | Uplink | LLDP | 10000 | KA-DC-021-CBL-0646 | Orange | ODF-1/P15 | ODF-1/P6
LNK-01307 | KA-DC-021-TOR-001 | Ethernet1 | KA-DC-021-MMR-SW-01 | Ethernet1 | Access | LLDP | 10000 | KA-DC-021-CBL-0647 | Violet | ODF-2/P14 | ODF-3/P15
LNK-01308 | KA-DC-021-TOR-001 | Ethernet2 | KA-DC-021-MMR-SW-02 | Ethernet1 | Access | LLDP | 10000 | KA-DC-021-CBL-0648 | Rose | ODF-4/P15 | ODF-3/P19
LNK-01309 | KA-DC-021-TOR-002 | Ethernet1 | KA-DC-021-MMR-SW-02 | Ethernet2 | Access | LLDP | 10000 | KA-DC-021-CBL-0649 | Rose | ODF-2/P3 | ODF-4/P4
LNK-01310 | KA-DC-021-TOR-002 | Ethernet2 | KA-DC-021-MMR-SW-03 | Te0/0/0/0 | Access | LLDP | 10000 | KA-DC-021-CBL-0650 | Blue | ODF-3/P9 | ODF-4/P2
LNK-01311 | KA-DC-021-TOR-003 | Te0/0/0/0 | KA-DC-021-MMR-SW-03 | Te0/0/0/1 | Access | LLDP | 10000 | KA-DC-021-CBL-0651 | Red | ODF-2/P6 | ODF-4/P5
LNK-01312 | KA-DC-021-TOR-003 | Te0/0/0/1 | KA-DC-021-MMR-SW-04 | Ethernet1 | Access | LLDP | 10000 | KA-DC-021-CBL-0652 | Brown | ODF-1/P2 | ODF-4/P6
LNK-01313 | KA-DC-021-TOR-004 | xe-0/0/0 | KA-DC-021-MMR-SW-04 | Ethernet2 | Access | LLDP | 10000 | KA-DC-021-CBL-0653 | Red | ODF-2/P2 | ODF-2/P4
LNK-01314 | KA-DC-021-TOR-004 | xe-0/0/1 | KA-DC-021-MMR-SW-05 | Ethernet1 | Access | LLDP | 10000 | KA-DC-021-CBL-0654 | Violet | ODF-3/P5 | ODF-4/P13
LNK-01315 | TN-DC-022-PE-T4-01 | et-0/1/0 | TN-DC-022-PE-T4-02 | et-0/1/0 | Fabric | LLDP | 100000 | TN-DC-022-CBL-0655 | Black | ODF-3/P7 | ODF-4/P18
LNK-01316 | TN-DC-022-PE-T4-01 | et-0/1/0 | TN-DC-022-PE-T4-02 | et-0/1/0 | Fabric | OSPF | 100000
LNK-01317 | TN-DC-022-PE-T4-01 | et-0/1/0 | TN-DC-022-PE-T4-02 | et-0/1/0 | Fabric | ISIS | 100000
LNK-01318 | TN-DC-022-PE-T4-01 | et-0/1/0 | TN-DC-022-PE-T4-02 | et-0/1/0 | Fabric | BGP | 100000
LNK-01319 | TN-DC-022-PE-T4-01 | et-0/1/0 | TN-DC-022-PE-T4-02 | et-0/1/0 | Fabric | LSP | 100000
LNK-01320 | TN-DC-022-PE-T4-01 | et-0/1/1 | TN-DC-022-PE-T4-03 | Hu0/0/1/0 | Fabric | LLDP | 100000 | TN-DC-022-CBL-0656 | Green | ODF-4/P10 | ODF-4/P12
LNK-01321 | TN-DC-022-PE-T4-01 | et-0/1/1 | TN-DC-022-PE-T4-03 | Hu0/0/1/0 | Fabric | OSPF | 100000
LNK-01322 | TN-DC-022-PE-T4-01 | et-0/1/1 | TN-DC-022-PE-T4-03 | Hu0/0/1/0 | Fabric | ISIS | 100000
LNK-01323 | TN-DC-022-PE-T4-01 | et-0/1/1 | TN-DC-022-PE-T4-03 | Hu0/0/1/0 | Fabric | BGP | 100000
LNK-01324 | TN-DC-022-PE-T4-01 | et-0/1/1 | TN-DC-022-PE-T4-03 | Hu0/0/1/0 | Fabric | LSP | 100000
LNK-01325 | TN-DC-022-PE-T4-01 | et-0/1/2 | TN-DC-022-PE-T4-04 | Hu0/0/1/0 | Fabric | LLDP | 100000 | TN-DC-022-CBL-0657 | Black | ODF-3/P4 | ODF-2/P7
LNK-01326 | TN-DC-022-PE-T4-01 | et-0/1/2 | TN-DC-022-PE-T4-04 | Hu0/0/1/0 | Fabric | OSPF | 100000
LNK-01327 | TN-DC-022-PE-T4-01 | et-0/1/2 | TN-DC-022-PE-T4-04 | Hu0/0/1/0 | Fabric | ISIS | 100000
LNK-01328 | TN-DC-022-PE-T4-01 | et-0/1/2 | TN-DC-022-PE-T4-04 | Hu0/0/1/0 | Fabric | BGP | 100000
LNK-01329 | TN-DC-022-PE-T4-01 | et-0/1/2 | TN-DC-022-PE-T4-04 | Hu0/0/1/0 | Fabric | LSP | 100000
LNK-01330 | TN-DC-022-PE-T4-02 | et-0/1/1 | TN-DC-022-PE-T4-03 | Hu0/0/1/1 | Fabric | LLDP | 100000 | TN-DC-022-CBL-0658 | Yellow | ODF-4/P15 | ODF-2/P14
LNK-01331 | TN-DC-022-PE-T4-02 | et-0/1/1 | TN-DC-022-PE-T4-03 | Hu0/0/1/1 | Fabric | OSPF | 100000
LNK-01332 | TN-DC-022-PE-T4-02 | et-0/1/1 | TN-DC-022-PE-T4-03 | Hu0/0/1/1 | Fabric | ISIS | 100000
LNK-01333 | TN-DC-022-PE-T4-02 | et-0/1/1 | TN-DC-022-PE-T4-03 | Hu0/0/1/1 | Fabric | BGP | 100000
LNK-01334 | TN-DC-022-PE-T4-02 | et-0/1/1 | TN-DC-022-PE-T4-03 | Hu0/0/1/1 | Fabric | LSP | 100000
LNK-01335 | TN-DC-022-PE-T4-02 | et-0/1/2 | TN-DC-022-PE-T4-04 | Hu0/0/1/1 | Fabric | LLDP | 100000 | TN-DC-022-CBL-0659 | Green | ODF-4/P24 | ODF-2/P14
LNK-01336 | TN-DC-022-PE-T4-02 | et-0/1/2 | TN-DC-022-PE-T4-04 | Hu0/0/1/1 | Fabric | OSPF | 100000
LNK-01337 | TN-DC-022-PE-T4-02 | et-0/1/2 | TN-DC-022-PE-T4-04 | Hu0/0/1/1 | Fabric | ISIS | 100000
LNK-01338 | TN-DC-022-PE-T4-02 | et-0/1/2 | TN-DC-022-PE-T4-04 | Hu0/0/1/1 | Fabric | BGP | 100000
LNK-01339 | TN-DC-022-PE-T4-02 | et-0/1/2 | TN-DC-022-PE-T4-04 | Hu0/0/1/1 | Fabric | LSP | 100000
LNK-01340 | TN-DC-022-PE-T4-03 | Hu0/0/1/2 | TN-DC-022-PE-T4-04 | Hu0/0/1/2 | Fabric | LLDP | 100000 | TN-DC-022-CBL-0660 | Yellow | ODF-4/P2 | ODF-1/P23
LNK-01341 | TN-DC-022-PE-T4-03 | Hu0/0/1/2 | TN-DC-022-PE-T4-04 | Hu0/0/1/2 | Fabric | OSPF | 100000
LNK-01342 | TN-DC-022-PE-T4-03 | Hu0/0/1/2 | TN-DC-022-PE-T4-04 | Hu0/0/1/2 | Fabric | ISIS | 100000
LNK-01343 | TN-DC-022-PE-T4-03 | Hu0/0/1/2 | TN-DC-022-PE-T4-04 | Hu0/0/1/2 | Fabric | BGP | 100000
LNK-01344 | TN-DC-022-PE-T4-03 | Hu0/0/1/2 | TN-DC-022-PE-T4-04 | Hu0/0/1/2 | Fabric | LSP | 100000
LNK-01345 | TN-DC-022-AGG-R01 | et-0/1/0 | TN-DC-022-PE-T4-01 | xe-0/0/6 | Uplink | LLDP | 10000 | TN-DC-022-CBL-0661 | Rose | ODF-1/P7 | ODF-4/P11
LNK-01346 | TN-DC-022-AGG-R01 | et-0/1/0 | TN-DC-022-PE-T4-01 | xe-0/0/6 | Uplink | OSPF | 10000
LNK-01347 | TN-DC-022-AGG-R01 | et-0/1/0 | TN-DC-022-PE-T4-01 | xe-0/0/6 | Uplink | ISIS | 10000
LNK-01348 | TN-DC-022-AGG-R01 | et-0/1/1 | TN-DC-022-PE-T4-02 | xe-0/0/6 | Uplink | LLDP | 10000 | TN-DC-022-CBL-0662 | White | ODF-1/P22 | ODF-1/P1
LNK-01349 | TN-DC-022-AGG-R01 | et-0/1/1 | TN-DC-022-PE-T4-02 | xe-0/0/6 | Uplink | OSPF | 10000
LNK-01350 | TN-DC-022-AGG-R01 | et-0/1/1 | TN-DC-022-PE-T4-02 | xe-0/0/6 | Uplink | ISIS | 10000
LNK-01351 | TN-DC-022-AGG-R02 | et-0/1/0 | TN-DC-022-PE-T4-02 | xe-0/0/7 | Uplink | LLDP | 10000 | TN-DC-022-CBL-0663 | Black | ODF-3/P17 | ODF-1/P16
LNK-01352 | TN-DC-022-AGG-R02 | et-0/1/0 | TN-DC-022-PE-T4-02 | xe-0/0/7 | Uplink | OSPF | 10000
LNK-01353 | TN-DC-022-AGG-R02 | et-0/1/0 | TN-DC-022-PE-T4-02 | xe-0/0/7 | Uplink | ISIS | 10000
LNK-01354 | TN-DC-022-AGG-R02 | et-0/1/1 | TN-DC-022-PE-T4-03 | Te0/0/0/6 | Uplink | LLDP | 10000 | TN-DC-022-CBL-0664 | Slate | ODF-3/P6 | ODF-4/P4
LNK-01355 | TN-DC-022-AGG-R02 | et-0/1/1 | TN-DC-022-PE-T4-03 | Te0/0/0/6 | Uplink | OSPF | 10000
LNK-01356 | TN-DC-022-AGG-R02 | et-0/1/1 | TN-DC-022-PE-T4-03 | Te0/0/0/6 | Uplink | ISIS | 10000
LNK-01357 | TN-DC-022-AGG-R03 | et-0/1/0 | TN-DC-022-PE-T4-03 | Te0/0/0/7 | Uplink | LLDP | 10000 | TN-DC-022-CBL-0665 | Brown | ODF-4/P3 | ODF-4/P18
LNK-01358 | TN-DC-022-AGG-R03 | et-0/1/0 | TN-DC-022-PE-T4-03 | Te0/0/0/7 | Uplink | OSPF | 10000
LNK-01359 | TN-DC-022-AGG-R03 | et-0/1/0 | TN-DC-022-PE-T4-03 | Te0/0/0/7 | Uplink | ISIS | 10000
LNK-01360 | TN-DC-022-AGG-R03 | et-0/1/1 | TN-DC-022-PE-T4-04 | Te0/0/0/6 | Uplink | LLDP | 10000 | TN-DC-022-CBL-0666 | Aqua | ODF-4/P1 | ODF-2/P23
LNK-01361 | TN-DC-022-AGG-R03 | et-0/1/1 | TN-DC-022-PE-T4-04 | Te0/0/0/6 | Uplink | OSPF | 10000
LNK-01362 | TN-DC-022-AGG-R03 | et-0/1/1 | TN-DC-022-PE-T4-04 | Te0/0/0/6 | Uplink | ISIS | 10000
LNK-01363 | TN-DC-022-OLA-01 | 1-A-1 | TN-DC-022-AGG-R01 | et-0/1/2 | Uplink | LLDP | 100000 | TN-DC-022-CBL-0667 | Red | ODF-3/P13 | ODF-3/P19
LNK-01364 | TN-DC-022-OLA-02 | 1-A-1 | TN-DC-022-AGG-R02 | et-0/1/2 | Uplink | LLDP | 100000 | TN-DC-022-CBL-0668 | Brown | ODF-2/P22 | ODF-3/P22
LNK-01365 | TN-DC-022-FW-01 | port1 | TN-DC-022-AGG-R01 | xe-0/0/0 | Uplink | LLDP | 10000 | TN-DC-022-CBL-0669 | White | ODF-1/P14 | ODF-1/P15
LNK-01366 | TN-DC-022-FW-01 | port2 | TN-DC-022-AGG-R02 | xe-0/0/0 | Uplink | LLDP | 10000 | TN-DC-022-CBL-0670 | Slate | ODF-4/P10 | ODF-4/P24
LNK-01367 | TN-DC-022-MMR-SW-01 | Hu0/0/1/0 | TN-DC-022-AGG-R01 | xe-0/0/1 | Uplink | LLDP | 10000 | TN-DC-022-CBL-0671 | White | ODF-4/P2 | ODF-4/P21
LNK-01368 | TN-DC-022-MMR-SW-01 | Hu0/0/1/1 | TN-DC-022-AGG-R01 | xe-0/0/2 | Uplink | LLDP | 10000 | TN-DC-022-CBL-0672 | Orange | ODF-4/P8 | ODF-2/P7
LNK-01369 | TN-DC-022-MMR-SW-02 | Hu0/0/1/0 | TN-DC-022-AGG-R02 | xe-0/0/1 | Uplink | LLDP | 10000 | TN-DC-022-CBL-0673 | Orange | ODF-3/P7 | ODF-4/P8
LNK-01370 | TN-DC-022-MMR-SW-02 | Hu0/0/1/1 | TN-DC-022-AGG-R02 | xe-0/0/2 | Uplink | LLDP | 10000 | TN-DC-022-CBL-0674 | Green | ODF-3/P7 | ODF-2/P12
LNK-01371 | TN-DC-022-MMR-SW-03 | Hu0/0/1/0 | TN-DC-022-AGG-R03 | xe-0/0/0 | Uplink | LLDP | 10000 | TN-DC-022-CBL-0675 | Slate | ODF-1/P14 | ODF-1/P22
LNK-01372 | TN-DC-022-MMR-SW-03 | Hu0/0/1/1 | TN-DC-022-AGG-R03 | xe-0/0/1 | Uplink | LLDP | 10000 | TN-DC-022-CBL-0676 | Orange | ODF-3/P10 | ODF-3/P9
LNK-01373 | TN-DC-022-MMR-SW-04 | Ethernet49/1 | TN-DC-022-AGG-R01 | xe-0/0/3 | Uplink | LLDP | 10000 | TN-DC-022-CBL-0677 | Aqua | ODF-3/P17 | ODF-1/P6
LNK-01374 | TN-DC-022-MMR-SW-04 | Ethernet49/2 | TN-DC-022-AGG-R01 | xe-0/0/4 | Uplink | LLDP | 10000 | TN-DC-022-CBL-0678 | Blue | ODF-4/P15 | ODF-3/P21
LNK-01375 | TN-DC-022-MMR-SW-05 | et-0/1/0 | TN-DC-022-AGG-R02 | xe-0/0/3 | Uplink | LLDP | 10000 | TN-DC-022-CBL-0679 | White | ODF-1/P11 | ODF-4/P19
LNK-01376 | TN-DC-022-MMR-SW-05 | et-0/1/1 | TN-DC-022-AGG-R02 | xe-0/0/4 | Uplink | LLDP | 10000 | TN-DC-022-CBL-0680 | Green | ODF-2/P14 | ODF-4/P14
LNK-01377 | TN-DC-022-MMR-SW-06 | Ethernet49/1 | TN-DC-022-AGG-R03 | xe-0/0/2 | Uplink | LLDP | 10000 | TN-DC-022-CBL-0681 | Rose | ODF-1/P9 | ODF-2/P14
LNK-01378 | TN-DC-022-MMR-SW-06 | Ethernet49/2 | TN-DC-022-AGG-R03 | xe-0/0/3 | Uplink | LLDP | 10000 | TN-DC-022-CBL-0682 | Red | ODF-1/P5 | ODF-3/P2
LNK-01379 | TN-DC-022-MMR-SW-07 | Ethernet49/1 | TN-DC-022-AGG-R01 | xe-0/0/5 | Uplink | LLDP | 10000 | TN-DC-022-CBL-0683 | Aqua | ODF-2/P17 | ODF-3/P6
LNK-01380 | TN-DC-022-MMR-SW-07 | Ethernet49/2 | TN-DC-022-AGG-R01 | xe-0/0/6 | Uplink | LLDP | 10000 | TN-DC-022-CBL-0684 | Yellow | ODF-2/P20 | ODF-1/P2
LNK-01381 | TN-DC-022-TOR-001 | Ethernet1 | TN-DC-022-MMR-SW-01 | Te0/0/0/0 | Access | LLDP | 10000 | TN-DC-022-CBL-0685 | Orange | ODF-1/P9 | ODF-3/P17
LNK-01382 | TN-DC-022-TOR-001 | Ethernet2 | TN-DC-022-MMR-SW-02 | Te0/0/0/0 | Access | LLDP | 10000 | TN-DC-022-CBL-0686 | Violet | ODF-4/P11 | ODF-4/P5
LNK-01383 | TN-DC-022-TOR-002 | Te0/0/0/0 | TN-DC-022-MMR-SW-02 | Te0/0/0/1 | Access | LLDP | 10000 | TN-DC-022-CBL-0687 | White | ODF-4/P1 | ODF-3/P13
LNK-01384 | TN-DC-022-TOR-002 | Te0/0/0/1 | TN-DC-022-MMR-SW-03 | Te0/0/0/0 | Access | LLDP | 10000 | TN-DC-022-CBL-0688 | Violet | ODF-3/P18 | ODF-3/P21
LNK-01385 | TN-DC-022-TOR-003 | xe-0/0/0 | TN-DC-022-MMR-SW-03 | Te0/0/0/1 | Access | LLDP | 10000 | TN-DC-022-CBL-0689 | Blue | ODF-2/P12 | ODF-4/P3
LNK-01386 | TN-DC-022-TOR-003 | xe-0/0/1 | TN-DC-022-MMR-SW-04 | Ethernet1 | Access | LLDP | 10000 | TN-DC-022-CBL-0690 | Violet | ODF-2/P4 | ODF-2/P10
LNK-01387 | TN-DC-022-TOR-004 | Ethernet1 | TN-DC-022-MMR-SW-04 | Ethernet2 | Access | LLDP | 10000 | TN-DC-022-CBL-0691 | Red | ODF-3/P9 | ODF-4/P13
LNK-01388 | TN-DC-022-TOR-004 | Ethernet2 | TN-DC-022-MMR-SW-05 | xe-0/0/0 | Access | LLDP | 10000 | TN-DC-022-CBL-0692 | Violet | ODF-3/P24 | ODF-4/P5
LNK-01389 | TN-DC-022-TOR-005 | Te0/0/0/0 | TN-DC-022-MMR-SW-05 | xe-0/0/1 | Access | LLDP | 10000 | TN-DC-022-CBL-0693 | Red | ODF-2/P10 | ODF-3/P1
LNK-01390 | TN-DC-022-TOR-005 | Te0/0/0/1 | TN-DC-022-MMR-SW-06 | Ethernet1 | Access | LLDP | 10000 | TN-DC-022-CBL-0694 | Black | ODF-1/P15 | ODF-3/P12
LNK-01391 | TS-DC-023-PE-T4-01 | et-0/1/0 | TS-DC-023-PE-T4-02 | et-0/1/0 | Fabric | LLDP | 100000 | TS-DC-023-CBL-0695 | Red | ODF-4/P19 | ODF-3/P21
LNK-01392 | TS-DC-023-PE-T4-01 | et-0/1/0 | TS-DC-023-PE-T4-02 | et-0/1/0 | Fabric | OSPF | 100000
LNK-01393 | TS-DC-023-PE-T4-01 | et-0/1/0 | TS-DC-023-PE-T4-02 | et-0/1/0 | Fabric | ISIS | 100000
LNK-01394 | TS-DC-023-PE-T4-01 | et-0/1/0 | TS-DC-023-PE-T4-02 | et-0/1/0 | Fabric | BGP | 100000
LNK-01395 | TS-DC-023-PE-T4-01 | et-0/1/0 | TS-DC-023-PE-T4-02 | et-0/1/0 | Fabric | LSP | 100000
LNK-01396 | TS-DC-023-PE-T4-01 | et-0/1/1 | TS-DC-023-PE-T4-03 | Hu0/0/1/0 | Fabric | LLDP | 100000 | TS-DC-023-CBL-0696 | Orange | ODF-2/P16 | ODF-1/P10
LNK-01397 | TS-DC-023-PE-T4-01 | et-0/1/1 | TS-DC-023-PE-T4-03 | Hu0/0/1/0 | Fabric | OSPF | 100000
LNK-01398 | TS-DC-023-PE-T4-01 | et-0/1/1 | TS-DC-023-PE-T4-03 | Hu0/0/1/0 | Fabric | ISIS | 100000
LNK-01399 | TS-DC-023-PE-T4-01 | et-0/1/1 | TS-DC-023-PE-T4-03 | Hu0/0/1/0 | Fabric | BGP | 100000
LNK-01400 | TS-DC-023-PE-T4-01 | et-0/1/1 | TS-DC-023-PE-T4-03 | Hu0/0/1/0 | Fabric | LSP | 100000
LNK-01401 | TS-DC-023-PE-T4-01 | et-0/1/2 | TS-DC-023-PE-T4-04 | Hu0/0/1/0 | Fabric | LLDP | 100000 | TS-DC-023-CBL-0697 | Red | ODF-4/P6 | ODF-1/P13
LNK-01402 | TS-DC-023-PE-T4-01 | et-0/1/2 | TS-DC-023-PE-T4-04 | Hu0/0/1/0 | Fabric | OSPF | 100000
LNK-01403 | TS-DC-023-PE-T4-01 | et-0/1/2 | TS-DC-023-PE-T4-04 | Hu0/0/1/0 | Fabric | ISIS | 100000
LNK-01404 | TS-DC-023-PE-T4-01 | et-0/1/2 | TS-DC-023-PE-T4-04 | Hu0/0/1/0 | Fabric | BGP | 100000
LNK-01405 | TS-DC-023-PE-T4-01 | et-0/1/2 | TS-DC-023-PE-T4-04 | Hu0/0/1/0 | Fabric | LSP | 100000
LNK-01406 | TS-DC-023-PE-T4-02 | et-0/1/1 | TS-DC-023-PE-T4-03 | Hu0/0/1/1 | Fabric | LLDP | 100000 | TS-DC-023-CBL-0698 | Rose | ODF-1/P24 | ODF-3/P2
LNK-01407 | TS-DC-023-PE-T4-02 | et-0/1/1 | TS-DC-023-PE-T4-03 | Hu0/0/1/1 | Fabric | OSPF | 100000
LNK-01408 | TS-DC-023-PE-T4-02 | et-0/1/1 | TS-DC-023-PE-T4-03 | Hu0/0/1/1 | Fabric | ISIS | 100000
LNK-01409 | TS-DC-023-PE-T4-02 | et-0/1/1 | TS-DC-023-PE-T4-03 | Hu0/0/1/1 | Fabric | BGP | 100000
LNK-01410 | TS-DC-023-PE-T4-02 | et-0/1/1 | TS-DC-023-PE-T4-03 | Hu0/0/1/1 | Fabric | LSP | 100000
LNK-01411 | TS-DC-023-PE-T4-02 | et-0/1/2 | TS-DC-023-PE-T4-04 | Hu0/0/1/1 | Fabric | LLDP | 100000 | TS-DC-023-CBL-0699 | Green | ODF-2/P24 | ODF-4/P13
LNK-01412 | TS-DC-023-PE-T4-02 | et-0/1/2 | TS-DC-023-PE-T4-04 | Hu0/0/1/1 | Fabric | OSPF | 100000
LNK-01413 | TS-DC-023-PE-T4-02 | et-0/1/2 | TS-DC-023-PE-T4-04 | Hu0/0/1/1 | Fabric | ISIS | 100000
LNK-01414 | TS-DC-023-PE-T4-02 | et-0/1/2 | TS-DC-023-PE-T4-04 | Hu0/0/1/1 | Fabric | BGP | 100000
LNK-01415 | TS-DC-023-PE-T4-02 | et-0/1/2 | TS-DC-023-PE-T4-04 | Hu0/0/1/1 | Fabric | LSP | 100000
LNK-01416 | TS-DC-023-PE-T4-03 | Hu0/0/1/2 | TS-DC-023-PE-T4-04 | Hu0/0/1/2 | Fabric | LLDP | 100000 | TS-DC-023-CBL-0700 | Green | ODF-4/P15 | ODF-2/P19
LNK-01417 | TS-DC-023-PE-T4-03 | Hu0/0/1/2 | TS-DC-023-PE-T4-04 | Hu0/0/1/2 | Fabric | OSPF | 100000
LNK-01418 | TS-DC-023-PE-T4-03 | Hu0/0/1/2 | TS-DC-023-PE-T4-04 | Hu0/0/1/2 | Fabric | ISIS | 100000
LNK-01419 | TS-DC-023-PE-T4-03 | Hu0/0/1/2 | TS-DC-023-PE-T4-04 | Hu0/0/1/2 | Fabric | BGP | 100000
LNK-01420 | TS-DC-023-PE-T4-03 | Hu0/0/1/2 | TS-DC-023-PE-T4-04 | Hu0/0/1/2 | Fabric | LSP | 100000
LNK-01421 | TS-DC-023-AGG-R01 | et-0/1/0 | TS-DC-023-PE-T4-01 | xe-0/0/6 | Uplink | LLDP | 10000 | TS-DC-023-CBL-0701 | Green | ODF-2/P18 | ODF-3/P11
LNK-01422 | TS-DC-023-AGG-R01 | et-0/1/0 | TS-DC-023-PE-T4-01 | xe-0/0/6 | Uplink | OSPF | 10000
LNK-01423 | TS-DC-023-AGG-R01 | et-0/1/0 | TS-DC-023-PE-T4-01 | xe-0/0/6 | Uplink | ISIS | 10000
LNK-01424 | TS-DC-023-AGG-R01 | et-0/1/1 | TS-DC-023-PE-T4-02 | xe-0/0/6 | Uplink | LLDP | 10000 | TS-DC-023-CBL-0702 | Black | ODF-1/P17 | ODF-2/P14
LNK-01425 | TS-DC-023-AGG-R01 | et-0/1/1 | TS-DC-023-PE-T4-02 | xe-0/0/6 | Uplink | OSPF | 10000
LNK-01426 | TS-DC-023-AGG-R01 | et-0/1/1 | TS-DC-023-PE-T4-02 | xe-0/0/6 | Uplink | ISIS | 10000
LNK-01427 | TS-DC-023-AGG-R02 | et-0/1/0 | TS-DC-023-PE-T4-02 | xe-0/0/7 | Uplink | LLDP | 10000 | TS-DC-023-CBL-0703 | Yellow | ODF-1/P6 | ODF-1/P5
LNK-01428 | TS-DC-023-AGG-R02 | et-0/1/0 | TS-DC-023-PE-T4-02 | xe-0/0/7 | Uplink | OSPF | 10000
LNK-01429 | TS-DC-023-AGG-R02 | et-0/1/0 | TS-DC-023-PE-T4-02 | xe-0/0/7 | Uplink | ISIS | 10000
LNK-01430 | TS-DC-023-AGG-R02 | et-0/1/1 | TS-DC-023-PE-T4-03 | Te0/0/0/6 | Uplink | LLDP | 10000 | TS-DC-023-CBL-0704 | Blue | ODF-4/P7 | ODF-1/P12
LNK-01431 | TS-DC-023-AGG-R02 | et-0/1/1 | TS-DC-023-PE-T4-03 | Te0/0/0/6 | Uplink | OSPF | 10000
LNK-01432 | TS-DC-023-AGG-R02 | et-0/1/1 | TS-DC-023-PE-T4-03 | Te0/0/0/6 | Uplink | ISIS | 10000
LNK-01433 | TS-DC-023-OLA-01 | 1-A-1 | TS-DC-023-AGG-R01 | et-0/1/2 | Uplink | LLDP | 100000 | TS-DC-023-CBL-0705 | Slate | ODF-2/P11 | ODF-3/P11
LNK-01434 | TS-DC-023-OLA-02 | 1-A-1 | TS-DC-023-AGG-R02 | et-0/1/2 | Uplink | LLDP | 100000 | TS-DC-023-CBL-0706 | Orange | ODF-3/P6 | ODF-2/P10
LNK-01435 | TS-DC-023-FW-01 | port1 | TS-DC-023-AGG-R01 | xe-0/0/0 | Uplink | LLDP | 10000 | TS-DC-023-CBL-0707 | Blue | ODF-1/P11 | ODF-1/P18
LNK-01436 | TS-DC-023-FW-01 | port2 | TS-DC-023-AGG-R02 | xe-0/0/0 | Uplink | LLDP | 10000 | TS-DC-023-CBL-0708 | Red | ODF-1/P3 | ODF-1/P13
LNK-01437 | TS-DC-023-MMR-SW-01 | Ethernet49/1 | TS-DC-023-AGG-R01 | xe-0/0/1 | Uplink | LLDP | 10000 | TS-DC-023-CBL-0709 | Yellow | ODF-1/P2 | ODF-4/P21
LNK-01438 | TS-DC-023-MMR-SW-01 | Ethernet49/2 | TS-DC-023-AGG-R02 | xe-0/0/1 | Uplink | LLDP | 10000 | TS-DC-023-CBL-0710 | Slate | ODF-2/P10 | ODF-2/P3
LNK-01439 | TS-DC-023-MMR-SW-02 | et-0/1/0 | TS-DC-023-AGG-R02 | xe-0/0/2 | Uplink | LLDP | 10000 | TS-DC-023-CBL-0711 | Red | ODF-4/P18 | ODF-1/P1
LNK-01440 | TS-DC-023-MMR-SW-02 | et-0/1/1 | TS-DC-023-AGG-R01 | xe-0/0/2 | Uplink | LLDP | 10000 | TS-DC-023-CBL-0712 | Brown | ODF-3/P22 | ODF-4/P1
LNK-01441 | TS-DC-023-MMR-SW-03 | Hu0/0/1/0 | TS-DC-023-AGG-R01 | xe-0/0/3 | Uplink | LLDP | 10000 | TS-DC-023-CBL-0713 | Red | ODF-3/P20 | ODF-1/P10
LNK-01442 | TS-DC-023-MMR-SW-03 | Hu0/0/1/1 | TS-DC-023-AGG-R02 | xe-0/0/3 | Uplink | LLDP | 10000 | TS-DC-023-CBL-0714 | Violet | ODF-2/P9 | ODF-2/P12
LNK-01443 | TS-DC-023-MMR-SW-04 | et-0/1/0 | TS-DC-023-AGG-R02 | xe-0/0/4 | Uplink | LLDP | 10000 | TS-DC-023-CBL-0715 | Slate | ODF-1/P10 | ODF-2/P9
LNK-01444 | TS-DC-023-MMR-SW-04 | et-0/1/1 | TS-DC-023-AGG-R01 | xe-0/0/4 | Uplink | LLDP | 10000 | TS-DC-023-CBL-0716 | White | ODF-4/P10 | ODF-4/P17
LNK-01445 | TS-DC-023-MMR-SW-05 | Ethernet49/1 | TS-DC-023-AGG-R01 | xe-0/0/5 | Uplink | LLDP | 10000 | TS-DC-023-CBL-0717 | Blue | ODF-3/P4 | ODF-1/P22
LNK-01446 | TS-DC-023-MMR-SW-05 | Ethernet49/2 | TS-DC-023-AGG-R02 | xe-0/0/5 | Uplink | LLDP | 10000 | TS-DC-023-CBL-0718 | Yellow | ODF-3/P20 | ODF-2/P21
LNK-01447 | TS-DC-023-MMR-SW-06 | Hu0/0/1/0 | TS-DC-023-AGG-R02 | xe-0/0/6 | Uplink | LLDP | 10000 | TS-DC-023-CBL-0719 | Violet | ODF-1/P2 | ODF-2/P3
LNK-01448 | TS-DC-023-MMR-SW-06 | Hu0/0/1/1 | TS-DC-023-AGG-R01 | xe-0/0/6 | Uplink | LLDP | 10000 | TS-DC-023-CBL-0720 | Aqua | ODF-1/P24 | ODF-4/P11
LNK-01449 | TS-DC-023-MMR-SW-07 | Ethernet49/1 | TS-DC-023-AGG-R01 | xe-0/0/7 | Uplink | LLDP | 10000 | TS-DC-023-CBL-0721 | Violet | ODF-1/P12 | ODF-1/P7
LNK-01450 | TS-DC-023-MMR-SW-07 | Ethernet49/2 | TS-DC-023-AGG-R02 | xe-0/0/7 | Uplink | LLDP | 10000 | TS-DC-023-CBL-0722 | Yellow | ODF-2/P23 | ODF-3/P17
LNK-01451 | TS-DC-023-TOR-001 | Ethernet1 | TS-DC-023-MMR-SW-01 | Ethernet1 | Access | LLDP | 10000 | TS-DC-023-CBL-0723 | White | ODF-2/P7 | ODF-3/P3
LNK-01452 | TS-DC-023-TOR-001 | Ethernet2 | TS-DC-023-MMR-SW-02 | xe-0/0/0 | Access | LLDP | 10000 | TS-DC-023-CBL-0724 | Brown | ODF-3/P23 | ODF-1/P12
LNK-01453 | TS-DC-023-TOR-002 | xe-0/0/0 | TS-DC-023-MMR-SW-02 | xe-0/0/1 | Access | LLDP | 10000 | TS-DC-023-CBL-0725 | Black | ODF-2/P5 | ODF-2/P5
LNK-01454 | TS-DC-023-TOR-002 | xe-0/0/1 | TS-DC-023-MMR-SW-03 | Te0/0/0/0 | Access | LLDP | 10000 | TS-DC-023-CBL-0726 | Slate | ODF-2/P22 | ODF-2/P14
LNK-01455 | TS-DC-023-TOR-003 | xe-0/0/0 | TS-DC-023-MMR-SW-03 | Te0/0/0/1 | Access | LLDP | 10000 | TS-DC-023-CBL-0727 | Blue | ODF-2/P6 | ODF-4/P11
LNK-01456 | TS-DC-023-TOR-003 | xe-0/0/1 | TS-DC-023-MMR-SW-04 | xe-0/0/0 | Access | LLDP | 10000 | TS-DC-023-CBL-0728 | Aqua | ODF-2/P24 | ODF-4/P9
LNK-01457 | TS-DC-023-TOR-004 | Ethernet1 | TS-DC-023-MMR-SW-04 | xe-0/0/1 | Access | LLDP | 10000 | TS-DC-023-CBL-0729 | Orange | ODF-4/P23 | ODF-4/P16
LNK-01458 | TS-DC-023-TOR-004 | Ethernet2 | TS-DC-023-MMR-SW-05 | Ethernet1 | Access | LLDP | 10000 | TS-DC-023-CBL-0730 | White | ODF-1/P3 | ODF-1/P18
LNK-01459 | TS-DC-023-TOR-005 | Te0/0/0/0 | TS-DC-023-MMR-SW-05 | Ethernet2 | Access | LLDP | 10000 | TS-DC-023-CBL-0731 | Green | ODF-3/P21 | ODF-2/P18
LNK-01460 | TS-DC-023-TOR-005 | Te0/0/0/1 | TS-DC-023-MMR-SW-06 | Te0/0/0/0 | Access | LLDP | 10000 | TS-DC-023-CBL-0732 | Green | ODF-3/P21 | ODF-3/P12
LNK-01461 | KL-DC-024-PE-T4-01 | et-0/1/0 | KL-DC-024-PE-T4-02 | et-0/1/0 | Fabric | LLDP | 100000 | KL-DC-024-CBL-0733 | Brown | ODF-2/P14 | ODF-1/P2
LNK-01462 | KL-DC-024-PE-T4-01 | et-0/1/0 | KL-DC-024-PE-T4-02 | et-0/1/0 | Fabric | OSPF | 100000
LNK-01463 | KL-DC-024-PE-T4-01 | et-0/1/0 | KL-DC-024-PE-T4-02 | et-0/1/0 | Fabric | ISIS | 100000
LNK-01464 | KL-DC-024-PE-T4-01 | et-0/1/0 | KL-DC-024-PE-T4-02 | et-0/1/0 | Fabric | BGP | 100000
LNK-01465 | KL-DC-024-PE-T4-01 | et-0/1/0 | KL-DC-024-PE-T4-02 | et-0/1/0 | Fabric | LSP | 100000
LNK-01466 | KL-DC-024-PE-T4-01 | et-0/1/1 | KL-DC-024-PE-T4-03 | et-0/1/0 | Fabric | LLDP | 100000 | KL-DC-024-CBL-0734 | Yellow | ODF-4/P8 | ODF-4/P5
LNK-01467 | KL-DC-024-PE-T4-01 | et-0/1/1 | KL-DC-024-PE-T4-03 | et-0/1/0 | Fabric | OSPF | 100000
LNK-01468 | KL-DC-024-PE-T4-01 | et-0/1/1 | KL-DC-024-PE-T4-03 | et-0/1/0 | Fabric | ISIS | 100000
LNK-01469 | KL-DC-024-PE-T4-01 | et-0/1/1 | KL-DC-024-PE-T4-03 | et-0/1/0 | Fabric | BGP | 100000
LNK-01470 | KL-DC-024-PE-T4-01 | et-0/1/1 | KL-DC-024-PE-T4-03 | et-0/1/0 | Fabric | LSP | 100000
LNK-01471 | KL-DC-024-PE-T4-01 | et-0/1/2 | KL-DC-024-PE-T4-04 | et-0/1/0 | Fabric | LLDP | 100000 | KL-DC-024-CBL-0735 | Green | ODF-2/P20 | ODF-1/P3
LNK-01472 | KL-DC-024-PE-T4-01 | et-0/1/2 | KL-DC-024-PE-T4-04 | et-0/1/0 | Fabric | OSPF | 100000
LNK-01473 | KL-DC-024-PE-T4-01 | et-0/1/2 | KL-DC-024-PE-T4-04 | et-0/1/0 | Fabric | ISIS | 100000
LNK-01474 | KL-DC-024-PE-T4-01 | et-0/1/2 | KL-DC-024-PE-T4-04 | et-0/1/0 | Fabric | BGP | 100000
LNK-01475 | KL-DC-024-PE-T4-01 | et-0/1/2 | KL-DC-024-PE-T4-04 | et-0/1/0 | Fabric | LSP | 100000
LNK-01476 | KL-DC-024-PE-T4-02 | et-0/1/1 | KL-DC-024-PE-T4-03 | et-0/1/1 | Fabric | LLDP | 100000 | KL-DC-024-CBL-0736 | Green | ODF-4/P20 | ODF-1/P22
LNK-01477 | KL-DC-024-PE-T4-02 | et-0/1/1 | KL-DC-024-PE-T4-03 | et-0/1/1 | Fabric | OSPF | 100000
LNK-01478 | KL-DC-024-PE-T4-02 | et-0/1/1 | KL-DC-024-PE-T4-03 | et-0/1/1 | Fabric | ISIS | 100000
LNK-01479 | KL-DC-024-PE-T4-02 | et-0/1/1 | KL-DC-024-PE-T4-03 | et-0/1/1 | Fabric | BGP | 100000
LNK-01480 | KL-DC-024-PE-T4-02 | et-0/1/1 | KL-DC-024-PE-T4-03 | et-0/1/1 | Fabric | LSP | 100000
LNK-01481 | KL-DC-024-PE-T4-02 | et-0/1/2 | KL-DC-024-PE-T4-04 | et-0/1/1 | Fabric | LLDP | 100000 | KL-DC-024-CBL-0737 | Brown | ODF-1/P9 | ODF-2/P21
LNK-01482 | KL-DC-024-PE-T4-02 | et-0/1/2 | KL-DC-024-PE-T4-04 | et-0/1/1 | Fabric | OSPF | 100000
LNK-01483 | KL-DC-024-PE-T4-02 | et-0/1/2 | KL-DC-024-PE-T4-04 | et-0/1/1 | Fabric | ISIS | 100000
LNK-01484 | KL-DC-024-PE-T4-02 | et-0/1/2 | KL-DC-024-PE-T4-04 | et-0/1/1 | Fabric | BGP | 100000
LNK-01485 | KL-DC-024-PE-T4-02 | et-0/1/2 | KL-DC-024-PE-T4-04 | et-0/1/1 | Fabric | LSP | 100000
LNK-01486 | KL-DC-024-PE-T4-03 | et-0/1/2 | KL-DC-024-PE-T4-04 | et-0/1/2 | Fabric | LLDP | 100000 | KL-DC-024-CBL-0738 | Black | ODF-1/P15 | ODF-4/P4
LNK-01487 | KL-DC-024-PE-T4-03 | et-0/1/2 | KL-DC-024-PE-T4-04 | et-0/1/2 | Fabric | OSPF | 100000
LNK-01488 | KL-DC-024-PE-T4-03 | et-0/1/2 | KL-DC-024-PE-T4-04 | et-0/1/2 | Fabric | ISIS | 100000
LNK-01489 | KL-DC-024-PE-T4-03 | et-0/1/2 | KL-DC-024-PE-T4-04 | et-0/1/2 | Fabric | BGP | 100000
LNK-01490 | KL-DC-024-PE-T4-03 | et-0/1/2 | KL-DC-024-PE-T4-04 | et-0/1/2 | Fabric | LSP | 100000
LNK-01491 | KL-DC-024-AGG-R01 | et-0/1/0 | KL-DC-024-PE-T4-01 | xe-0/0/6 | Uplink | LLDP | 10000 | KL-DC-024-CBL-0739 | Aqua | ODF-4/P14 | ODF-2/P13
LNK-01492 | KL-DC-024-AGG-R01 | et-0/1/0 | KL-DC-024-PE-T4-01 | xe-0/0/6 | Uplink | OSPF | 10000
LNK-01493 | KL-DC-024-AGG-R01 | et-0/1/0 | KL-DC-024-PE-T4-01 | xe-0/0/6 | Uplink | ISIS | 10000
LNK-01494 | KL-DC-024-AGG-R01 | et-0/1/1 | KL-DC-024-PE-T4-02 | xe-0/0/6 | Uplink | LLDP | 10000 | KL-DC-024-CBL-0740 | Violet | ODF-4/P16 | ODF-4/P11
LNK-01495 | KL-DC-024-AGG-R01 | et-0/1/1 | KL-DC-024-PE-T4-02 | xe-0/0/6 | Uplink | OSPF | 10000
LNK-01496 | KL-DC-024-AGG-R01 | et-0/1/1 | KL-DC-024-PE-T4-02 | xe-0/0/6 | Uplink | ISIS | 10000
LNK-01497 | KL-DC-024-AGG-R02 | et-0/1/0 | KL-DC-024-PE-T4-02 | xe-0/0/7 | Uplink | LLDP | 10000 | KL-DC-024-CBL-0741 | Slate | ODF-3/P2 | ODF-2/P1
LNK-01498 | KL-DC-024-AGG-R02 | et-0/1/0 | KL-DC-024-PE-T4-02 | xe-0/0/7 | Uplink | OSPF | 10000
LNK-01499 | KL-DC-024-AGG-R02 | et-0/1/0 | KL-DC-024-PE-T4-02 | xe-0/0/7 | Uplink | ISIS | 10000
LNK-01500 | KL-DC-024-AGG-R02 | et-0/1/1 | KL-DC-024-PE-T4-03 | xe-0/0/6 | Uplink | LLDP | 10000 | KL-DC-024-CBL-0742 | Blue | ODF-3/P20 | ODF-2/P23
LNK-01501 | KL-DC-024-AGG-R02 | et-0/1/1 | KL-DC-024-PE-T4-03 | xe-0/0/6 | Uplink | OSPF | 10000
LNK-01502 | KL-DC-024-AGG-R02 | et-0/1/1 | KL-DC-024-PE-T4-03 | xe-0/0/6 | Uplink | ISIS | 10000
LNK-01503 | KL-DC-024-OLA-01 | 1-A-1 | KL-DC-024-AGG-R01 | et-0/1/2 | Uplink | LLDP | 100000 | KL-DC-024-CBL-0743 | Blue | ODF-3/P4 | ODF-1/P22
LNK-01504 | KL-DC-024-FW-01 | port1 | KL-DC-024-AGG-R01 | xe-0/0/0 | Uplink | LLDP | 10000 | KL-DC-024-CBL-0744 | Aqua | ODF-3/P12 | ODF-1/P21
LNK-01505 | KL-DC-024-FW-01 | port2 | KL-DC-024-AGG-R02 | xe-0/0/0 | Uplink | LLDP | 10000 | KL-DC-024-CBL-0745 | Blue | ODF-4/P11 | ODF-4/P18
LNK-01506 | KL-DC-024-MMR-SW-01 | Hu0/0/1/0 | KL-DC-024-AGG-R01 | xe-0/0/1 | Uplink | LLDP | 10000 | KL-DC-024-CBL-0746 | Blue | ODF-2/P18 | ODF-2/P24
LNK-01507 | KL-DC-024-MMR-SW-01 | Hu0/0/1/1 | KL-DC-024-AGG-R02 | xe-0/0/1 | Uplink | LLDP | 10000 | KL-DC-024-CBL-0747 | Yellow | ODF-2/P11 | ODF-1/P19
LNK-01508 | KL-DC-024-MMR-SW-02 | et-0/1/0 | KL-DC-024-AGG-R02 | xe-0/0/2 | Uplink | LLDP | 10000 | KL-DC-024-CBL-0748 | White | ODF-1/P19 | ODF-3/P24
LNK-01509 | KL-DC-024-MMR-SW-02 | et-0/1/1 | KL-DC-024-AGG-R01 | xe-0/0/2 | Uplink | LLDP | 10000 | KL-DC-024-CBL-0749 | Violet | ODF-3/P16 | ODF-4/P8
LNK-01510 | KL-DC-024-MMR-SW-03 | Hu0/0/1/0 | KL-DC-024-AGG-R01 | xe-0/0/3 | Uplink | LLDP | 10000 | KL-DC-024-CBL-0750 | Violet | ODF-4/P12 | ODF-2/P16
LNK-01511 | KL-DC-024-MMR-SW-03 | Hu0/0/1/1 | KL-DC-024-AGG-R02 | xe-0/0/3 | Uplink | LLDP | 10000 | KL-DC-024-CBL-0751 | Green | ODF-4/P22 | ODF-4/P1
LNK-01512 | KL-DC-024-MMR-SW-04 | et-0/1/0 | KL-DC-024-AGG-R02 | xe-0/0/4 | Uplink | LLDP | 10000 | KL-DC-024-CBL-0752 | Red | ODF-3/P20 | ODF-1/P8
LNK-01513 | KL-DC-024-MMR-SW-04 | et-0/1/1 | KL-DC-024-AGG-R01 | xe-0/0/4 | Uplink | LLDP | 10000 | KL-DC-024-CBL-0753 | Red | ODF-3/P22 | ODF-3/P7
LNK-01514 | KL-DC-024-TOR-001 | xe-0/0/0 | KL-DC-024-MMR-SW-01 | Te0/0/0/0 | Access | LLDP | 10000 | KL-DC-024-CBL-0754 | Slate | ODF-4/P11 | ODF-3/P15
LNK-01515 | KL-DC-024-TOR-001 | xe-0/0/1 | KL-DC-024-MMR-SW-02 | xe-0/0/0 | Access | LLDP | 10000 | KL-DC-024-CBL-0755 | Aqua | ODF-1/P20 | ODF-1/P11
LNK-01516 | KL-DC-024-TOR-002 | Te0/0/0/0 | KL-DC-024-MMR-SW-02 | xe-0/0/1 | Access | LLDP | 10000 | KL-DC-024-CBL-0756 | Slate | ODF-3/P20 | ODF-1/P21
LNK-01517 | KL-DC-024-TOR-002 | Te0/0/0/1 | KL-DC-024-MMR-SW-03 | Te0/0/0/0 | Access | LLDP | 10000 | KL-DC-024-CBL-0757 | Black | ODF-2/P1 | ODF-1/P7
LNK-01518 | KL-DC-024-TOR-003 | Te0/0/0/0 | KL-DC-024-MMR-SW-03 | Te0/0/0/1 | Access | LLDP | 10000 | KL-DC-024-CBL-0758 | Green | ODF-2/P22 | ODF-3/P6
LNK-01519 | KL-DC-024-TOR-003 | Te0/0/0/1 | KL-DC-024-MMR-SW-04 | xe-0/0/0 | Access | LLDP | 10000 | KL-DC-024-CBL-0759 | Orange | ODF-2/P17 | ODF-4/P14
LNK-01520 | MH-DC-001-PE-T4-01 | xe-0/0/3 | TS-DC-023-PE-T4-04 | Te0/0/0/1 | Backhaul | LLDP | 10000 | MH-DC-001-CBL-0760 | Brown | ODF-2/P17 | ODF-2/P16
LNK-01521 | MH-DC-001-PE-T4-01 | xe-0/0/3 | TS-DC-023-PE-T4-04 | Te0/0/0/1 | Backhaul | BGP | 10000
LNK-01522 | MH-DC-001-PE-T4-01 | xe-0/0/3 | TS-DC-023-PE-T4-04 | Te0/0/0/1 | Backhaul | LSP | 10000
LNK-01523 | MH-DC-001-PE-T4-01 | xe-0/0/4 | BR-DC-019-PE-T4-01 | xe-0/0/4 | Backhaul | LLDP | 10000 | MH-DC-001-CBL-0761 | Slate | ODF-1/P22 | ODF-4/P11
LNK-01524 | MH-DC-001-PE-T4-01 | xe-0/0/4 | BR-DC-019-PE-T4-01 | xe-0/0/4 | Peering | BGP | 10000
LNK-01525 | MH-DC-001-PE-T4-01 | xe-0/0/4 | BR-DC-019-PE-T4-01 | xe-0/0/4 | Backhaul | LSP | 10000
LNK-01526 | MH-DC-001-PE-T4-01 | xe-0/0/5 | PB-DC-012-PE-T4-04 | xe-0/0/3 | Backhaul | LLDP | 10000 | MH-DC-001-CBL-0762 | Red | ODF-2/P9 | ODF-1/P4
LNK-01527 | MH-DC-001-PE-T4-01 | xe-0/0/5 | PB-DC-012-PE-T4-04 | xe-0/0/3 | Peering | BGP | 10000
LNK-01528 | MH-DC-001-PE-T4-01 | xe-0/0/5 | PB-DC-012-PE-T4-04 | xe-0/0/3 | Backhaul | LSP | 10000
LNK-01529 | MH-DC-001-PE-T4-01 | xe-0/0/2 | KA-DC-021-PE-T4-02 | xe-0/0/2 | Backhaul | LLDP | 10000 | MH-DC-001-CBL-0763 | Black | ODF-2/P16 | ODF-3/P6
LNK-01530 | MH-DC-001-PE-T4-01 | xe-0/0/2 | KA-DC-021-PE-T4-02 | xe-0/0/2 | Peering | BGP | 10000
LNK-01531 | MH-DC-001-PE-T4-01 | xe-0/0/2 | KA-DC-021-PE-T4-02 | xe-0/0/2 | Backhaul | LSP | 10000
LNK-01532 | MH-DC-001-PE-T4-01 | xe-0/0/1 | UP-DC-006-PE-T4-02 | xe-0/0/1 | Uplink | LLDP | 10000 | MH-DC-001-CBL-0764 | Black | ODF-2/P1 | ODF-4/P20
LNK-01533 | MH-DC-001-PE-T4-01 | xe-0/0/1 | UP-DC-006-PE-T4-02 | xe-0/0/1 | Peering | BGP | 10000
LNK-01534 | MH-DC-001-PE-T4-01 | xe-0/0/1 | UP-DC-006-PE-T4-02 | xe-0/0/1 | Uplink | LSP | 10000
LNK-01535 | KA-DC-008-PE-T4-03 | xe-0/0/2 | KA-DC-021-PE-T4-02 | xe-0/0/5 | Backhaul | LLDP | 10000 | KA-DC-008-CBL-0765 | Yellow | ODF-2/P11 | ODF-3/P13
LNK-01536 | KA-DC-008-PE-T4-03 | xe-0/0/2 | KA-DC-021-PE-T4-02 | xe-0/0/5 | Peering | BGP | 10000
LNK-01537 | KA-DC-008-PE-T4-03 | xe-0/0/2 | KA-DC-021-PE-T4-02 | xe-0/0/5 | Backhaul | LSP | 10000
LNK-01538 | KA-DC-020-PE-T4-02 | xe-0/0/3 | TS-DC-023-PE-T4-02 | xe-0/0/1 | Uplink | LLDP | 10000 | KA-DC-020-CBL-0766 | Green | ODF-2/P2 | ODF-1/P23
LNK-01539 | KA-DC-020-PE-T4-02 | xe-0/0/3 | TS-DC-023-PE-T4-02 | xe-0/0/1 | Peering | BGP | 10000
LNK-01540 | KA-DC-020-PE-T4-02 | xe-0/0/3 | TS-DC-023-PE-T4-02 | xe-0/0/1 | Uplink | LSP | 10000
LNK-01541 | OD-DC-018-PE-T4-03 | xe-0/0/3 | KA-DC-008-PE-T4-01 | xe-0/0/1 | Backhaul | LLDP | 10000 | OD-DC-018-CBL-0767 | Black | ODF-4/P11 | ODF-1/P15
LNK-01542 | OD-DC-018-PE-T4-03 | xe-0/0/3 | KA-DC-008-PE-T4-01 | xe-0/0/1 | Peering | BGP | 10000
LNK-01543 | OD-DC-018-PE-T4-03 | xe-0/0/3 | KA-DC-008-PE-T4-01 | xe-0/0/1 | Backhaul | LSP | 10000
LNK-01544 | UP-DC-006-PE-T4-03 | xe-0/0/5 | MH-DC-001-PE-T4-02 | xe-0/0/3 | Backhaul | LLDP | 10000 | UP-DC-006-CBL-0768 | Rose | ODF-2/P17 | ODF-1/P13
LNK-01545 | UP-DC-006-PE-T4-03 | xe-0/0/5 | MH-DC-001-PE-T4-02 | xe-0/0/3 | Peering | BGP | 10000
LNK-01546 | UP-DC-006-PE-T4-03 | xe-0/0/5 | MH-DC-001-PE-T4-02 | xe-0/0/3 | Backhaul | LSP | 10000
LNK-01547 | TS-DC-023-PE-T4-01 | xe-0/0/4 | MH-DC-004-PE-T4-01 | xe-0/0/2 | Backhaul | LLDP | 10000 | TS-DC-023-CBL-0769 | Rose | ODF-4/P9 | ODF-4/P6
LNK-01548 | TS-DC-023-PE-T4-01 | xe-0/0/4 | MH-DC-004-PE-T4-01 | xe-0/0/2 | Peering | BGP | 10000
LNK-01549 | TS-DC-023-PE-T4-01 | xe-0/0/4 | MH-DC-004-PE-T4-01 | xe-0/0/2 | Backhaul | LSP | 10000
LNK-01550 | WB-DC-017-PE-T4-04 | 1/1/c3 | KA-DC-008-PE-T4-04 | xe-0/0/4 | Uplink | LLDP | 10000 | WB-DC-017-CBL-0770 | White | ODF-1/P7 | ODF-1/P12
LNK-01551 | WB-DC-017-PE-T4-04 | 1/1/c3 | KA-DC-008-PE-T4-04 | xe-0/0/4 | Peering | BGP | 10000
LNK-01552 | WB-DC-017-PE-T4-04 | 1/1/c3 | KA-DC-008-PE-T4-04 | xe-0/0/4 | Uplink | LSP | 10000
LNK-01553 | AP-DC-010-PE-T4-02 | xe-0/0/3 | MP-DC-014-PE-T4-01 | xe-0/0/2 | Uplink | LLDP | 10000 | AP-DC-010-CBL-0771 | Green | ODF-2/P8 | ODF-2/P23
LNK-01554 | AP-DC-010-PE-T4-02 | xe-0/0/3 | MP-DC-014-PE-T4-01 | xe-0/0/2 | Peering | BGP | 10000
LNK-01555 | AP-DC-010-PE-T4-02 | xe-0/0/3 | MP-DC-014-PE-T4-01 | xe-0/0/2 | Uplink | LSP | 10000
LNK-01556 | AP-DC-010-PE-T4-02 | xe-0/0/5 | UP-DC-006-PE-T4-01 | xe-0/0/5 | Uplink | LLDP | 10000 | AP-DC-010-CBL-0772 | Blue | ODF-4/P1 | ODF-4/P12
LNK-01557 | AP-DC-010-PE-T4-02 | xe-0/0/5 | UP-DC-006-PE-T4-01 | xe-0/0/5 | Peering | BGP | 10000
LNK-01558 | TN-DC-022-PE-T4-04 | Te0/0/0/2 | RJ-DC-015-PE-T4-03 | 1/1/c3 | Backhaul | LLDP | 10000 | TN-DC-022-CBL-0773 | Green | ODF-1/P12 | ODF-2/P5
LNK-01559 | TN-DC-022-PE-T4-04 | Te0/0/0/2 | RJ-DC-015-PE-T4-03 | 1/1/c3 | Peering | BGP | 10000
LNK-01560 | MH-DC-002-PE-T4-03 | Te0/0/0/5 | UP-DC-007-PE-T4-02 | xe-0/0/3 | Uplink | LLDP | 10000 | MH-DC-002-CBL-0774 | Brown | ODF-3/P18 | ODF-2/P5
LNK-01561 | MH-DC-002-PE-T4-03 | Te0/0/0/5 | UP-DC-007-PE-T4-02 | xe-0/0/3 | Peering | BGP | 10000
LNK-01562 | MH-DC-003-PE-T4-03 | xe-0/0/1 | AP-DC-010-PE-T4-04 | Te0/0/0/3 | Uplink | LLDP | 10000 | MH-DC-003-CBL-0775 | Red | ODF-1/P11 | ODF-1/P17
LNK-01563 | MH-DC-003-PE-T4-03 | xe-0/0/1 | AP-DC-010-PE-T4-04 | Te0/0/0/3 | Peering | BGP | 10000
LNK-01564 | MH-DC-003-PE-T4-03 | xe-0/0/1 | AP-DC-010-PE-T4-04 | Te0/0/0/3 | Uplink | LSP | 10000
LNK-01565 | MH-DC-002-PE-T4-03 | Te0/0/0/2 | DL-DC-009-PE-T4-02 | xe-0/0/2 | Backhaul | LLDP | 10000 | MH-DC-002-CBL-0776 | Rose | ODF-4/P21 | ODF-1/P21
LNK-01566 | MH-DC-002-PE-T4-03 | Te0/0/0/2 | DL-DC-009-PE-T4-02 | xe-0/0/2 | Peering | BGP | 10000
LNK-01567 | TN-DC-022-PE-T4-02 | xe-0/0/2 | MH-DC-001-PE-T4-03 | Te0/0/0/3 | Backhaul | LLDP | 10000 | TN-DC-022-CBL-0777 | Red | ODF-4/P6 | ODF-2/P23
LNK-01568 | TN-DC-022-PE-T4-02 | xe-0/0/2 | MH-DC-001-PE-T4-03 | Te0/0/0/3 | Peering | BGP | 10000
LNK-01569 | KL-DC-024-PE-T4-03 | xe-0/0/5 | MH-DC-004-PE-T4-01 | xe-0/0/3 | Uplink | LLDP | 10000 | KL-DC-024-CBL-0778 | Aqua | ODF-3/P1 | ODF-4/P11
LNK-01570 | KL-DC-024-PE-T4-03 | xe-0/0/5 | MH-DC-004-PE-T4-01 | xe-0/0/3 | Peering | BGP | 10000
LNK-01571 | KL-DC-024-PE-T4-03 | xe-0/0/5 | MH-DC-004-PE-T4-01 | xe-0/0/3 | Uplink | LSP | 10000
LNK-01572 | KA-DC-021-PE-T4-04 | 1/1/c6 | UP-DC-007-PE-T4-02 | xe-0/0/4 | Backhaul | LLDP | 10000 | KA-DC-021-CBL-0779 | Violet | ODF-2/P1 | ODF-4/P21
LNK-01573 | KA-DC-021-PE-T4-04 | 1/1/c6 | UP-DC-007-PE-T4-02 | xe-0/0/4 | Peering | BGP | 10000
LNK-01574 | TS-DC-023-PE-T4-02 | xe-0/0/3 | WB-DC-016-PE-T4-01 | xe-0/0/1 | Backhaul | LLDP | 10000 | TS-DC-023-CBL-0780 | Red | ODF-2/P9 | ODF-4/P17
LNK-01575 | TS-DC-023-PE-T4-02 | xe-0/0/3 | WB-DC-016-PE-T4-01 | xe-0/0/1 | Peering | BGP | 10000
LNK-01576 | WB-DC-017-PE-T4-03 | 1/1/c2 | HR-DC-011-PE-T4-03 | xe-0/0/1 | Backhaul | LLDP | 10000 | WB-DC-017-CBL-0781 | Violet | ODF-3/P18 | ODF-3/P21
LNK-01577 | WB-DC-017-PE-T4-03 | 1/1/c2 | HR-DC-011-PE-T4-03 | xe-0/0/1 | Peering | BGP | 10000
LNK-01578 | KA-DC-008-PE-T4-04 | xe-0/0/2 | HR-DC-011-PE-T4-01 | xe-0/0/4 | Backhaul | LLDP | 10000 | KA-DC-008-CBL-0782 | Orange | ODF-3/P4 | ODF-4/P9
LNK-01579 | KA-DC-008-PE-T4-04 | xe-0/0/2 | HR-DC-011-PE-T4-01 | xe-0/0/4 | Peering | BGP | 10000
LNK-01580 | KA-DC-008-PE-T4-04 | xe-0/0/2 | HR-DC-011-PE-T4-01 | xe-0/0/4 | Backhaul | LSP | 10000
LNK-01581 | KA-DC-020-PE-T4-03 | Te0/0/0/3 | MH-DC-002-PE-T4-04 | Te0/0/0/3 | Backhaul | LLDP | 10000 | KA-DC-020-CBL-0783 | Black | ODF-1/P4 | ODF-2/P5
LNK-01582 | KA-DC-020-PE-T4-03 | Te0/0/0/3 | MH-DC-002-PE-T4-04 | Te0/0/0/3 | Peering | BGP | 10000
LNK-01583 | KA-DC-020-PE-T4-03 | Te0/0/0/3 | MH-DC-002-PE-T4-04 | Te0/0/0/3 | Backhaul | LSP | 10000
LNK-01584 | WB-DC-016-PE-T4-01 | xe-0/0/5 | UP-DC-006-PE-T4-01 | xe-0/0/2 | Uplink | LLDP | 10000 | WB-DC-016-CBL-0784 | Violet | ODF-3/P13 | ODF-1/P19
LNK-01585 | WB-DC-016-PE-T4-01 | xe-0/0/5 | UP-DC-006-PE-T4-01 | xe-0/0/2 | Peering | BGP | 10000
LNK-01586 | WB-DC-016-PE-T4-01 | xe-0/0/5 | UP-DC-006-PE-T4-01 | xe-0/0/2 | Uplink | LSP | 10000
LNK-01587 | UP-DC-006-PE-T4-04 | xe-0/0/1 | UP-DC-007-PE-T4-01 | xe-0/0/2 | Backhaul | LLDP | 10000 | UP-DC-006-CBL-0785 | Brown | ODF-4/P12 | ODF-1/P9
LNK-01588 | UP-DC-006-PE-T4-04 | xe-0/0/1 | UP-DC-007-PE-T4-01 | xe-0/0/2 | Peering | BGP | 10000
LNK-01589 | UP-DC-006-PE-T4-04 | xe-0/0/1 | UP-DC-007-PE-T4-01 | xe-0/0/2 | Backhaul | LSP | 10000
LNK-01590 | MH-DC-004-PE-T4-02 | xe-0/0/5 | DL-DC-009-PE-T4-04 | Te0/0/0/5 | Backhaul | LLDP | 10000 | MH-DC-004-CBL-0786 | Red | ODF-2/P3 | ODF-3/P10
LNK-01591 | MH-DC-004-PE-T4-02 | xe-0/0/5 | DL-DC-009-PE-T4-04 | Te0/0/0/5 | Peering | BGP | 10000
LNK-01592 | MH-DC-004-PE-T4-02 | xe-0/0/5 | DL-DC-009-PE-T4-04 | Te0/0/0/5 | Backhaul | LSP | 10000
LNK-01593 | MH-DC-002-PE-T4-02 | xe-0/0/3 | OD-DC-018-PE-T4-03 | xe-0/0/5 | Backhaul | LLDP | 10000 | MH-DC-002-CBL-0787 | Red | ODF-3/P7 | ODF-3/P11
LNK-01594 | MH-DC-002-PE-T4-02 | xe-0/0/3 | OD-DC-018-PE-T4-03 | xe-0/0/5 | Peering | BGP | 10000
LNK-01595 | MH-DC-002-PE-T4-02 | xe-0/0/3 | OD-DC-018-PE-T4-03 | xe-0/0/5 | Backhaul | LSP | 10000
LNK-01596 | MH-DC-004-PE-T4-02 | xe-0/0/3 | UP-DC-005-PE-T4-01 | xe-0/0/5 | Uplink | LLDP | 10000 | MH-DC-004-CBL-0788 | White | ODF-3/P16 | ODF-2/P12
LNK-01597 | MH-DC-004-PE-T4-02 | xe-0/0/3 | UP-DC-005-PE-T4-01 | xe-0/0/5 | Peering | BGP | 10000
LNK-01598 | MH-DC-004-PE-T4-02 | xe-0/0/3 | UP-DC-005-PE-T4-01 | xe-0/0/5 | Uplink | LSP | 10000
LNK-01599 | RJ-DC-015-PE-T4-04 | 1/1/c4 | KA-DC-021-PE-T4-03 | 1/1/c3 | Backhaul | LLDP | 10000 | RJ-DC-015-CBL-0789 | Slate | ODF-4/P10 | ODF-2/P9
LNK-01600 | RJ-DC-015-PE-T4-04 | 1/1/c4 | KA-DC-021-PE-T4-03 | 1/1/c3 | Peering | BGP | 10000
LNK-01601 | RJ-DC-015-PE-T4-04 | 1/1/c4 | KA-DC-021-PE-T4-03 | 1/1/c3 | Backhaul | LSP | 10000
LNK-01602 | KA-DC-020-PE-T4-03 | Te0/0/0/2 | MH-DC-003-PE-T4-03 | xe-0/0/5 | Uplink | LLDP | 10000 | KA-DC-020-CBL-0790 | Aqua | ODF-2/P9 | ODF-4/P6
LNK-01603 | KA-DC-020-PE-T4-03 | Te0/0/0/2 | MH-DC-003-PE-T4-03 | xe-0/0/5 | Peering | BGP | 10000
LNK-01604 | DL-DC-009-PE-T4-04 | Te0/0/0/2 | KL-DC-024-PE-T4-01 | xe-0/0/4 | Uplink | LLDP | 10000 | DL-DC-009-CBL-0791 | Aqua | ODF-1/P5 | ODF-3/P10
LNK-01605 | DL-DC-009-PE-T4-04 | Te0/0/0/2 | KL-DC-024-PE-T4-01 | xe-0/0/4 | Peering | BGP | 10000
LNK-01606 | DL-DC-009-PE-T4-04 | Te0/0/0/2 | KL-DC-024-PE-T4-01 | xe-0/0/4 | Uplink | LSP | 10000
LNK-01607 | RJ-DC-015-PE-T4-02 | xe-0/0/4 | MH-DC-003-PE-T4-04 | xe-0/0/1 | Backhaul | LLDP | 10000 | RJ-DC-015-CBL-0792 | Blue | ODF-3/P7 | ODF-3/P15
LNK-01608 | RJ-DC-015-PE-T4-02 | xe-0/0/4 | MH-DC-003-PE-T4-04 | xe-0/0/1 | Peering | BGP | 10000
LNK-01609 | RJ-DC-015-PE-T4-02 | xe-0/0/4 | MH-DC-003-PE-T4-04 | xe-0/0/1 | Backhaul | LSP | 10000
LNK-01610 | RJ-DC-015-PE-T4-01 | xe-0/0/5 | MH-DC-001-PE-T4-03 | Te0/0/0/4 | Uplink | LLDP | 10000 | RJ-DC-015-CBL-0793 | Blue | ODF-4/P17 | ODF-4/P10
LNK-01611 | RJ-DC-015-PE-T4-01 | xe-0/0/5 | MH-DC-001-PE-T4-03 | Te0/0/0/4 | Peering | BGP | 10000
LNK-01612 | RJ-DC-015-PE-T4-01 | xe-0/0/5 | MH-DC-001-PE-T4-03 | Te0/0/0/4 | Uplink | LSP | 10000
LNK-01613 | MH-DC-001-PE-T4-03 | Te0/0/0/5 | HR-DC-011-PE-T4-01 | xe-0/0/5 | Backhaul | LLDP | 10000 | MH-DC-001-CBL-0794 | Violet | ODF-2/P23 | ODF-4/P24
LNK-01614 | MH-DC-001-PE-T4-03 | Te0/0/0/5 | HR-DC-011-PE-T4-01 | xe-0/0/5 | Peering | BGP | 10000
LNK-01615 | MH-DC-001-PE-T4-03 | Te0/0/0/5 | HR-DC-011-PE-T4-01 | xe-0/0/5 | Backhaul | LSP | 10000
LNK-01616 | TS-DC-023-PE-T4-03 | Te0/0/0/4 | MH-DC-001-PE-T4-04 | Te0/0/0/5 | Uplink | LLDP | 10000 | TS-DC-023-CBL-0795 | Green | ODF-3/P24 | ODF-2/P13
LNK-01617 | TS-DC-023-PE-T4-03 | Te0/0/0/4 | MH-DC-001-PE-T4-04 | Te0/0/0/5 | Peering | BGP | 10000
LNK-01618 | TS-DC-023-PE-T4-03 | Te0/0/0/4 | MH-DC-001-PE-T4-04 | Te0/0/0/5 | Uplink | LSP | 10000
LNK-01619 | KA-DC-008-PE-T4-02 | xe-0/0/5 | MH-DC-002-PE-T4-04 | Te0/0/0/4 | Uplink | LLDP | 10000 | KA-DC-008-CBL-0796 | Violet | ODF-1/P20 | ODF-3/P10
LNK-01620 | KA-DC-008-PE-T4-02 | xe-0/0/5 | MH-DC-002-PE-T4-04 | Te0/0/0/4 | Peering | BGP | 10000
LNK-01621 | KA-DC-008-PE-T4-02 | xe-0/0/5 | MH-DC-002-PE-T4-04 | Te0/0/0/4 | Uplink | LSP | 10000
LNK-01622 | KA-DC-020-PE-T4-01 | xe-0/0/4 | OD-DC-018-PE-T4-01 | xe-0/0/4 | Uplink | LLDP | 10000 | KA-DC-020-CBL-0797 | Green | ODF-1/P18 | ODF-3/P2
LNK-01623 | KA-DC-020-PE-T4-01 | xe-0/0/4 | OD-DC-018-PE-T4-01 | xe-0/0/4 | Peering | BGP | 10000
LNK-01624 | WB-DC-017-PE-T4-02 | xe-0/0/2 | TN-DC-022-PE-T4-01 | xe-0/0/1 | Uplink | LLDP | 10000 | WB-DC-017-CBL-0798 | Green | ODF-4/P11 | ODF-4/P6
LNK-01625 | WB-DC-017-PE-T4-02 | xe-0/0/2 | TN-DC-022-PE-T4-01 | xe-0/0/1 | Peering | BGP | 10000
LNK-01626 | MH-DC-003-PE-T4-02 | xe-0/0/1 | TN-DC-022-PE-T4-02 | xe-0/0/5 | Uplink | LLDP | 10000 | MH-DC-003-CBL-0799 | Blue | ODF-3/P8 | ODF-2/P19
LNK-01627 | MH-DC-003-PE-T4-02 | xe-0/0/1 | TN-DC-022-PE-T4-02 | xe-0/0/5 | Peering | BGP | 10000
LNK-01628 | MH-DC-003-PE-T4-02 | xe-0/0/1 | TN-DC-022-PE-T4-02 | xe-0/0/5 | Uplink | LSP | 10000
LNK-01629 | PB-DC-012-PE-T4-03 | xe-0/0/5 | UP-DC-005-PE-T4-03 | Te0/0/0/4 | Uplink | LLDP | 10000 | PB-DC-012-CBL-0800 | Rose | ODF-3/P9 | ODF-4/P20
LNK-01630 | PB-DC-012-PE-T4-03 | xe-0/0/5 | UP-DC-005-PE-T4-03 | Te0/0/0/4 | Peering | BGP | 10000
LNK-01631 | PB-DC-012-PE-T4-03 | xe-0/0/5 | UP-DC-005-PE-T4-03 | Te0/0/0/4 | Uplink | LSP | 10000
LNK-01632 | TN-DC-022-PE-T4-01 | xe-0/0/4 | MH-DC-002-PE-T4-03 | Te0/0/0/3 | Uplink | LLDP | 10000 | TN-DC-022-CBL-0801 | Black | ODF-4/P21 | ODF-3/P2
LNK-01633 | TN-DC-022-PE-T4-01 | xe-0/0/4 | MH-DC-002-PE-T4-03 | Te0/0/0/3 | Peering | BGP | 10000
LNK-01634 | TN-DC-022-PE-T4-01 | xe-0/0/4 | MH-DC-002-PE-T4-03 | Te0/0/0/3 | Uplink | LSP | 10000
LNK-01635 | KA-DC-008-PE-T4-01 | xe-0/0/4 | TN-DC-022-PE-T4-04 | Te0/0/0/4 | Uplink | LLDP | 10000 | KA-DC-008-CBL-0802 | Rose | ODF-4/P8 | ODF-3/P11
LNK-01636 | KA-DC-008-PE-T4-01 | xe-0/0/4 | TN-DC-022-PE-T4-04 | Te0/0/0/4 | Peering | BGP | 10000
LNK-01637 | TN-DC-022-PE-T4-04 | Te0/0/0/5 | MH-DC-004-PE-T4-04 | xe-0/0/4 | Uplink | LLDP | 10000 | TN-DC-022-CBL-0803 | Violet | ODF-4/P13 | ODF-2/P11
LNK-01638 | TN-DC-022-PE-T4-04 | Te0/0/0/5 | MH-DC-004-PE-T4-04 | xe-0/0/4 | Peering | BGP | 10000
LNK-01639 | KA-DC-008-PE-T4-02 | xe-0/0/4 | AP-DC-010-PE-T4-04 | Te0/0/0/4 | Backhaul | LLDP | 10000 | KA-DC-008-CBL-0804 | Red | ODF-2/P13 | ODF-3/P14
LNK-01640 | KA-DC-008-PE-T4-02 | xe-0/0/4 | AP-DC-010-PE-T4-04 | Te0/0/0/4 | Peering | BGP | 10000
LNK-01641 | KA-DC-008-PE-T4-02 | xe-0/0/4 | AP-DC-010-PE-T4-04 | Te0/0/0/4 | Backhaul | LSP | 10000
LNK-01642 | UP-DC-006-PE-T4-04 | xe-0/0/4 | KL-DC-024-PE-T4-02 | xe-0/0/4 | Uplink | LLDP | 10000 | UP-DC-006-CBL-0805 | Blue | ODF-4/P9 | ODF-1/P24
LNK-01643 | UP-DC-006-PE-T4-04 | xe-0/0/4 | KL-DC-024-PE-T4-02 | xe-0/0/4 | Peering | BGP | 10000
LNK-01644 | PB-DC-012-PE-T4-01 | xe-0/0/3 | MH-DC-002-PE-T4-01 | xe-0/0/1 | Backhaul | LLDP | 10000 | PB-DC-012-CBL-0806 | Red | ODF-2/P19 | ODF-2/P6
LNK-01645 | PB-DC-012-PE-T4-01 | xe-0/0/3 | MH-DC-002-PE-T4-01 | xe-0/0/1 | Peering | BGP | 10000
LNK-01646 | WB-DC-016-PE-T4-02 | xe-0/0/5 | RJ-DC-015-PE-T4-03 | 1/1/c6 | Backhaul | LLDP | 10000 | WB-DC-016-CBL-0807 | Rose | ODF-4/P4 | ODF-3/P11
LNK-01647 | WB-DC-016-PE-T4-02 | xe-0/0/5 | RJ-DC-015-PE-T4-03 | 1/1/c6 | Peering | BGP | 10000
LNK-01648 | RJ-DC-015-PE-T4-02 | xe-0/0/5 | UP-DC-007-PE-T4-02 | xe-0/0/1 | Uplink | LLDP | 10000 | RJ-DC-015-CBL-0808 | Aqua | ODF-4/P1 | ODF-3/P5
LNK-01649 | RJ-DC-015-PE-T4-02 | xe-0/0/5 | UP-DC-007-PE-T4-02 | xe-0/0/1 | Peering | BGP | 10000
LNK-01650 | RJ-DC-015-PE-T4-02 | xe-0/0/5 | UP-DC-007-PE-T4-02 | xe-0/0/1 | Uplink | LSP | 10000
LNK-01651 | UP-DC-007-PE-T4-04 | xe-0/0/3 | TN-DC-022-PE-T4-01 | xe-0/0/3 | Uplink | LLDP | 10000 | UP-DC-007-CBL-0809 | Rose | ODF-4/P22 | ODF-3/P17
LNK-01652 | UP-DC-007-PE-T4-04 | xe-0/0/3 | TN-DC-022-PE-T4-01 | xe-0/0/3 | Peering | BGP | 10000
LNK-01653 | UP-DC-007-PE-T4-04 | xe-0/0/3 | TN-DC-022-PE-T4-01 | xe-0/0/3 | Uplink | LSP | 10000
LNK-01654 | MH-DC-003-PE-T4-03 | xe-0/0/4 | WB-DC-017-PE-T4-02 | xe-0/0/5 | Backhaul | LLDP | 10000 | MH-DC-003-CBL-0810 | Brown | ODF-2/P4 | ODF-3/P5
LNK-01655 | MH-DC-003-PE-T4-03 | xe-0/0/4 | WB-DC-017-PE-T4-02 | xe-0/0/5 | Peering | BGP | 10000
LNK-01656 | MH-DC-001-PE-T4-04 | Te0/0/0/4 | KA-DC-021-PE-T4-02 | xe-0/0/4 | Uplink | LLDP | 10000 | MH-DC-001-CBL-0811 | Yellow | ODF-4/P1 | ODF-4/P6
LNK-01657 | MH-DC-001-PE-T4-04 | Te0/0/0/4 | KA-DC-021-PE-T4-02 | xe-0/0/4 | Peering | BGP | 10000
LNK-01658 | AP-DC-010-PE-T4-01 | xe-0/0/5 | WB-DC-016-PE-T4-02 | xe-0/0/2 | Backhaul | LLDP | 10000 | AP-DC-010-CBL-0812 | Yellow | ODF-2/P11 | ODF-2/P5
LNK-01659 | AP-DC-010-PE-T4-01 | xe-0/0/5 | WB-DC-016-PE-T4-02 | xe-0/0/2 | Peering | BGP | 10000
LNK-01660 | AP-DC-010-PE-T4-01 | xe-0/0/5 | WB-DC-016-PE-T4-02 | xe-0/0/2 | Backhaul | LSP | 10000
LNK-01661 | MH-DC-004-PE-T4-04 | xe-0/0/3 | WB-DC-017-PE-T4-01 | xe-0/0/4 | Backhaul | LLDP | 10000 | MH-DC-004-CBL-0813 | Brown | ODF-3/P11 | ODF-1/P24
LNK-01662 | MH-DC-004-PE-T4-04 | xe-0/0/3 | WB-DC-017-PE-T4-01 | xe-0/0/4 | Peering | BGP | 10000
LNK-01663 | MH-DC-004-PE-T4-04 | xe-0/0/3 | WB-DC-017-PE-T4-01 | xe-0/0/4 | Backhaul | LSP | 10000
LNK-01664 | UP-DC-005-PE-T4-01 | xe-0/0/4 | BR-DC-019-PE-T4-03 | Te0/0/0/1 | Backhaul | LLDP | 10000 | UP-DC-005-CBL-0814 | Black | ODF-2/P10 | ODF-1/P22
LNK-01665 | UP-DC-005-PE-T4-01 | xe-0/0/4 | BR-DC-019-PE-T4-03 | Te0/0/0/1 | Peering | BGP | 10000
LNK-01666 | UP-DC-005-PE-T4-02 | xe-0/0/1 | MH-DC-003-PE-T4-01 | xe-0/0/3 | Backhaul | LLDP | 10000 | UP-DC-005-CBL-0815 | Slate | ODF-4/P8 | ODF-4/P7
LNK-01667 | UP-DC-005-PE-T4-02 | xe-0/0/1 | MH-DC-003-PE-T4-01 | xe-0/0/3 | Peering | BGP | 10000
LNK-01668 | UP-DC-005-PE-T4-02 | xe-0/0/1 | MH-DC-003-PE-T4-01 | xe-0/0/3 | Backhaul | LSP | 10000
LNK-01669 | UP-DC-005-PE-T4-01 | xe-0/0/1 | RJ-DC-015-PE-T4-02 | xe-0/0/1 | Uplink | LLDP | 10000 | UP-DC-005-CBL-0816 | Violet | ODF-1/P7 | ODF-4/P8
LNK-01670 | UP-DC-005-PE-T4-01 | xe-0/0/1 | RJ-DC-015-PE-T4-02 | xe-0/0/1 | Peering | BGP | 10000
LNK-01671 | MP-DC-014-PE-T4-01 | xe-0/0/5 | MH-DC-001-PE-T4-04 | Te0/0/0/1 | Backhaul | LLDP | 10000 | MP-DC-014-CBL-0817 | Orange | ODF-2/P6 | ODF-1/P18
LNK-01672 | MP-DC-014-PE-T4-01 | xe-0/0/5 | MH-DC-001-PE-T4-04 | Te0/0/0/1 | Peering | BGP | 10000
LNK-01673 | MP-DC-014-PE-T4-01 | xe-0/0/5 | MH-DC-001-PE-T4-04 | Te0/0/0/1 | Backhaul | LSP | 10000
LNK-01674 | KL-DC-024-PE-T4-03 | xe-0/0/3 | TN-DC-022-PE-T4-02 | xe-0/0/3 | Uplink | LLDP | 10000 | KL-DC-024-CBL-0818 | Green | ODF-1/P3 | ODF-2/P7
LNK-01675 | KL-DC-024-PE-T4-03 | xe-0/0/3 | TN-DC-022-PE-T4-02 | xe-0/0/3 | Peering | BGP | 10000
LNK-01676 | KL-DC-024-PE-T4-03 | xe-0/0/3 | TN-DC-022-PE-T4-02 | xe-0/0/3 | Uplink | LSP | 10000
LNK-01677 | MP-DC-014-PE-T4-04 | 1/1/c6 | PB-DC-012-PE-T4-03 | xe-0/0/2 | Backhaul | LLDP | 10000 | MP-DC-014-CBL-0819 | Yellow | ODF-4/P24 | ODF-4/P18
LNK-01678 | MP-DC-014-PE-T4-04 | 1/1/c6 | PB-DC-012-PE-T4-03 | xe-0/0/2 | Peering | BGP | 10000
LNK-01679 | KA-DC-020-PE-T4-02 | xe-0/0/2 | RJ-DC-015-PE-T4-02 | xe-0/0/2 | Uplink | LLDP | 10000 | KA-DC-020-CBL-0820 | Aqua | ODF-3/P22 | ODF-4/P23
LNK-01680 | KA-DC-020-PE-T4-02 | xe-0/0/2 | RJ-DC-015-PE-T4-02 | xe-0/0/2 | Peering | BGP | 10000
LNK-01681 | UP-DC-007-PE-T4-02 | xe-0/0/5 | UP-DC-006-PE-T4-01 | xe-0/0/1 | Uplink | LLDP | 10000 | UP-DC-007-CBL-0821 | Aqua | ODF-2/P20 | ODF-3/P14
LNK-01682 | UP-DC-007-PE-T4-02 | xe-0/0/5 | UP-DC-006-PE-T4-01 | xe-0/0/1 | Peering | BGP | 10000
LNK-01683 | AP-DC-010-PE-T4-02 | xe-0/0/2 | MP-DC-014-PE-T4-03 | 1/1/c5 | Backhaul | LLDP | 10000 | AP-DC-010-CBL-0822 | Green | ODF-4/P7 | ODF-4/P15
LNK-01684 | AP-DC-010-PE-T4-02 | xe-0/0/2 | MP-DC-014-PE-T4-03 | 1/1/c5 | Peering | BGP | 10000
LNK-01685 | AP-DC-010-PE-T4-02 | xe-0/0/2 | MP-DC-014-PE-T4-03 | 1/1/c5 | Backhaul | LSP | 10000
LNK-01686 | KA-DC-021-PE-T4-01 | xe-0/0/1 | MH-DC-003-PE-T4-02 | xe-0/0/4 | Uplink | LLDP | 10000 | KA-DC-021-CBL-0823 | Orange | ODF-1/P20 | ODF-2/P14
LNK-01687 | KA-DC-021-PE-T4-01 | xe-0/0/1 | MH-DC-003-PE-T4-02 | xe-0/0/4 | Peering | BGP | 10000
LNK-01688 | KA-DC-021-PE-T4-01 | xe-0/0/1 | MH-DC-003-PE-T4-02 | xe-0/0/4 | Uplink | LSP | 10000
LNK-01689 | DL-DC-009-PE-T4-01 | xe-0/0/5 | HR-DC-011-PE-T4-01 | xe-0/0/2 | Backhaul | LLDP | 10000 | DL-DC-009-CBL-0824 | Rose | ODF-1/P9 | ODF-1/P23
LNK-01690 | DL-DC-009-PE-T4-01 | xe-0/0/5 | HR-DC-011-PE-T4-01 | xe-0/0/2 | Peering | BGP | 10000
LNK-01691 | DL-DC-009-PE-T4-01 | xe-0/0/5 | HR-DC-011-PE-T4-01 | xe-0/0/2 | Backhaul | LSP | 10000
LNK-01692 | KA-DC-021-PE-T4-02 | xe-0/0/1 | KA-DC-020-PE-T4-01 | xe-0/0/3 | Backhaul | LLDP | 10000 | KA-DC-021-CBL-0825 | Yellow | ODF-4/P13 | ODF-2/P5
LNK-01693 | KA-DC-021-PE-T4-02 | xe-0/0/1 | KA-DC-020-PE-T4-01 | xe-0/0/3 | Peering | BGP | 10000
LNK-01694 | KA-DC-021-PE-T4-02 | xe-0/0/1 | KA-DC-020-PE-T4-01 | xe-0/0/3 | Backhaul | LSP | 10000
LNK-01695 | WB-DC-016-PE-T4-02 | xe-0/0/1 | OD-DC-018-PE-T4-01 | xe-0/0/5 | Backhaul | LLDP | 10000 | WB-DC-016-CBL-0826 | Violet | ODF-1/P24 | ODF-2/P11
LNK-01696 | WB-DC-016-PE-T4-02 | xe-0/0/1 | OD-DC-018-PE-T4-01 | xe-0/0/5 | Peering | BGP | 10000
LNK-01697 | WB-DC-016-PE-T4-02 | xe-0/0/1 | OD-DC-018-PE-T4-01 | xe-0/0/5 | Backhaul | LSP | 10000
LNK-01698 | WB-DC-016-PE-T4-02 | xe-0/0/4 | UP-DC-005-PE-T4-03 | Te0/0/0/1 | Backhaul | LLDP | 10000 | WB-DC-016-CBL-0827 | Violet | ODF-2/P17 | ODF-3/P11
LNK-01699 | WB-DC-016-PE-T4-02 | xe-0/0/4 | UP-DC-005-PE-T4-03 | Te0/0/0/1 | Peering | BGP | 10000
LNK-01700 | WB-DC-016-PE-T4-02 | xe-0/0/4 | UP-DC-005-PE-T4-03 | Te0/0/0/1 | Backhaul | LSP | 10000
LNK-01701 | OD-DC-018-PE-T4-01 | xe-0/0/1 | BR-DC-019-PE-T4-04 | Te0/0/0/4 | Uplink | LLDP | 10000 | OD-DC-018-CBL-0828 | Violet | ODF-1/P16 | ODF-3/P1
LNK-01702 | OD-DC-018-PE-T4-01 | xe-0/0/1 | BR-DC-019-PE-T4-04 | Te0/0/0/4 | Peering | BGP | 10000
LNK-01703 | KL-DC-024-PE-T4-01 | xe-0/0/1 | PB-DC-012-PE-T4-02 | xe-0/0/3 | Backhaul | LLDP | 10000 | KL-DC-024-CBL-0829 | Yellow | ODF-1/P4 | ODF-2/P1
LNK-01704 | KL-DC-024-PE-T4-01 | xe-0/0/1 | PB-DC-012-PE-T4-02 | xe-0/0/3 | Peering | BGP | 10000
LNK-01705 | TN-DC-022-PE-T4-03 | Te0/0/0/2 | BR-DC-019-PE-T4-02 | xe-0/0/1 | Uplink | LLDP | 10000 | TN-DC-022-CBL-0830 | White | ODF-1/P6 | ODF-4/P8
LNK-01706 | TN-DC-022-PE-T4-03 | Te0/0/0/2 | BR-DC-019-PE-T4-02 | xe-0/0/1 | Peering | BGP | 10000
LNK-01707 | MP-DC-014-PE-T4-04 | 1/1/c2 | TN-DC-022-PE-T4-04 | Te0/0/0/3 | Uplink | LLDP | 10000 | MP-DC-014-CBL-0831 | Blue | ODF-2/P2 | ODF-1/P1
LNK-01708 | MP-DC-014-PE-T4-04 | 1/1/c2 | TN-DC-022-PE-T4-04 | Te0/0/0/3 | Peering | BGP | 10000
LNK-01709 | MP-DC-014-PE-T4-04 | 1/1/c2 | TN-DC-022-PE-T4-04 | Te0/0/0/3 | Uplink | LSP | 10000
LNK-01710 | PB-DC-012-PE-T4-04 | xe-0/0/5 | MH-DC-002-PE-T4-02 | xe-0/0/1 | Backhaul | LLDP | 10000 | PB-DC-012-CBL-0832 | Yellow | ODF-2/P17 | ODF-1/P17
LNK-01711 | PB-DC-012-PE-T4-04 | xe-0/0/5 | MH-DC-002-PE-T4-02 | xe-0/0/1 | Peering | BGP | 10000
LNK-01712 | PB-DC-012-PE-T4-04 | xe-0/0/5 | MH-DC-002-PE-T4-02 | xe-0/0/1 | Backhaul | LSP | 10000
LNK-01713 | MP-DC-014-PE-T4-03 | 1/1/c4 | TS-DC-023-PE-T4-04 | Te0/0/0/3 | Uplink | LLDP | 10000 | MP-DC-014-CBL-0833 | Red | ODF-1/P1 | ODF-4/P9
LNK-01714 | MP-DC-014-PE-T4-03 | 1/1/c4 | TS-DC-023-PE-T4-04 | Te0/0/0/3 | Peering | BGP | 10000
LNK-01715 | WB-DC-016-PE-T4-04 | xe-0/0/1 | MH-DC-001-PE-T4-03 | Te0/0/0/2 | Uplink | LLDP | 10000 | WB-DC-016-CBL-0834 | Red | ODF-4/P24 | ODF-4/P21
LNK-01716 | WB-DC-016-PE-T4-04 | xe-0/0/1 | MH-DC-001-PE-T4-03 | Te0/0/0/2 | Peering | BGP | 10000
LNK-01717 | WB-DC-016-PE-T4-04 | xe-0/0/1 | MH-DC-001-PE-T4-03 | Te0/0/0/2 | Uplink | LSP | 10000
LNK-01718 | TS-DC-023-PE-T4-01 | xe-0/0/3 | DL-DC-009-PE-T4-04 | Te0/0/0/1 | Backhaul | LLDP | 10000 | TS-DC-023-CBL-0835 | Green | ODF-4/P2 | ODF-3/P22
LNK-01719 | TS-DC-023-PE-T4-01 | xe-0/0/3 | DL-DC-009-PE-T4-04 | Te0/0/0/1 | Peering | BGP | 10000
LNK-01720 | TS-DC-023-PE-T4-01 | xe-0/0/3 | DL-DC-009-PE-T4-04 | Te0/0/0/1 | Backhaul | LSP | 10000
LNK-01721 | PB-DC-012-PE-T4-03 | xe-0/0/4 | KA-DC-008-PE-T4-01 | xe-0/0/3 | Uplink | LLDP | 10000 | PB-DC-012-CBL-0836 | Red | ODF-1/P20 | ODF-4/P13
LNK-01722 | PB-DC-012-PE-T4-03 | xe-0/0/4 | KA-DC-008-PE-T4-01 | xe-0/0/3 | Peering | BGP | 10000
LNK-01723 | PB-DC-012-PE-T4-03 | xe-0/0/4 | KA-DC-008-PE-T4-01 | xe-0/0/3 | Uplink | LSP | 10000
LNK-01724 | KA-DC-020-PE-T4-04 | Te0/0/0/1 | KA-DC-021-PE-T4-01 | xe-0/0/2 | Backhaul | LLDP | 10000 | KA-DC-020-CBL-0837 | Red | ODF-1/P16 | ODF-1/P10
LNK-01725 | KA-DC-020-PE-T4-04 | Te0/0/0/1 | KA-DC-021-PE-T4-01 | xe-0/0/2 | Peering | BGP | 10000
LNK-01726 | KA-DC-020-PE-T4-04 | Te0/0/0/1 | KA-DC-021-PE-T4-01 | xe-0/0/2 | Backhaul | LSP | 10000
LNK-01727 | TN-DC-022-PE-T4-03 | Te0/0/0/3 | MH-DC-003-PE-T4-02 | xe-0/0/5 | Backhaul | LLDP | 10000 | TN-DC-022-CBL-0838 | Orange | ODF-3/P22 | ODF-3/P19
LNK-01728 | TN-DC-022-PE-T4-03 | Te0/0/0/3 | MH-DC-003-PE-T4-02 | xe-0/0/5 | Peering | BGP | 10000
LNK-01729 | KA-DC-020-PE-T4-03 | Te0/0/0/4 | TS-DC-023-PE-T4-04 | Te0/0/0/5 | Uplink | LLDP | 10000 | KA-DC-020-CBL-0839 | Green | ODF-3/P3 | ODF-4/P21
LNK-01730 | KA-DC-020-PE-T4-03 | Te0/0/0/4 | TS-DC-023-PE-T4-04 | Te0/0/0/5 | Peering | BGP | 10000
LNK-01731 | KA-DC-020-PE-T4-03 | Te0/0/0/4 | TS-DC-023-PE-T4-04 | Te0/0/0/5 | Uplink | LSP | 10000
LNK-01732 | KA-DC-020-PE-T4-01 | xe-0/0/1 | TN-DC-022-PE-T4-03 | Te0/0/0/1 | Uplink | LLDP | 10000 | KA-DC-020-CBL-0840 | Yellow | ODF-1/P16 | ODF-1/P22
LNK-01733 | KA-DC-020-PE-T4-01 | xe-0/0/1 | TN-DC-022-PE-T4-03 | Te0/0/0/1 | Peering | BGP | 10000
LNK-01734 | KA-DC-020-PE-T4-01 | xe-0/0/1 | TN-DC-022-PE-T4-03 | Te0/0/0/1 | Uplink | LSP | 10000
LNK-01735 | KA-DC-021-PE-T4-03 | 1/1/c5 | UP-DC-007-PE-T4-03 | xe-0/0/4 | Backhaul | LLDP | 10000 | KA-DC-021-CBL-0841 | Blue | ODF-1/P9 | ODF-4/P7
LNK-01736 | KA-DC-021-PE-T4-03 | 1/1/c5 | UP-DC-007-PE-T4-03 | xe-0/0/4 | Peering | BGP | 10000
LNK-01737 | KA-DC-021-PE-T4-03 | 1/1/c5 | UP-DC-007-PE-T4-03 | xe-0/0/4 | Backhaul | LSP | 10000
LNK-01738 | MH-DC-002-PE-T4-02 | xe-0/0/2 | OD-DC-018-PE-T4-02 | xe-0/0/3 | Uplink | LLDP | 10000 | MH-DC-002-CBL-0842 | Slate | ODF-3/P3 | ODF-3/P15
LNK-01739 | MH-DC-002-PE-T4-02 | xe-0/0/2 | OD-DC-018-PE-T4-02 | xe-0/0/3 | Peering | BGP | 10000
LNK-01740 | MH-DC-002-PE-T4-02 | xe-0/0/2 | OD-DC-018-PE-T4-02 | xe-0/0/3 | Uplink | LSP | 10000
LNK-01741 | TN-DC-022-PE-T4-02 | xe-0/0/1 | DL-DC-009-PE-T4-02 | xe-0/0/3 | Backhaul | LLDP | 10000 | TN-DC-022-CBL-0843 | White | ODF-2/P7 | ODF-2/P17
LNK-01742 | TN-DC-022-PE-T4-02 | xe-0/0/1 | DL-DC-009-PE-T4-02 | xe-0/0/3 | Peering | BGP | 10000
LNK-01743 | MH-DC-003-PE-T4-01 | xe-0/0/4 | MH-DC-004-PE-T4-02 | xe-0/0/2 | Backhaul | LLDP | 10000 | MH-DC-003-CBL-0844 | Red | ODF-1/P12 | ODF-4/P17
LNK-01744 | MH-DC-003-PE-T4-01 | xe-0/0/4 | MH-DC-004-PE-T4-02 | xe-0/0/2 | Peering | BGP | 10000
LNK-01745 | KA-DC-008-PE-T4-04 | xe-0/0/1 | UP-DC-007-PE-T4-02 | xe-0/0/2 | Backhaul | LLDP | 10000 | KA-DC-008-CBL-0845 | Green | ODF-2/P22 | ODF-3/P22
LNK-01746 | KA-DC-008-PE-T4-04 | xe-0/0/1 | UP-DC-007-PE-T4-02 | xe-0/0/2 | Peering | BGP | 10000
LNK-01747 | DL-DC-009-PE-T4-02 | xe-0/0/5 | MH-DC-001-PE-T4-02 | xe-0/0/2 | Backhaul | LLDP | 10000 | DL-DC-009-CBL-0846 | Violet | ODF-2/P17 | ODF-2/P24
LNK-01748 | DL-DC-009-PE-T4-02 | xe-0/0/5 | MH-DC-001-PE-T4-02 | xe-0/0/2 | Peering | BGP | 10000
LNK-01749 | DL-DC-009-PE-T4-02 | xe-0/0/5 | MH-DC-001-PE-T4-02 | xe-0/0/2 | Backhaul | LSP | 10000
LNK-01750 | MH-DC-002-PE-T4-02 | xe-0/0/5 | UP-DC-007-PE-T4-04 | xe-0/0/1 | Backhaul | LLDP | 10000 | MH-DC-002-CBL-0847 | Red | ODF-4/P20 | ODF-2/P1
LNK-01751 | MH-DC-002-PE-T4-02 | xe-0/0/5 | UP-DC-007-PE-T4-04 | xe-0/0/1 | Peering | BGP | 10000
LNK-01752 | MH-DC-002-PE-T4-02 | xe-0/0/5 | UP-DC-007-PE-T4-04 | xe-0/0/1 | Backhaul | LSP | 10000
LNK-01753 | UP-DC-006-PE-T4-03 | xe-0/0/4 | AP-DC-010-PE-T4-04 | Te0/0/0/1 | Backhaul | LLDP | 10000 | UP-DC-006-CBL-0848 | Black | ODF-4/P5 | ODF-4/P16
LNK-01754 | UP-DC-006-PE-T4-03 | xe-0/0/4 | AP-DC-010-PE-T4-04 | Te0/0/0/1 | Peering | BGP | 10000
LNK-01755 | UP-DC-006-PE-T4-03 | xe-0/0/4 | AP-DC-010-PE-T4-04 | Te0/0/0/1 | Backhaul | LSP | 10000
LNK-01756 | MH-DC-002-PE-T4-01 | xe-0/0/5 | RJ-DC-015-PE-T4-04 | 1/1/c5 | Backhaul | LLDP | 10000 | MH-DC-002-CBL-0849 | Slate | ODF-1/P16 | ODF-1/P13
LNK-01757 | MH-DC-002-PE-T4-01 | xe-0/0/5 | RJ-DC-015-PE-T4-04 | 1/1/c5 | Peering | BGP | 10000
LNK-01758 | MH-DC-002-PE-T4-01 | xe-0/0/5 | RJ-DC-015-PE-T4-04 | 1/1/c5 | Backhaul | LSP | 10000
LNK-01759 | MH-DC-004-PE-T4-04 | xe-0/0/2 | UP-DC-007-PE-T4-04 | xe-0/0/2 | Uplink | LLDP | 10000 | MH-DC-004-CBL-0850 | Blue | ODF-4/P12 | ODF-3/P14
LNK-01760 | MH-DC-004-PE-T4-04 | xe-0/0/2 | UP-DC-007-PE-T4-04 | xe-0/0/2 | Peering | BGP | 10000
LNK-01761 | UP-DC-005-PE-T4-02 | xe-0/0/4 | MH-DC-003-PE-T4-04 | xe-0/0/4 | Backhaul | LLDP | 10000 | UP-DC-005-CBL-0851 | Red | ODF-3/P9 | ODF-1/P18
LNK-01762 | UP-DC-005-PE-T4-02 | xe-0/0/4 | MH-DC-003-PE-T4-04 | xe-0/0/4 | Peering | BGP | 10000
LNK-01763 | UP-DC-005-PE-T4-02 | xe-0/0/4 | MH-DC-003-PE-T4-04 | xe-0/0/4 | Backhaul | LSP | 10000
LNK-01764 | KL-DC-024-PE-T4-02 | xe-0/0/1 | MP-DC-014-PE-T4-01 | xe-0/0/3 | Uplink | LLDP | 10000 | KL-DC-024-CBL-0852 | Yellow | ODF-2/P15 | ODF-4/P1
LNK-01765 | KL-DC-024-PE-T4-02 | xe-0/0/1 | MP-DC-014-PE-T4-01 | xe-0/0/3 | Peering | BGP | 10000
LNK-01766 | MH-DC-003-PE-T4-01 | xe-0/0/2 | KL-DC-024-PE-T4-02 | xe-0/0/5 | Uplink | LLDP | 10000 | MH-DC-003-CBL-0853 | Violet | ODF-1/P10 | ODF-4/P8
LNK-01767 | MH-DC-003-PE-T4-01 | xe-0/0/2 | KL-DC-024-PE-T4-02 | xe-0/0/5 | Peering | BGP | 10000
LNK-01768 | MH-DC-003-PE-T4-01 | xe-0/0/2 | KL-DC-024-PE-T4-02 | xe-0/0/5 | Uplink | LSP | 10000
LNK-01769 | MP-DC-014-PE-T4-02 | xe-0/0/4 | RJ-DC-015-PE-T4-04 | 1/1/c3 | Backhaul | LLDP | 10000 | MP-DC-014-CBL-0854 | Rose | ODF-3/P2 | ODF-1/P20
LNK-01770 | MP-DC-014-PE-T4-02 | xe-0/0/4 | RJ-DC-015-PE-T4-04 | 1/1/c3 | Peering | BGP | 10000
LNK-01771 | MP-DC-014-PE-T4-02 | xe-0/0/4 | RJ-DC-015-PE-T4-04 | 1/1/c3 | Backhaul | LSP | 10000
LNK-01772 | MH-DC-001-PE-T4-03 | Te0/0/0/1 | BR-DC-019-PE-T4-01 | xe-0/0/1 | Uplink | LLDP | 10000 | MH-DC-001-CBL-0855 | Green | ODF-2/P19 | ODF-2/P9
LNK-01773 | MH-DC-001-PE-T4-03 | Te0/0/0/1 | BR-DC-019-PE-T4-01 | xe-0/0/1 | Peering | BGP | 10000
LNK-01774 | MH-DC-001-PE-T4-03 | Te0/0/0/1 | BR-DC-019-PE-T4-01 | xe-0/0/1 | Uplink | LSP | 10000
LNK-01775 | RJ-DC-015-PE-T4-01 | xe-0/0/2 | PB-DC-012-PE-T4-02 | xe-0/0/1 | Backhaul | LLDP | 10000 | RJ-DC-015-CBL-0856 | Aqua | ODF-2/P23 | ODF-1/P6
LNK-01776 | RJ-DC-015-PE-T4-01 | xe-0/0/2 | PB-DC-012-PE-T4-02 | xe-0/0/1 | Peering | BGP | 10000
LNK-01777 | KA-DC-021-PE-T4-01 | xe-0/0/4 | HR-DC-011-PE-T4-03 | xe-0/0/2 | Uplink | LLDP | 10000 | KA-DC-021-CBL-0857 | Aqua | ODF-4/P6 | ODF-3/P24
LNK-01778 | KA-DC-021-PE-T4-01 | xe-0/0/4 | HR-DC-011-PE-T4-03 | xe-0/0/2 | Peering | BGP | 10000
LNK-01779 | PB-DC-012-PE-T4-01 | xe-0/0/1 | KA-DC-021-PE-T4-03 | 1/1/c6 | Backhaul | LLDP | 10000 | PB-DC-012-CBL-0858 | Orange | ODF-3/P1 | ODF-3/P4
LNK-01780 | PB-DC-012-PE-T4-01 | xe-0/0/1 | KA-DC-021-PE-T4-03 | 1/1/c6 | Peering | BGP | 10000
LNK-01781 | WB-DC-017-PE-T4-02 | xe-0/0/3 | TS-DC-023-PE-T4-03 | Te0/0/0/2 | Backhaul | LLDP | 10000 | WB-DC-017-CBL-0859 | Brown | ODF-1/P17 | ODF-2/P23
LNK-01782 | WB-DC-017-PE-T4-02 | xe-0/0/3 | TS-DC-023-PE-T4-03 | Te0/0/0/2 | Peering | BGP | 10000
LNK-01783 | TN-DC-022-PE-T4-01 | xe-0/0/2 | UP-DC-005-PE-T4-01 | xe-0/0/3 | Backhaul | LLDP | 10000 | TN-DC-022-CBL-0860 | White | ODF-2/P18 | ODF-2/P7
LNK-01784 | TN-DC-022-PE-T4-01 | xe-0/0/2 | UP-DC-005-PE-T4-01 | xe-0/0/3 | Peering | BGP | 10000
LNK-01785 | TN-DC-022-PE-T4-01 | xe-0/0/2 | UP-DC-005-PE-T4-01 | xe-0/0/3 | Backhaul | LSP | 10000
LNK-01786 | BR-DC-019-PE-T4-02 | xe-0/0/5 | KA-DC-021-PE-T4-04 | 1/1/c5 | Backhaul | LLDP | 10000 | BR-DC-019-CBL-0861 | Black | ODF-4/P22 | ODF-1/P1
LNK-01787 | BR-DC-019-PE-T4-02 | xe-0/0/5 | KA-DC-021-PE-T4-04 | 1/1/c5 | Peering | BGP | 10000
LNK-01788 | KA-DC-021-PE-T4-04 | 1/1/c4 | AP-DC-010-PE-T4-01 | xe-0/0/4 | Backhaul | LLDP | 10000 | KA-DC-021-CBL-0862 | White | ODF-4/P11 | ODF-3/P6
LNK-01789 | KA-DC-021-PE-T4-04 | 1/1/c4 | AP-DC-010-PE-T4-01 | xe-0/0/4 | Peering | BGP | 10000
LNK-01790 | KA-DC-021-PE-T4-04 | 1/1/c4 | AP-DC-010-PE-T4-01 | xe-0/0/4 | Backhaul | LSP | 10000
LNK-01791 | MH-DC-004-PE-T4-01 | xe-0/0/1 | AP-DC-010-PE-T4-02 | xe-0/0/1 | Backhaul | LLDP | 10000 | MH-DC-004-CBL-0863 | Aqua | ODF-3/P16 | ODF-3/P1
LNK-01792 | MH-DC-004-PE-T4-01 | xe-0/0/1 | AP-DC-010-PE-T4-02 | xe-0/0/1 | Peering | BGP | 10000
LNK-01793 | WB-DC-017-PE-T4-03 | 1/1/c5 | UP-DC-006-PE-T4-04 | xe-0/0/3 | Uplink | LLDP | 10000 | WB-DC-017-CBL-0864 | Yellow | ODF-3/P1 | ODF-4/P3
LNK-01794 | WB-DC-017-PE-T4-03 | 1/1/c5 | UP-DC-006-PE-T4-04 | xe-0/0/3 | Peering | BGP | 10000
LNK-01795 | WB-DC-017-PE-T4-03 | 1/1/c5 | UP-DC-006-PE-T4-04 | xe-0/0/3 | Uplink | LSP | 10000
LNK-01796 | WB-DC-017-PE-T4-01 | xe-0/0/1 | UP-DC-005-PE-T4-04 | Te0/0/0/2 | Uplink | LLDP | 10000 | WB-DC-017-CBL-0865 | Yellow | ODF-4/P19 | ODF-3/P21
LNK-01797 | WB-DC-017-PE-T4-01 | xe-0/0/1 | UP-DC-005-PE-T4-04 | Te0/0/0/2 | Peering | BGP | 10000
LNK-01798 | MP-DC-014-PE-T4-04 | 1/1/c3 | WB-DC-017-PE-T4-02 | xe-0/0/1 | Uplink | LLDP | 10000 | MP-DC-014-CBL-0866 | Brown | ODF-2/P15 | ODF-3/P2
LNK-01799 | MP-DC-014-PE-T4-04 | 1/1/c3 | WB-DC-017-PE-T4-02 | xe-0/0/1 | Peering | BGP | 10000
LNK-01800 | PB-DC-012-PE-T4-04 | xe-0/0/4 | KA-DC-008-PE-T4-03 | xe-0/0/3 | Uplink | LLDP | 10000 | PB-DC-012-CBL-0867 | Brown | ODF-1/P19 | ODF-1/P24
LNK-01801 | PB-DC-012-PE-T4-04 | xe-0/0/4 | KA-DC-008-PE-T4-03 | xe-0/0/3 | Peering | BGP | 10000
LNK-01802 | KA-DC-008-PE-T4-04 | xe-0/0/3 | AP-DC-010-PE-T4-01 | xe-0/0/1 | Backhaul | LLDP | 10000 | KA-DC-008-CBL-0868 | Aqua | ODF-1/P12 | ODF-3/P8
LNK-01803 | KA-DC-008-PE-T4-04 | xe-0/0/3 | AP-DC-010-PE-T4-01 | xe-0/0/1 | Peering | BGP | 10000
LNK-01804 | TS-DC-023-PE-T4-03 | Te0/0/0/3 | WB-DC-017-PE-T4-04 | 1/1/c6 | Uplink | LLDP | 10000 | TS-DC-023-CBL-0869 | Aqua | ODF-3/P14 | ODF-4/P23
LNK-01805 | TS-DC-023-PE-T4-03 | Te0/0/0/3 | WB-DC-017-PE-T4-04 | 1/1/c6 | Peering | BGP | 10000
LNK-01806 | PB-DC-012-PE-T4-02 | xe-0/0/4 | WB-DC-016-PE-T4-03 | xe-0/0/3 | Backhaul | LLDP | 10000 | PB-DC-012-CBL-0870 | Orange | ODF-1/P2 | ODF-1/P11
LNK-01807 | PB-DC-012-PE-T4-02 | xe-0/0/4 | WB-DC-016-PE-T4-03 | xe-0/0/3 | Peering | BGP | 10000
LNK-01808 | PB-DC-012-PE-T4-02 | xe-0/0/4 | WB-DC-016-PE-T4-03 | xe-0/0/3 | Backhaul | LSP | 10000
LNK-01809 | MH-DC-002-PE-T4-03 | Te0/0/0/4 | UP-DC-006-PE-T4-02 | xe-0/0/5 | Uplink | LLDP | 10000 | MH-DC-002-CBL-0871 | Blue | ODF-4/P9 | ODF-3/P17
LNK-01810 | MH-DC-002-PE-T4-03 | Te0/0/0/4 | UP-DC-006-PE-T4-02 | xe-0/0/5 | Peering | BGP | 10000
LNK-01811 | MH-DC-002-PE-T4-03 | Te0/0/0/4 | UP-DC-006-PE-T4-02 | xe-0/0/5 | Uplink | LSP | 10000
LNK-01812 | BR-DC-019-PE-T4-03 | Te0/0/0/5 | HR-DC-011-PE-T4-01 | xe-0/0/3 | Backhaul | LLDP | 10000 | BR-DC-019-CBL-0872 | Brown | ODF-3/P9 | ODF-4/P21
LNK-01813 | BR-DC-019-PE-T4-03 | Te0/0/0/5 | HR-DC-011-PE-T4-01 | xe-0/0/3 | Peering | BGP | 10000
LNK-01814 | BR-DC-019-PE-T4-03 | Te0/0/0/5 | HR-DC-011-PE-T4-01 | xe-0/0/3 | Backhaul | LSP | 10000
LNK-01815 | DL-DC-009-PE-T4-02 | xe-0/0/4 | KA-DC-020-PE-T4-02 | xe-0/0/1 | Uplink | LLDP | 10000 | DL-DC-009-CBL-0873 | White | ODF-4/P13 | ODF-4/P1
LNK-01816 | DL-DC-009-PE-T4-02 | xe-0/0/4 | KA-DC-020-PE-T4-02 | xe-0/0/1 | Peering | BGP | 10000
LNK-01817 | DL-DC-009-PE-T4-02 | xe-0/0/4 | KA-DC-020-PE-T4-02 | xe-0/0/1 | Uplink | LSP | 10000
LNK-01818 | TS-DC-023-PE-T4-01 | xe-0/0/5 | WB-DC-016-PE-T4-03 | xe-0/0/2 | Uplink | LLDP | 10000 | TS-DC-023-CBL-0874 | Violet | ODF-3/P6 | ODF-3/P5
LNK-01819 | TS-DC-023-PE-T4-01 | xe-0/0/5 | WB-DC-016-PE-T4-03 | xe-0/0/2 | Peering | BGP | 10000
LNK-01820 | BR-DC-019-PE-T4-03 | Te0/0/0/3 | WB-DC-017-PE-T4-04 | 1/1/c4 | Uplink | LLDP | 10000 | BR-DC-019-CBL-0875 | Black | ODF-4/P16 | ODF-1/P11
LNK-01821 | BR-DC-019-PE-T4-03 | Te0/0/0/3 | WB-DC-017-PE-T4-04 | 1/1/c4 | Peering | BGP | 10000
LNK-01822 | MH-DC-004-PE-T4-04 | xe-0/0/5 | TS-DC-023-PE-T4-02 | xe-0/0/5 | Backhaul | LLDP | 10000 | MH-DC-004-CBL-0876 | Black | ODF-2/P4 | ODF-1/P18
LNK-01823 | MH-DC-004-PE-T4-04 | xe-0/0/5 | TS-DC-023-PE-T4-02 | xe-0/0/5 | Peering | BGP | 10000
LNK-01824 | MH-DC-004-PE-T4-04 | xe-0/0/5 | TS-DC-023-PE-T4-02 | xe-0/0/5 | Backhaul | LSP | 10000
LNK-01825 | AP-DC-010-PE-T4-03 | Te0/0/0/2 | KA-DC-008-PE-T4-02 | xe-0/0/2 | Backhaul | LLDP | 10000 | AP-DC-010-CBL-0877 | Green | ODF-3/P24 | ODF-4/P13
LNK-01826 | AP-DC-010-PE-T4-03 | Te0/0/0/2 | KA-DC-008-PE-T4-02 | xe-0/0/2 | Peering | BGP | 10000
LNK-01827 | OD-DC-018-PE-T4-03 | xe-0/0/4 | TS-DC-023-PE-T4-02 | xe-0/0/4 | Backhaul | LLDP | 10000 | OD-DC-018-CBL-0878 | Rose | ODF-1/P3 | ODF-3/P11
LNK-01828 | OD-DC-018-PE-T4-03 | xe-0/0/4 | TS-DC-023-PE-T4-02 | xe-0/0/4 | Peering | BGP | 10000
LNK-01829 | OD-DC-018-PE-T4-03 | xe-0/0/4 | TS-DC-023-PE-T4-02 | xe-0/0/4 | Backhaul | LSP | 10000
LNK-01830 | MP-DC-014-PE-T4-03 | 1/1/c6 | KA-DC-008-PE-T4-02 | xe-0/0/3 | Uplink | LLDP | 10000 | MP-DC-014-CBL-0879 | White | ODF-2/P13 | ODF-3/P3
LNK-01831 | MP-DC-014-PE-T4-03 | 1/1/c6 | KA-DC-008-PE-T4-02 | xe-0/0/3 | Peering | BGP | 10000
LNK-01832 | MP-DC-014-PE-T4-03 | 1/1/c6 | KA-DC-008-PE-T4-02 | xe-0/0/3 | Uplink | LSP | 10000
LNK-01833 | KL-DC-024-PE-T4-03 | xe-0/0/4 | DL-DC-009-PE-T4-01 | xe-0/0/1 | Uplink | LLDP | 10000 | KL-DC-024-CBL-0880 | Violet | ODF-2/P2 | ODF-1/P9
LNK-01834 | KL-DC-024-PE-T4-03 | xe-0/0/4 | DL-DC-009-PE-T4-01 | xe-0/0/1 | Peering | BGP | 10000
LNK-01835 | KL-DC-024-PE-T4-03 | xe-0/0/4 | DL-DC-009-PE-T4-01 | xe-0/0/1 | Uplink | LSP | 10000
LNK-01836 | UP-DC-005-PE-T4-03 | Te0/0/0/3 | KA-DC-008-PE-T4-03 | xe-0/0/1 | Uplink | LLDP | 10000 | UP-DC-005-CBL-0881 | Green | ODF-1/P3 | ODF-2/P15
LNK-01837 | UP-DC-005-PE-T4-03 | Te0/0/0/3 | KA-DC-008-PE-T4-03 | xe-0/0/1 | Peering | BGP | 10000
LNK-01838 | HR-DC-011-PE-T4-04 | xe-0/0/3 | TS-DC-023-PE-T4-03 | Te0/0/0/5 | Backhaul | LLDP | 10000 | HR-DC-011-CBL-0882 | Slate | ODF-4/P21 | ODF-2/P23
LNK-01839 | HR-DC-011-PE-T4-04 | xe-0/0/3 | TS-DC-023-PE-T4-03 | Te0/0/0/5 | Peering | BGP | 10000
LNK-01840 | RJ-DC-015-PE-T4-04 | 1/1/c2 | MH-DC-002-PE-T4-04 | Te0/0/0/2 | Uplink | LLDP | 10000 | RJ-DC-015-CBL-0883 | Rose | ODF-1/P3 | ODF-2/P20
LNK-01841 | RJ-DC-015-PE-T4-04 | 1/1/c2 | MH-DC-002-PE-T4-04 | Te0/0/0/2 | Peering | BGP | 10000
LNK-01842 | TN-DC-022-PE-T4-01 | xe-0/0/5 | MH-DC-002-PE-T4-04 | Te0/0/0/5 | Uplink | LLDP | 10000 | TN-DC-022-CBL-0884 | Orange | ODF-1/P15 | ODF-1/P16
LNK-01843 | TN-DC-022-PE-T4-01 | xe-0/0/5 | MH-DC-002-PE-T4-04 | Te0/0/0/5 | Peering | BGP | 10000
LNK-01844 | TN-DC-022-PE-T4-01 | xe-0/0/5 | MH-DC-002-PE-T4-04 | Te0/0/0/5 | Uplink | LSP | 10000
LNK-01845 | HR-DC-011-PE-T4-02 | xe-0/0/3 | TS-DC-023-PE-T4-01 | xe-0/0/1 | Backhaul | LLDP | 10000 | HR-DC-011-CBL-0885 | Brown | ODF-4/P13 | ODF-4/P17
LNK-01846 | HR-DC-011-PE-T4-02 | xe-0/0/3 | TS-DC-023-PE-T4-01 | xe-0/0/1 | Peering | BGP | 10000
LNK-01847 | UP-DC-007-PE-T4-01 | xe-0/0/4 | WB-DC-016-PE-T4-04 | xe-0/0/4 | Backhaul | LLDP | 10000 | UP-DC-007-CBL-0886 | Black | ODF-4/P23 | ODF-1/P20
LNK-01848 | UP-DC-007-PE-T4-01 | xe-0/0/4 | WB-DC-016-PE-T4-04 | xe-0/0/4 | Peering | BGP | 10000
LNK-01849 | WB-DC-016-PE-T4-01 | xe-0/0/3 | KA-DC-008-PE-T4-02 | xe-0/0/1 | Uplink | LLDP | 10000 | WB-DC-016-CBL-0887 | Orange | ODF-1/P20 | ODF-3/P8
LNK-01850 | WB-DC-016-PE-T4-01 | xe-0/0/3 | KA-DC-008-PE-T4-02 | xe-0/0/1 | Peering | BGP | 10000
LNK-01851 | WB-DC-016-PE-T4-01 | xe-0/0/3 | KA-DC-008-PE-T4-02 | xe-0/0/1 | Uplink | LSP | 10000
LNK-01852 | BR-DC-019-PE-T4-01 | xe-0/0/2 | KA-DC-021-PE-T4-02 | xe-0/0/3 | Uplink | LLDP | 10000 | BR-DC-019-CBL-0888 | Yellow | ODF-4/P12 | ODF-1/P5
LNK-01853 | BR-DC-019-PE-T4-01 | xe-0/0/2 | KA-DC-021-PE-T4-02 | xe-0/0/3 | Peering | BGP | 10000
LNK-01854 | BR-DC-019-PE-T4-01 | xe-0/0/2 | KA-DC-021-PE-T4-02 | xe-0/0/3 | Uplink | LSP | 10000
LNK-01855 | HR-DC-011-PE-T4-02 | xe-0/0/4 | UP-DC-006-PE-T4-03 | xe-0/0/3 | Backhaul | LLDP | 10000 | HR-DC-011-CBL-0889 | Black | ODF-2/P5 | ODF-3/P19
LNK-01856 | HR-DC-011-PE-T4-02 | xe-0/0/4 | UP-DC-006-PE-T4-03 | xe-0/0/3 | Peering | BGP | 10000
LNK-01857 | HR-DC-011-PE-T4-02 | xe-0/0/4 | UP-DC-006-PE-T4-03 | xe-0/0/3 | Backhaul | LSP | 10000
LNK-01858 | KL-DC-024-PE-T4-04 | xe-0/0/1 | KA-DC-008-PE-T4-04 | xe-0/0/5 | Backhaul | LLDP | 10000 | KL-DC-024-CBL-0890 | Black | ODF-1/P12 | ODF-1/P13
LNK-01859 | KL-DC-024-PE-T4-04 | xe-0/0/1 | KA-DC-008-PE-T4-04 | xe-0/0/5 | Peering | BGP | 10000
LNK-01860 | KL-DC-024-PE-T4-04 | xe-0/0/1 | KA-DC-008-PE-T4-04 | xe-0/0/5 | Backhaul | LSP | 10000
LNK-01861 | AP-DC-010-PE-T4-03 | Te0/0/0/1 | KL-DC-024-PE-T4-04 | xe-0/0/3 | Backhaul | LLDP | 10000 | AP-DC-010-CBL-0891 | Slate | ODF-1/P15 | ODF-4/P5
LNK-01862 | AP-DC-010-PE-T4-03 | Te0/0/0/1 | KL-DC-024-PE-T4-04 | xe-0/0/3 | Peering | BGP | 10000
LNK-01863 | AP-DC-010-PE-T4-03 | Te0/0/0/1 | KL-DC-024-PE-T4-04 | xe-0/0/3 | Backhaul | LSP | 10000
LNK-01864 | UP-DC-005-PE-T4-04 | Te0/0/0/1 | KL-DC-024-PE-T4-03 | xe-0/0/1 | Backhaul | LLDP | 10000 | UP-DC-005-CBL-0892 | Rose | ODF-4/P2 | ODF-3/P20
LNK-01865 | UP-DC-005-PE-T4-04 | Te0/0/0/1 | KL-DC-024-PE-T4-03 | xe-0/0/1 | Peering | BGP | 10000
LNK-01866 | UP-DC-005-PE-T4-04 | Te0/0/0/1 | KL-DC-024-PE-T4-03 | xe-0/0/1 | Backhaul | LSP | 10000
LNK-01867 | TN-DC-022-PE-T4-03 | Te0/0/0/5 | KA-DC-021-PE-T4-01 | xe-0/0/3 | Backhaul | LLDP | 10000 | TN-DC-022-CBL-0893 | Aqua | ODF-1/P23 | ODF-2/P20
LNK-01868 | TN-DC-022-PE-T4-03 | Te0/0/0/5 | KA-DC-021-PE-T4-01 | xe-0/0/3 | Peering | BGP | 10000
LNK-01869 | TN-DC-022-PE-T4-03 | Te0/0/0/5 | KA-DC-021-PE-T4-01 | xe-0/0/3 | Backhaul | LSP | 10000
LNK-01870 | AP-DC-010-PE-T4-01 | xe-0/0/3 | BR-DC-019-PE-T4-04 | Te0/0/0/1 | Backhaul | LLDP | 10000 | AP-DC-010-CBL-0894 | Rose | ODF-3/P18 | ODF-2/P13
LNK-01871 | AP-DC-010-PE-T4-01 | xe-0/0/3 | BR-DC-019-PE-T4-04 | Te0/0/0/1 | Peering | BGP | 10000
LNK-01872 | AP-DC-010-PE-T4-04 | Te0/0/0/2 | KA-DC-020-PE-T4-03 | Te0/0/0/5 | Backhaul | LLDP | 10000 | AP-DC-010-CBL-0895 | Yellow | ODF-1/P15 | ODF-3/P8
LNK-01873 | AP-DC-010-PE-T4-04 | Te0/0/0/2 | KA-DC-020-PE-T4-03 | Te0/0/0/5 | Peering | BGP | 10000
LNK-01874 | AP-DC-010-PE-T4-04 | Te0/0/0/2 | KA-DC-020-PE-T4-03 | Te0/0/0/5 | Backhaul | LSP | 10000
LNK-01875 | KA-DC-020-PE-T4-04 | Te0/0/0/3 | DL-DC-009-PE-T4-03 | Te0/0/0/1 | Backhaul | LLDP | 10000 | KA-DC-020-CBL-0896 | Red | ODF-3/P18 | ODF-3/P15
LNK-01876 | KA-DC-020-PE-T4-04 | Te0/0/0/3 | DL-DC-009-PE-T4-03 | Te0/0/0/1 | Peering | BGP | 10000
LNK-01877 | RJ-DC-015-PE-T4-01 | xe-0/0/4 | BR-DC-019-PE-T4-04 | Te0/0/0/5 | Backhaul | LLDP | 10000 | RJ-DC-015-CBL-0897 | White | ODF-1/P10 | ODF-4/P16
LNK-01878 | RJ-DC-015-PE-T4-01 | xe-0/0/4 | BR-DC-019-PE-T4-04 | Te0/0/0/5 | Peering | BGP | 10000
LNK-01879 | RJ-DC-015-PE-T4-01 | xe-0/0/3 | MH-DC-004-PE-T4-03 | xe-0/0/2 | Backhaul | LLDP | 10000 | RJ-DC-015-CBL-0898 | White | ODF-2/P13 | ODF-4/P18
LNK-01880 | RJ-DC-015-PE-T4-01 | xe-0/0/3 | MH-DC-004-PE-T4-03 | xe-0/0/2 | Peering | BGP | 10000
LNK-01881 | DL-DC-009-PE-T4-03 | Te0/0/0/4 | WB-DC-016-PE-T4-04 | xe-0/0/3 | Uplink | LLDP | 10000 | DL-DC-009-CBL-0899 | Orange | ODF-2/P2 | ODF-2/P1
LNK-01882 | DL-DC-009-PE-T4-03 | Te0/0/0/4 | WB-DC-016-PE-T4-04 | xe-0/0/3 | Peering | BGP | 10000
LNK-01883 | MP-DC-014-PE-T4-02 | xe-0/0/5 | UP-DC-005-PE-T4-04 | Te0/0/0/4 | Uplink | LLDP | 10000 | MP-DC-014-CBL-0900 | Violet | ODF-3/P13 | ODF-4/P7
LNK-01884 | MP-DC-014-PE-T4-02 | xe-0/0/5 | UP-DC-005-PE-T4-04 | Te0/0/0/4 | Peering | BGP | 10000
LNK-01885 | MP-DC-014-PE-T4-02 | xe-0/0/5 | UP-DC-005-PE-T4-04 | Te0/0/0/4 | Uplink | LSP | 10000
LNK-01886 | HR-DC-011-PE-T4-02 | xe-0/0/1 | UP-DC-006-PE-T4-03 | xe-0/0/2 | Backhaul | LLDP | 10000 | HR-DC-011-CBL-0901 | Orange | ODF-1/P10 | ODF-3/P7
LNK-01887 | HR-DC-011-PE-T4-02 | xe-0/0/1 | UP-DC-006-PE-T4-03 | xe-0/0/2 | Peering | BGP | 10000
LNK-01888 | HR-DC-011-PE-T4-02 | xe-0/0/1 | UP-DC-006-PE-T4-03 | xe-0/0/2 | Backhaul | LSP | 10000
LNK-01889 | UP-DC-006-PE-T4-01 | xe-0/0/4 | WB-DC-016-PE-T4-03 | xe-0/0/1 | Uplink | LLDP | 10000 | UP-DC-006-CBL-0902 | Green | ODF-1/P1 | ODF-2/P8
LNK-01890 | UP-DC-006-PE-T4-01 | xe-0/0/4 | WB-DC-016-PE-T4-03 | xe-0/0/1 | Peering | BGP | 10000
LNK-01891 | UP-DC-006-PE-T4-01 | xe-0/0/4 | WB-DC-016-PE-T4-03 | xe-0/0/1 | Uplink | LSP | 10000
LNK-01892 | KL-DC-024-PE-T4-01 | xe-0/0/2 | MH-DC-002-PE-T4-01 | xe-0/0/2 | Backhaul | LLDP | 10000 | KL-DC-024-CBL-0903 | Rose | ODF-1/P6 | ODF-3/P12
LNK-01893 | KL-DC-024-PE-T4-01 | xe-0/0/2 | MH-DC-002-PE-T4-01 | xe-0/0/2 | Peering | BGP | 10000
LNK-01894 | KL-DC-024-PE-T4-01 | xe-0/0/2 | MH-DC-002-PE-T4-01 | xe-0/0/2 | Backhaul | LSP | 10000
LNK-01895 | KA-DC-021-PE-T4-01 | xe-0/0/5 | BR-DC-019-PE-T4-03 | Te0/0/0/4 | Backhaul | LLDP | 10000 | KA-DC-021-CBL-0904 | Green | ODF-4/P13 | ODF-1/P18
LNK-01896 | KA-DC-021-PE-T4-01 | xe-0/0/5 | BR-DC-019-PE-T4-03 | Te0/0/0/4 | Peering | BGP | 10000
LNK-01897 | KA-DC-021-PE-T4-01 | xe-0/0/5 | BR-DC-019-PE-T4-03 | Te0/0/0/4 | Backhaul | LSP | 10000
LNK-01898 | OD-DC-018-PE-T4-04 | xe-0/0/5 | RJ-DC-015-PE-T4-03 | 1/1/c2 | Uplink | LLDP | 10000 | OD-DC-018-CBL-0905 | Aqua | ODF-1/P9 | ODF-3/P21
LNK-01899 | OD-DC-018-PE-T4-04 | xe-0/0/5 | RJ-DC-015-PE-T4-03 | 1/1/c2 | Peering | BGP | 10000
LNK-01900 | UP-DC-007-PE-T4-01 | xe-0/0/1 | TS-DC-023-PE-T4-04 | Te0/0/0/2 | Backhaul | LLDP | 10000 | UP-DC-007-CBL-0906 | White | ODF-1/P11 | ODF-2/P20
LNK-01901 | UP-DC-007-PE-T4-01 | xe-0/0/1 | TS-DC-023-PE-T4-04 | Te0/0/0/2 | Peering | BGP | 10000
LNK-01902 | UP-DC-007-PE-T4-01 | xe-0/0/1 | TS-DC-023-PE-T4-04 | Te0/0/0/2 | Backhaul | LSP | 10000
LNK-01903 | BR-DC-019-PE-T4-02 | xe-0/0/2 | UP-DC-007-PE-T4-03 | xe-0/0/1 | Uplink | LLDP | 10000 | BR-DC-019-CBL-0907 | Black | ODF-3/P9 | ODF-1/P16
LNK-01904 | BR-DC-019-PE-T4-02 | xe-0/0/2 | UP-DC-007-PE-T4-03 | xe-0/0/1 | Peering | BGP | 10000
LNK-01905 | BR-DC-019-PE-T4-02 | xe-0/0/2 | UP-DC-007-PE-T4-03 | xe-0/0/1 | Uplink | LSP | 10000
LNK-01906 | TN-DC-022-PE-T4-04 | Te0/0/0/1 | UP-DC-006-PE-T4-04 | xe-0/0/2 | Uplink | LLDP | 10000 | TN-DC-022-CBL-0908 | Brown | ODF-4/P18 | ODF-1/P8
LNK-01907 | TN-DC-022-PE-T4-04 | Te0/0/0/1 | UP-DC-006-PE-T4-04 | xe-0/0/2 | Peering | BGP | 10000
LNK-01908 | TN-DC-022-PE-T4-04 | Te0/0/0/1 | UP-DC-006-PE-T4-04 | xe-0/0/2 | Uplink | LSP | 10000
LNK-01909 | UP-DC-007-PE-T4-04 | xe-0/0/5 | MH-DC-004-PE-T4-03 | xe-0/0/5 | Uplink | LLDP | 10000 | UP-DC-007-CBL-0909 | Red | ODF-1/P17 | ODF-4/P13
LNK-01910 | UP-DC-007-PE-T4-04 | xe-0/0/5 | MH-DC-004-PE-T4-03 | xe-0/0/5 | Peering | BGP | 10000
LNK-01911 | DL-DC-009-PE-T4-03 | Te0/0/0/2 | OD-DC-018-PE-T4-04 | xe-0/0/2 | Backhaul | LLDP | 10000 | DL-DC-009-CBL-0910 | Green | ODF-3/P22 | ODF-3/P24
LNK-01912 | DL-DC-009-PE-T4-03 | Te0/0/0/2 | OD-DC-018-PE-T4-04 | xe-0/0/2 | Peering | BGP | 10000
LNK-01913 | DL-DC-009-PE-T4-03 | Te0/0/0/2 | OD-DC-018-PE-T4-04 | xe-0/0/2 | Backhaul | LSP | 10000
LNK-01914 | MP-DC-014-PE-T4-02 | xe-0/0/3 | MH-DC-002-PE-T4-01 | xe-0/0/3 | Backhaul | LLDP | 10000 | MP-DC-014-CBL-0911 | Black | ODF-4/P14 | ODF-2/P13
LNK-01915 | MP-DC-014-PE-T4-02 | xe-0/0/3 | MH-DC-002-PE-T4-01 | xe-0/0/3 | Peering | BGP | 10000
LNK-01916 | PB-DC-012-PE-T4-04 | xe-0/0/2 | HR-DC-011-PE-T4-01 | xe-0/0/1 | Uplink | LLDP | 10000 | PB-DC-012-CBL-0912 | Rose | ODF-4/P12 | ODF-3/P21
LNK-01917 | PB-DC-012-PE-T4-04 | xe-0/0/2 | HR-DC-011-PE-T4-01 | xe-0/0/1 | Peering | BGP | 10000
LNK-01918 | OD-DC-018-PE-T4-04 | xe-0/0/1 | MP-DC-014-PE-T4-02 | xe-0/0/2 | Uplink | LLDP | 10000 | OD-DC-018-CBL-0913 | Black | ODF-4/P4 | ODF-3/P14
LNK-01919 | OD-DC-018-PE-T4-04 | xe-0/0/1 | MP-DC-014-PE-T4-02 | xe-0/0/2 | Peering | BGP | 10000
LNK-01920 | MP-DC-014-PE-T4-04 | 1/1/c5 | KL-DC-024-PE-T4-01 | xe-0/0/5 | Uplink | LLDP | 10000 | MP-DC-014-CBL-0914 | Yellow | ODF-4/P14 | ODF-2/P14
LNK-01921 | MP-DC-014-PE-T4-04 | 1/1/c5 | KL-DC-024-PE-T4-01 | xe-0/0/5 | Peering | BGP | 10000
LNK-01922 | MP-DC-014-PE-T4-04 | 1/1/c5 | KL-DC-024-PE-T4-01 | xe-0/0/5 | Uplink | LSP | 10000
LNK-01923 | PB-DC-012-PE-T4-02 | xe-0/0/2 | TS-DC-023-PE-T4-03 | Te0/0/0/1 | Uplink | LLDP | 10000 | PB-DC-012-CBL-0915 | Rose | ODF-2/P21 | ODF-3/P12
LNK-01924 | PB-DC-012-PE-T4-02 | xe-0/0/2 | TS-DC-023-PE-T4-03 | Te0/0/0/1 | Peering | BGP | 10000
LNK-01925 | PB-DC-012-PE-T4-02 | xe-0/0/2 | TS-DC-023-PE-T4-03 | Te0/0/0/1 | Uplink | LSP | 10000
LNK-01926 | BR-DC-019-PE-T4-01 | xe-0/0/3 | KA-DC-021-PE-T4-04 | 1/1/c2 | Backhaul | LLDP | 10000 | BR-DC-019-CBL-0916 | Orange | ODF-2/P4 | ODF-4/P17
LNK-01927 | BR-DC-019-PE-T4-01 | xe-0/0/3 | KA-DC-021-PE-T4-04 | 1/1/c2 | Peering | BGP | 10000
LNK-01928 | BR-DC-019-PE-T4-01 | xe-0/0/3 | KA-DC-021-PE-T4-04 | 1/1/c2 | Backhaul | LSP | 10000
LNK-01929 | WB-DC-016-PE-T4-01 | xe-0/0/4 | UP-DC-007-PE-T4-04 | xe-0/0/4 | Uplink | LLDP | 10000 | WB-DC-016-CBL-0917 | Red | ODF-3/P8 | ODF-2/P19
LNK-01930 | WB-DC-016-PE-T4-01 | xe-0/0/4 | UP-DC-007-PE-T4-04 | xe-0/0/4 | Peering | BGP | 10000
LNK-01931 | WB-DC-016-PE-T4-01 | xe-0/0/4 | UP-DC-007-PE-T4-04 | xe-0/0/4 | Uplink | LSP | 10000
LNK-01932 | UP-DC-005-PE-T4-02 | xe-0/0/2 | DL-DC-009-PE-T4-01 | xe-0/0/3 | Backhaul | LLDP | 10000 | UP-DC-005-CBL-0918 | Violet | ODF-3/P13 | ODF-3/P7
LNK-01933 | UP-DC-005-PE-T4-02 | xe-0/0/2 | DL-DC-009-PE-T4-01 | xe-0/0/3 | Peering | BGP | 10000
LNK-01934 | TS-DC-023-PE-T4-01 | xe-0/0/2 | WB-DC-017-PE-T4-01 | xe-0/0/5 | Backhaul | LLDP | 10000 | TS-DC-023-CBL-0919 | White | ODF-4/P8 | ODF-2/P11
LNK-01935 | TS-DC-023-PE-T4-01 | xe-0/0/2 | WB-DC-017-PE-T4-01 | xe-0/0/5 | Peering | BGP | 10000
LNK-01936 | AP-DC-010-PE-T4-03 | Te0/0/0/3 | OD-DC-018-PE-T4-01 | xe-0/0/3 | Uplink | LLDP | 10000 | AP-DC-010-CBL-0920 | White | ODF-3/P7 | ODF-4/P22
LNK-01937 | AP-DC-010-PE-T4-03 | Te0/0/0/3 | OD-DC-018-PE-T4-01 | xe-0/0/3 | Peering | BGP | 10000
LNK-01938 | AP-DC-010-PE-T4-03 | Te0/0/0/3 | OD-DC-018-PE-T4-01 | xe-0/0/3 | Uplink | LSP | 10000
LNK-01939 | DL-DC-009-PE-T4-04 | Te0/0/0/3 | MH-DC-002-PE-T4-03 | Te0/0/0/1 | Backhaul | LLDP | 10000 | DL-DC-009-CBL-0921 | Rose | ODF-2/P8 | ODF-1/P4
LNK-01940 | DL-DC-009-PE-T4-04 | Te0/0/0/3 | MH-DC-002-PE-T4-03 | Te0/0/0/1 | Peering | BGP | 10000
LNK-01941 | DL-DC-009-PE-T4-03 | Te0/0/0/3 | TN-DC-022-PE-T4-02 | xe-0/0/4 | Uplink | LLDP | 10000 | DL-DC-009-CBL-0922 | Green | ODF-1/P2 | ODF-4/P15
LNK-01942 | DL-DC-009-PE-T4-03 | Te0/0/0/3 | TN-DC-022-PE-T4-02 | xe-0/0/4 | Peering | BGP | 10000
LNK-01943 | DL-DC-009-PE-T4-03 | Te0/0/0/3 | TN-DC-022-PE-T4-02 | xe-0/0/4 | Uplink | LSP | 10000
LNK-01944 | UP-DC-005-PE-T4-02 | xe-0/0/5 | UP-DC-006-PE-T4-01 | xe-0/0/3 | Uplink | LLDP | 10000 | UP-DC-005-CBL-0923 | Slate | ODF-1/P20 | ODF-2/P1
LNK-01945 | UP-DC-005-PE-T4-02 | xe-0/0/5 | UP-DC-006-PE-T4-01 | xe-0/0/3 | Peering | BGP | 10000
LNK-01946 | UP-DC-005-PE-T4-02 | xe-0/0/5 | UP-DC-006-PE-T4-01 | xe-0/0/3 | Uplink | LSP | 10000
LNK-01947 | MH-DC-004-PE-T4-02 | xe-0/0/4 | AP-DC-010-PE-T4-02 | xe-0/0/4 | Uplink | LLDP | 10000 | MH-DC-004-CBL-0924 | Violet | ODF-1/P12 | ODF-2/P7
LNK-01948 | MH-DC-004-PE-T4-02 | xe-0/0/4 | AP-DC-010-PE-T4-02 | xe-0/0/4 | Peering | BGP | 10000
LNK-01949 | MH-DC-004-PE-T4-02 | xe-0/0/4 | AP-DC-010-PE-T4-02 | xe-0/0/4 | Uplink | LSP | 10000
LNK-01950 | MH-DC-003-PE-T4-04 | xe-0/0/5 | KA-DC-020-PE-T4-02 | xe-0/0/4 | Uplink | LLDP | 10000 | MH-DC-003-CBL-0925 | Green | ODF-2/P8 | ODF-2/P15
LNK-01951 | MH-DC-003-PE-T4-04 | xe-0/0/5 | KA-DC-020-PE-T4-02 | xe-0/0/4 | Peering | BGP | 10000
LNK-01952 | KA-DC-020-PE-T4-04 | Te0/0/0/5 | MH-DC-002-PE-T4-02 | xe-0/0/4 | Uplink | LLDP | 10000 | KA-DC-020-CBL-0926 | Aqua | ODF-4/P3 | ODF-2/P16
LNK-01953 | KA-DC-020-PE-T4-04 | Te0/0/0/5 | MH-DC-002-PE-T4-02 | xe-0/0/4 | Peering | BGP | 10000
LNK-01954 | BR-DC-019-PE-T4-02 | xe-0/0/4 | MH-DC-001-PE-T4-02 | xe-0/0/4 | Backhaul | LLDP | 10000 | BR-DC-019-CBL-0927 | Brown | ODF-1/P18 | ODF-1/P20
LNK-01955 | BR-DC-019-PE-T4-02 | xe-0/0/4 | MH-DC-001-PE-T4-02 | xe-0/0/4 | Peering | BGP | 10000
LNK-01956 | MH-DC-003-PE-T4-02 | xe-0/0/3 | PB-DC-012-PE-T4-01 | xe-0/0/2 | Backhaul | LLDP | 10000 | MH-DC-003-CBL-0928 | Blue | ODF-2/P7 | ODF-3/P2
LNK-01957 | MH-DC-003-PE-T4-02 | xe-0/0/3 | PB-DC-012-PE-T4-01 | xe-0/0/2 | Peering | BGP | 10000
LNK-01958 | MH-DC-003-PE-T4-02 | xe-0/0/3 | PB-DC-012-PE-T4-01 | xe-0/0/2 | Backhaul | LSP | 10000
LNK-01959 | UP-DC-005-PE-T4-04 | Te0/0/0/3 | WB-DC-017-PE-T4-03 | 1/1/c6 | Uplink | LLDP | 10000 | UP-DC-005-CBL-0929 | Orange | ODF-3/P20 | ODF-3/P1
LNK-01960 | UP-DC-005-PE-T4-04 | Te0/0/0/3 | WB-DC-017-PE-T4-03 | 1/1/c6 | Peering | BGP | 10000
LNK-01961 | HR-DC-011-PE-T4-04 | xe-0/0/4 | OD-DC-018-PE-T4-03 | xe-0/0/1 | Uplink | LLDP | 10000 | HR-DC-011-CBL-0930 | Slate | ODF-4/P10 | ODF-1/P24
LNK-01962 | HR-DC-011-PE-T4-04 | xe-0/0/4 | OD-DC-018-PE-T4-03 | xe-0/0/1 | Peering | BGP | 10000
LNK-01963 | HR-DC-011-PE-T4-04 | xe-0/0/1 | UP-DC-006-PE-T4-04 | xe-0/0/5 | Backhaul | LLDP | 10000 | HR-DC-011-CBL-0931 | Violet | ODF-2/P1 | ODF-4/P7
LNK-01964 | HR-DC-011-PE-T4-04 | xe-0/0/1 | UP-DC-006-PE-T4-04 | xe-0/0/5 | Peering | BGP | 10000
LNK-01965 | HR-DC-011-PE-T4-04 | xe-0/0/1 | UP-DC-006-PE-T4-04 | xe-0/0/5 | Backhaul | LSP | 10000
LNK-01966 | HR-DC-011-PE-T4-03 | xe-0/0/3 | OD-DC-018-PE-T4-02 | xe-0/0/4 | Backhaul | LLDP | 10000 | HR-DC-011-CBL-0932 | Aqua | ODF-1/P19 | ODF-4/P11
LNK-01967 | HR-DC-011-PE-T4-03 | xe-0/0/3 | OD-DC-018-PE-T4-02 | xe-0/0/4 | Peering | BGP | 10000
LNK-01968 | HR-DC-011-PE-T4-03 | xe-0/0/3 | OD-DC-018-PE-T4-02 | xe-0/0/4 | Backhaul | LSP | 10000
LNK-01969 | TN-DC-022-PE-T4-03 | Te0/0/0/4 | MH-DC-003-PE-T4-03 | xe-0/0/3 | Uplink | LLDP | 10000 | TN-DC-022-CBL-0933 | Slate | ODF-4/P11 | ODF-3/P17
LNK-01970 | TN-DC-022-PE-T4-03 | Te0/0/0/4 | MH-DC-003-PE-T4-03 | xe-0/0/3 | Peering | BGP | 10000
LNK-01971 | TN-DC-022-PE-T4-03 | Te0/0/0/4 | MH-DC-003-PE-T4-03 | xe-0/0/3 | Uplink | LSP | 10000
LNK-01972 | UP-DC-005-PE-T4-02 | xe-0/0/3 | DL-DC-009-PE-T4-04 | Te0/0/0/4 | Backhaul | LLDP | 10000 | UP-DC-005-CBL-0934 | Blue | ODF-3/P1 | ODF-1/P7
LNK-01973 | UP-DC-005-PE-T4-02 | xe-0/0/3 | DL-DC-009-PE-T4-04 | Te0/0/0/4 | Peering | BGP | 10000
LNK-01974 | MH-DC-001-PE-T4-02 | xe-0/0/5 | TS-DC-023-PE-T4-02 | xe-0/0/2 | Backhaul | LLDP | 10000 | MH-DC-001-CBL-0935 | Green | ODF-2/P13 | ODF-4/P20
LNK-01975 | MH-DC-001-PE-T4-02 | xe-0/0/5 | TS-DC-023-PE-T4-02 | xe-0/0/2 | Peering | BGP | 10000
LNK-01976 | MH-DC-003-PE-T4-04 | xe-0/0/3 | MP-DC-014-PE-T4-03 | 1/1/c2 | Backhaul | LLDP | 10000 | MH-DC-003-CBL-0936 | Rose | ODF-1/P22 | ODF-3/P2
LNK-01977 | MH-DC-003-PE-T4-04 | xe-0/0/3 | MP-DC-014-PE-T4-03 | 1/1/c2 | Peering | BGP | 10000
LNK-01978 | PB-DC-012-PE-T4-03 | xe-0/0/1 | BR-DC-019-PE-T4-04 | Te0/0/0/3 | Uplink | LLDP | 10000 | PB-DC-012-CBL-0937 | Blue | ODF-1/P18 | ODF-3/P1
LNK-01979 | PB-DC-012-PE-T4-03 | xe-0/0/1 | BR-DC-019-PE-T4-04 | Te0/0/0/3 | Peering | BGP | 10000
LNK-01980 | PB-DC-012-PE-T4-03 | xe-0/0/1 | BR-DC-019-PE-T4-04 | Te0/0/0/3 | Uplink | LSP | 10000
LNK-01981 | HR-DC-011-PE-T4-02 | xe-0/0/5 | UP-DC-005-PE-T4-03 | Te0/0/0/2 | Uplink | LLDP | 10000 | HR-DC-011-CBL-0938 | Aqua | ODF-1/P20 | ODF-4/P23
LNK-01982 | HR-DC-011-PE-T4-02 | xe-0/0/5 | UP-DC-005-PE-T4-03 | Te0/0/0/2 | Peering | BGP | 10000
LNK-01983 | HR-DC-011-PE-T4-02 | xe-0/0/5 | UP-DC-005-PE-T4-03 | Te0/0/0/2 | Uplink | LSP | 10000
LNK-01984 | KA-DC-020-PE-T4-04 | Te0/0/0/2 | RJ-DC-015-PE-T4-03 | 1/1/c5 | Uplink | LLDP | 10000 | KA-DC-020-CBL-0939 | Red | ODF-1/P7 | ODF-2/P12
LNK-01985 | KA-DC-020-PE-T4-04 | Te0/0/0/2 | RJ-DC-015-PE-T4-03 | 1/1/c5 | Peering | BGP | 10000
LNK-01986 | KA-DC-020-PE-T4-04 | Te0/0/0/2 | RJ-DC-015-PE-T4-03 | 1/1/c5 | Uplink | LSP | 10000
LNK-01987 | MH-DC-004-PE-T4-04 | xe-0/0/1 | UP-DC-007-PE-T4-03 | xe-0/0/5 | Backhaul | LLDP | 10000 | MH-DC-004-CBL-0940 | Orange | ODF-2/P19 | ODF-1/P3
LNK-01988 | MH-DC-004-PE-T4-04 | xe-0/0/1 | UP-DC-007-PE-T4-03 | xe-0/0/5 | Peering | BGP | 10000
LNK-01989 | HR-DC-011-PE-T4-02 | xe-0/0/2 | UP-DC-005-PE-T4-04 | Te0/0/0/5 | Uplink | LLDP | 10000 | HR-DC-011-CBL-0941 | Yellow | ODF-3/P7 | ODF-2/P18
LNK-01990 | HR-DC-011-PE-T4-02 | xe-0/0/2 | UP-DC-005-PE-T4-04 | Te0/0/0/5 | Peering | BGP | 10000
LNK-01991 | HR-DC-011-PE-T4-02 | xe-0/0/2 | UP-DC-005-PE-T4-04 | Te0/0/0/5 | Uplink | LSP | 10000
LNK-01992 | UP-DC-006-PE-T4-02 | xe-0/0/4 | KA-DC-008-PE-T4-03 | xe-0/0/4 | Uplink | LLDP | 10000 | UP-DC-006-CBL-0942 | Red | ODF-1/P24 | ODF-2/P2
LNK-01993 | UP-DC-006-PE-T4-02 | xe-0/0/4 | KA-DC-008-PE-T4-03 | xe-0/0/4 | Peering | BGP | 10000
LNK-01994 | DL-DC-009-PE-T4-03 | Te0/0/0/5 | WB-DC-017-PE-T4-03 | 1/1/c3 | Uplink | LLDP | 10000 | DL-DC-009-CBL-0943 | Orange | ODF-3/P18 | ODF-2/P3
LNK-01995 | DL-DC-009-PE-T4-03 | Te0/0/0/5 | WB-DC-017-PE-T4-03 | 1/1/c3 | Peering | BGP | 10000
LNK-01996 | DL-DC-009-PE-T4-03 | Te0/0/0/5 | WB-DC-017-PE-T4-03 | 1/1/c3 | Uplink | LSP | 10000
LNK-01997 | HR-DC-011-PE-T4-03 | xe-0/0/4 | MH-DC-001-PE-T4-02 | xe-0/0/1 | Backhaul | LLDP | 10000 | HR-DC-011-CBL-0944 | Aqua | ODF-3/P22 | ODF-3/P11
LNK-01998 | HR-DC-011-PE-T4-03 | xe-0/0/4 | MH-DC-001-PE-T4-02 | xe-0/0/1 | Peering | BGP | 10000
LNK-01999 | HR-DC-011-PE-T4-03 | xe-0/0/4 | MH-DC-001-PE-T4-02 | xe-0/0/1 | Backhaul | LSP | 10000
LNK-02000 | MH-DC-003-PE-T4-04 | xe-0/0/2 | WB-DC-017-PE-T4-03 | 1/1/c4 | Backhaul | LLDP | 10000 | MH-DC-003-CBL-0945 | Rose | ODF-3/P10 | ODF-1/P15
LNK-02001 | MH-DC-003-PE-T4-04 | xe-0/0/2 | WB-DC-017-PE-T4-03 | 1/1/c4 | Peering | BGP | 10000
LNK-02002 | KA-DC-008-PE-T4-03 | xe-0/0/5 | OD-DC-018-PE-T4-01 | xe-0/0/2 | Backhaul | LLDP | 10000 | KA-DC-008-CBL-0946 | Green | ODF-1/P9 | ODF-4/P8
LNK-02003 | KA-DC-008-PE-T4-03 | xe-0/0/5 | OD-DC-018-PE-T4-01 | xe-0/0/2 | Peering | BGP | 10000
LNK-02004 | WB-DC-017-PE-T4-04 | 1/1/c2 | RJ-DC-015-PE-T4-01 | xe-0/0/1 | Backhaul | LLDP | 10000 | WB-DC-017-CBL-0947 | Slate | ODF-2/P13 | ODF-1/P14
LNK-02005 | WB-DC-017-PE-T4-04 | 1/1/c2 | RJ-DC-015-PE-T4-01 | xe-0/0/1 | Peering | BGP | 10000
LNK-02006 | WB-DC-017-PE-T4-04 | 1/1/c2 | RJ-DC-015-PE-T4-01 | xe-0/0/1 | Backhaul | LSP | 10000
LNK-02007 | OD-DC-018-PE-T4-04 | xe-0/0/4 | HR-DC-011-PE-T4-04 | xe-0/0/5 | Backhaul | LLDP | 10000 | OD-DC-018-CBL-0948 | Slate | ODF-2/P3 | ODF-3/P12
LNK-02008 | OD-DC-018-PE-T4-04 | xe-0/0/4 | HR-DC-011-PE-T4-04 | xe-0/0/5 | Peering | BGP | 10000
LNK-02009 | OD-DC-018-PE-T4-04 | xe-0/0/4 | HR-DC-011-PE-T4-04 | xe-0/0/5 | Backhaul | LSP | 10000
LNK-02010 | KA-DC-020-PE-T4-02 | xe-0/0/5 | OD-DC-018-PE-T4-02 | xe-0/0/2 | Uplink | LLDP | 10000 | KA-DC-020-CBL-0949 | Yellow | ODF-1/P1 | ODF-3/P22
LNK-02011 | KA-DC-020-PE-T4-02 | xe-0/0/5 | OD-DC-018-PE-T4-02 | xe-0/0/2 | Peering | BGP | 10000
LNK-02012 | KA-DC-020-PE-T4-02 | xe-0/0/5 | OD-DC-018-PE-T4-02 | xe-0/0/2 | Uplink | LSP | 10000
LNK-02013 | OD-DC-018-PE-T4-03 | xe-0/0/2 | KA-DC-020-PE-T4-04 | Te0/0/0/4 | Uplink | LLDP | 10000 | OD-DC-018-CBL-0950 | Blue | ODF-4/P4 | ODF-3/P1
LNK-02014 | OD-DC-018-PE-T4-03 | xe-0/0/2 | KA-DC-020-PE-T4-04 | Te0/0/0/4 | Peering | BGP | 10000
LNK-02015 | MH-DC-001-PE-T4-04 | Te0/0/0/2 | MH-DC-004-PE-T4-01 | xe-0/0/4 | Uplink | LLDP | 10000 | MH-DC-001-CBL-0951 | Orange | ODF-3/P2 | ODF-3/P11
LNK-02016 | MH-DC-001-PE-T4-04 | Te0/0/0/2 | MH-DC-004-PE-T4-01 | xe-0/0/4 | Peering | BGP | 10000
LNK-02017 | MH-DC-001-PE-T4-04 | Te0/0/0/2 | MH-DC-004-PE-T4-01 | xe-0/0/4 | Uplink | LSP | 10000
LNK-02018 | PB-DC-012-PE-T4-01 | xe-0/0/4 | WB-DC-017-PE-T4-04 | 1/1/c5 | Uplink | LLDP | 10000 | PB-DC-012-CBL-0952 | Orange | ODF-1/P16 | ODF-4/P2
LNK-02019 | PB-DC-012-PE-T4-01 | xe-0/0/4 | WB-DC-017-PE-T4-04 | 1/1/c5 | Peering | BGP | 10000
LNK-02020 | UP-DC-007-PE-T4-01 | xe-0/0/3 | OD-DC-018-PE-T4-04 | xe-0/0/3 | Backhaul | LLDP | 10000 | UP-DC-007-CBL-0953 | Brown | ODF-1/P11 | ODF-3/P19
LNK-02021 | UP-DC-007-PE-T4-01 | xe-0/0/3 | OD-DC-018-PE-T4-04 | xe-0/0/3 | Peering | BGP | 10000
LNK-02022 | UP-DC-007-PE-T4-01 | xe-0/0/3 | OD-DC-018-PE-T4-04 | xe-0/0/3 | Backhaul | LSP | 10000
LNK-02023 | MH-DC-004-PE-T4-01 | xe-0/0/5 | MH-DC-003-PE-T4-01 | xe-0/0/1 | Backhaul | LLDP | 10000 | MH-DC-004-CBL-0954 | Violet | ODF-3/P14 | ODF-4/P8
LNK-02024 | MH-DC-004-PE-T4-01 | xe-0/0/5 | MH-DC-003-PE-T4-01 | xe-0/0/1 | Peering | BGP | 10000
LNK-02025 | WB-DC-016-PE-T4-01 | xe-0/0/2 | BR-DC-019-PE-T4-04 | Te0/0/0/2 | Uplink | LLDP | 10000 | WB-DC-016-CBL-0955 | Black | ODF-1/P10 | ODF-4/P2
LNK-02026 | WB-DC-016-PE-T4-01 | xe-0/0/2 | BR-DC-019-PE-T4-04 | Te0/0/0/2 | Peering | BGP | 10000
LNK-02027 | WB-DC-016-PE-T4-01 | xe-0/0/2 | BR-DC-019-PE-T4-04 | Te0/0/0/2 | Uplink | LSP | 10000
LNK-02028 | AP-DC-010-PE-T4-03 | Te0/0/0/4 | TS-DC-023-PE-T4-04 | Te0/0/0/4 | Backhaul | LLDP | 10000 | AP-DC-010-CBL-0956 | Green | ODF-4/P4 | ODF-2/P5
LNK-02029 | AP-DC-010-PE-T4-03 | Te0/0/0/4 | TS-DC-023-PE-T4-04 | Te0/0/0/4 | Peering | BGP | 10000
LNK-02030 | AP-DC-010-PE-T4-03 | Te0/0/0/4 | TS-DC-023-PE-T4-04 | Te0/0/0/4 | Backhaul | LSP | 10000
LNK-02031 | MH-DC-001-PE-T4-04 | Te0/0/0/3 | KL-DC-024-PE-T4-04 | xe-0/0/2 | Backhaul | LLDP | 10000 | MH-DC-001-CBL-0957 | White | ODF-4/P13 | ODF-4/P12
LNK-02032 | MH-DC-001-PE-T4-04 | Te0/0/0/3 | KL-DC-024-PE-T4-04 | xe-0/0/2 | Peering | BGP | 10000
LNK-02033 | OD-DC-018-PE-T4-02 | xe-0/0/1 | WB-DC-017-PE-T4-01 | xe-0/0/3 | Uplink | LLDP | 10000 | OD-DC-018-CBL-0958 | Brown | ODF-2/P3 | ODF-2/P5
LNK-02034 | OD-DC-018-PE-T4-02 | xe-0/0/1 | WB-DC-017-PE-T4-01 | xe-0/0/3 | Peering | BGP | 10000
LNK-02035 | OD-DC-018-PE-T4-02 | xe-0/0/1 | WB-DC-017-PE-T4-01 | xe-0/0/3 | Uplink | LSP | 10000
LNK-02036 | MP-DC-014-PE-T4-01 | xe-0/0/4 | MH-DC-004-PE-T4-03 | xe-0/0/3 | Uplink | LLDP | 10000 | MP-DC-014-CBL-0959 | Rose | ODF-2/P4 | ODF-4/P24
LNK-02037 | MP-DC-014-PE-T4-01 | xe-0/0/4 | MH-DC-004-PE-T4-03 | xe-0/0/3 | Peering | BGP | 10000
LNK-02038 | MP-DC-014-PE-T4-01 | xe-0/0/4 | MH-DC-004-PE-T4-03 | xe-0/0/3 | Uplink | LSP | 10000
LNK-02039 | WB-DC-017-PE-T4-01 | xe-0/0/2 | PB-DC-012-PE-T4-01 | xe-0/0/5 | Backhaul | LLDP | 10000 | WB-DC-017-CBL-0960 | Orange | ODF-2/P17 | ODF-1/P5
LNK-02040 | WB-DC-017-PE-T4-01 | xe-0/0/2 | PB-DC-012-PE-T4-01 | xe-0/0/5 | Peering | BGP | 10000
LNK-02041 | BR-DC-019-PE-T4-02 | xe-0/0/3 | MP-DC-014-PE-T4-01 | xe-0/0/1 | Uplink | LLDP | 10000 | BR-DC-019-CBL-0961 | Rose | ODF-1/P5 | ODF-2/P10
LNK-02042 | BR-DC-019-PE-T4-02 | xe-0/0/3 | MP-DC-014-PE-T4-01 | xe-0/0/1 | Peering | BGP | 10000
LNK-02043 | KL-DC-024-PE-T4-02 | xe-0/0/2 | AP-DC-010-PE-T4-01 | xe-0/0/2 | Backhaul | LLDP | 10000 | KL-DC-024-CBL-0962 | Orange | ODF-3/P21 | ODF-2/P11
LNK-02044 | KL-DC-024-PE-T4-02 | xe-0/0/2 | AP-DC-010-PE-T4-01 | xe-0/0/2 | Peering | BGP | 10000
LNK-02045 | KL-DC-024-PE-T4-02 | xe-0/0/2 | AP-DC-010-PE-T4-01 | xe-0/0/2 | Backhaul | LSP | 10000
LNK-02046 | WB-DC-016-PE-T4-04 | xe-0/0/2 | MH-DC-003-PE-T4-03 | xe-0/0/2 | Uplink | LLDP | 10000 | WB-DC-016-CBL-0963 | Yellow | ODF-3/P11 | ODF-3/P21
LNK-02047 | WB-DC-016-PE-T4-04 | xe-0/0/2 | MH-DC-003-PE-T4-03 | xe-0/0/2 | Peering | BGP | 10000
LNK-02048 | OD-DC-018-PE-T4-02 | xe-0/0/5 | DL-DC-009-PE-T4-01 | xe-0/0/4 | Backhaul | LLDP | 10000 | OD-DC-018-CBL-0964 | Brown | ODF-3/P20 | ODF-2/P17
LNK-02049 | OD-DC-018-PE-T4-02 | xe-0/0/5 | DL-DC-009-PE-T4-01 | xe-0/0/4 | Peering | BGP | 10000
LNK-02050 | OD-DC-018-PE-T4-02 | xe-0/0/5 | DL-DC-009-PE-T4-01 | xe-0/0/4 | Backhaul | LSP | 10000
LNK-02051 | RJ-DC-015-PE-T4-02 | xe-0/0/3 | BR-DC-019-PE-T4-01 | xe-0/0/5 | Uplink | LLDP | 10000 | RJ-DC-015-CBL-0965 | Red | ODF-4/P6 | ODF-4/P22
LNK-02052 | RJ-DC-015-PE-T4-02 | xe-0/0/3 | BR-DC-019-PE-T4-01 | xe-0/0/5 | Peering | BGP | 10000
LNK-02053 | MP-DC-014-PE-T4-04 | 1/1/c4 | UP-DC-006-PE-T4-02 | xe-0/0/3 | Uplink | LLDP | 10000 | MP-DC-014-CBL-0966 | Rose | ODF-3/P16 | ODF-3/P18
LNK-02054 | MP-DC-014-PE-T4-04 | 1/1/c4 | UP-DC-006-PE-T4-02 | xe-0/0/3 | Peering | BGP | 10000
LNK-02055 | KL-DC-024-PE-T4-04 | xe-0/0/4 | KA-DC-020-PE-T4-01 | xe-0/0/2 | Backhaul | LLDP | 10000 | KL-DC-024-CBL-0967 | Yellow | ODF-3/P10 | ODF-1/P12
LNK-02056 | KL-DC-024-PE-T4-04 | xe-0/0/4 | KA-DC-020-PE-T4-01 | xe-0/0/2 | Peering | BGP | 10000
LNK-02057 | UP-DC-006-PE-T4-02 | xe-0/0/2 | AP-DC-010-PE-T4-03 | Te0/0/0/5 | Backhaul | LLDP | 10000 | UP-DC-006-CBL-0968 | Green | ODF-4/P9 | ODF-3/P2
LNK-02058 | UP-DC-006-PE-T4-02 | xe-0/0/2 | AP-DC-010-PE-T4-03 | Te0/0/0/5 | Peering | BGP | 10000
LNK-02059 | UP-DC-006-PE-T4-02 | xe-0/0/2 | AP-DC-010-PE-T4-03 | Te0/0/0/5 | Backhaul | LSP | 10000
LNK-02060 | KL-DC-024-PE-T4-03 | xe-0/0/2 | MH-DC-002-PE-T4-01 | xe-0/0/4 | Uplink | LLDP | 10000 | KL-DC-024-CBL-0969 | Aqua | ODF-2/P18 | ODF-1/P8
LNK-02061 | KL-DC-024-PE-T4-03 | xe-0/0/2 | MH-DC-002-PE-T4-01 | xe-0/0/4 | Peering | BGP | 10000
LNK-02062 | KL-DC-024-PE-T4-03 | xe-0/0/2 | MH-DC-002-PE-T4-01 | xe-0/0/4 | Uplink | LSP | 10000
LNK-02063 | KL-DC-024-PE-T4-04 | xe-0/0/5 | AP-DC-010-PE-T4-04 | Te0/0/0/5 | Uplink | LLDP | 10000 | KL-DC-024-CBL-0970 | Orange | ODF-2/P7 | ODF-1/P18
LNK-02064 | KL-DC-024-PE-T4-04 | xe-0/0/5 | AP-DC-010-PE-T4-04 | Te0/0/0/5 | Peering | BGP | 10000
LNK-02065 | KL-DC-024-PE-T4-02 | xe-0/0/3 | WB-DC-017-PE-T4-02 | xe-0/0/4 | Uplink | LLDP | 10000 | KL-DC-024-CBL-0971 | Yellow | ODF-2/P22 | ODF-1/P13
LNK-02066 | KL-DC-024-PE-T4-02 | xe-0/0/3 | WB-DC-017-PE-T4-02 | xe-0/0/4 | Peering | BGP | 10000
LNK-02067 | MP-DC-014-PE-T4-02 | xe-0/0/1 | HR-DC-011-PE-T4-03 | xe-0/0/5 | Uplink | LLDP | 10000 | MP-DC-014-CBL-0972 | Aqua | ODF-2/P24 | ODF-3/P23
LNK-02068 | MP-DC-014-PE-T4-02 | xe-0/0/1 | HR-DC-011-PE-T4-03 | xe-0/0/5 | Peering | BGP | 10000
LNK-02069 | KA-DC-008-PE-T4-01 | xe-0/0/2 | MH-DC-004-PE-T4-02 | xe-0/0/1 | Backhaul | LLDP | 10000 | KA-DC-008-CBL-0973 | Slate | ODF-2/P3 | ODF-3/P18
LNK-02070 | KA-DC-008-PE-T4-01 | xe-0/0/2 | MH-DC-004-PE-T4-02 | xe-0/0/1 | Peering | BGP | 10000
LNK-02071 | UP-DC-006-PE-T4-03 | xe-0/0/1 | UP-DC-005-PE-T4-03 | Te0/0/0/5 | Uplink | LLDP | 10000 | UP-DC-006-CBL-0974 | Violet | ODF-4/P23 | ODF-4/P6
LNK-02072 | UP-DC-006-PE-T4-03 | xe-0/0/1 | UP-DC-005-PE-T4-03 | Te0/0/0/5 | Peering | BGP | 10000
LNK-02073 | UP-DC-006-PE-T4-03 | xe-0/0/1 | UP-DC-005-PE-T4-03 | Te0/0/0/5 | Uplink | LSP | 10000
LNK-02074 | RJ-DC-015-PE-T4-04 | 1/1/c6 | UP-DC-007-PE-T4-03 | xe-0/0/2 | Backhaul | LLDP | 10000 | RJ-DC-015-CBL-0975 | White | ODF-1/P7 | ODF-2/P4
LNK-02075 | RJ-DC-015-PE-T4-04 | 1/1/c6 | UP-DC-007-PE-T4-03 | xe-0/0/2 | Peering | BGP | 10000
LNK-02076 | RJ-DC-015-PE-T4-04 | 1/1/c6 | UP-DC-007-PE-T4-03 | xe-0/0/2 | Backhaul | LSP | 10000
LNK-02077 | KA-DC-021-PE-T4-03 | 1/1/c4 | HR-DC-011-PE-T4-04 | xe-0/0/2 | Backhaul | LLDP | 10000 | KA-DC-021-CBL-0976 | Violet | ODF-2/P19 | ODF-4/P20
LNK-02078 | KA-DC-021-PE-T4-03 | 1/1/c4 | HR-DC-011-PE-T4-04 | xe-0/0/2 | Peering | BGP | 10000
LNK-02079 | KA-DC-021-PE-T4-03 | 1/1/c4 | HR-DC-011-PE-T4-04 | xe-0/0/2 | Backhaul | LSP | 10000
LNK-02080 | UP-DC-007-PE-T4-01 | xe-0/0/5 | MP-DC-014-PE-T4-03 | 1/1/c3 | Backhaul | LLDP | 10000 | UP-DC-007-CBL-0977 | Brown | ODF-2/P2 | ODF-2/P11
LNK-02081 | UP-DC-007-PE-T4-01 | xe-0/0/5 | MP-DC-014-PE-T4-03 | 1/1/c3 | Peering | BGP | 10000
LNK-02082 | MH-DC-003-PE-T4-01 | xe-0/0/5 | WB-DC-016-PE-T4-02 | xe-0/0/3 | Uplink | LLDP | 10000 | MH-DC-003-CBL-0978 | Black | ODF-2/P23 | ODF-3/P12
LNK-02083 | MH-DC-003-PE-T4-01 | xe-0/0/5 | WB-DC-016-PE-T4-02 | xe-0/0/3 | Peering | BGP | 10000
LNK-02084 | MH-DC-003-PE-T4-01 | xe-0/0/5 | WB-DC-016-PE-T4-02 | xe-0/0/3 | Uplink | LSP | 10000
LNK-02085 | PB-DC-012-PE-T4-03 | xe-0/0/3 | RJ-DC-015-PE-T4-03 | 1/1/c4 | Backhaul | LLDP | 10000 | PB-DC-012-CBL-0979 | Black | ODF-1/P17 | ODF-2/P12
LNK-02086 | PB-DC-012-PE-T4-03 | xe-0/0/3 | RJ-DC-015-PE-T4-03 | 1/1/c4 | Peering | BGP | 10000
LNK-02087 | KA-DC-020-PE-T4-01 | xe-0/0/5 | KL-DC-024-PE-T4-01 | xe-0/0/3 | Uplink | LLDP | 10000 | KA-DC-020-CBL-0980 | Black | ODF-4/P16 | ODF-3/P18
LNK-02088 | KA-DC-020-PE-T4-01 | xe-0/0/5 | KL-DC-024-PE-T4-01 | xe-0/0/3 | Peering | BGP | 10000
LNK-02089 | KA-DC-020-PE-T4-01 | xe-0/0/5 | KL-DC-024-PE-T4-01 | xe-0/0/3 | Uplink | LSP | 10000
LNK-02090 | MH-DC-004-PE-T4-03 | xe-0/0/1 | WB-DC-016-PE-T4-04 | xe-0/0/5 | Backhaul | LLDP | 10000 | MH-DC-004-CBL-0981 | Slate | ODF-3/P1 | ODF-4/P19
LNK-02091 | MH-DC-004-PE-T4-03 | xe-0/0/1 | WB-DC-016-PE-T4-04 | xe-0/0/5 | Peering | BGP | 10000
LNK-02092 | MH-DC-004-PE-T4-03 | xe-0/0/1 | WB-DC-016-PE-T4-04 | xe-0/0/5 | Backhaul | LSP | 10000
LNK-02093 | KA-DC-008-PE-T4-01 | xe-0/0/5 | MH-DC-002-PE-T4-04 | Te0/0/0/1 | Backhaul | LLDP | 10000 | KA-DC-008-CBL-0982 | Green | ODF-2/P3 | ODF-1/P11
LNK-02094 | KA-DC-008-PE-T4-01 | xe-0/0/5 | MH-DC-002-PE-T4-04 | Te0/0/0/1 | Peering | BGP | 10000
LNK-02095 | KA-DC-008-PE-T4-01 | xe-0/0/5 | MH-DC-002-PE-T4-04 | Te0/0/0/1 | Backhaul | LSP | 10000
LNK-02096 | KA-DC-021-PE-T4-03 | 1/1/c2 | BR-DC-019-PE-T4-03 | Te0/0/0/2 | Backhaul | LLDP | 10000 | KA-DC-021-CBL-0983 | Red | ODF-2/P24 | ODF-1/P23
LNK-02097 | KA-DC-021-PE-T4-03 | 1/1/c2 | BR-DC-019-PE-T4-03 | Te0/0/0/2 | Peering | BGP | 10000
LNK-02098 | PB-DC-012-PE-T4-04 | xe-0/0/1 | UP-DC-007-PE-T4-03 | xe-0/0/3 | Uplink | LLDP | 10000 | PB-DC-012-CBL-0984 | Rose | ODF-1/P20 | ODF-2/P6
LNK-02099 | PB-DC-012-PE-T4-04 | xe-0/0/1 | UP-DC-007-PE-T4-03 | xe-0/0/3 | Peering | BGP | 10000
LNK-02100 | PB-DC-012-PE-T4-04 | xe-0/0/1 | UP-DC-007-PE-T4-03 | xe-0/0/3 | Uplink | LSP | 10000
LNK-02101 | DL-DC-009-PE-T4-01 | xe-0/0/2 | KA-DC-020-PE-T4-03 | Te0/0/0/1 | Backhaul | LLDP | 10000 | DL-DC-009-CBL-0985 | Black | ODF-2/P22 | ODF-4/P2
LNK-02102 | DL-DC-009-PE-T4-01 | xe-0/0/2 | KA-DC-020-PE-T4-03 | Te0/0/0/1 | Peering | BGP | 10000
LNK-02103 | MH-DC-003-PE-T4-02 | xe-0/0/2 | PB-DC-012-PE-T4-02 | xe-0/0/5 | Uplink | LLDP | 10000 | MH-DC-003-CBL-0986 | Red | ODF-1/P3 | ODF-2/P19
LNK-02104 | MH-DC-003-PE-T4-02 | xe-0/0/2 | PB-DC-012-PE-T4-02 | xe-0/0/5 | Peering | BGP | 10000
LNK-02105 | KA-DC-021-PE-T4-04 | 1/1/c3 | WB-DC-016-PE-T4-03 | xe-0/0/5 | Backhaul | LLDP | 10000 | KA-DC-021-CBL-0987 | Green | ODF-3/P22 | ODF-2/P14
LNK-02106 | KA-DC-021-PE-T4-04 | 1/1/c3 | WB-DC-016-PE-T4-03 | xe-0/0/5 | Peering | BGP | 10000
LNK-02107 | KA-DC-021-PE-T4-04 | 1/1/c3 | WB-DC-016-PE-T4-03 | xe-0/0/5 | Backhaul | LSP | 10000
LNK-02108 | MH-DC-004-PE-T4-03 | xe-0/0/4 | WB-DC-016-PE-T4-03 | xe-0/0/4 | Uplink | LLDP | 10000 | MH-DC-004-CBL-0988 | Slate | ODF-2/P10 | ODF-4/P3
LNK-02109 | MH-DC-004-PE-T4-03 | xe-0/0/4 | WB-DC-016-PE-T4-03 | xe-0/0/4 | Peering | BGP | 10000
LNK-02110 | MH-DC-004-PE-T4-03 | xe-0/0/4 | WB-DC-016-PE-T4-03 | xe-0/0/4 | Uplink | LSP | 10000
LNK-02111 | UP-DC-005-PE-T4-01 | xe-0/0/2 | DL-DC-009-PE-T4-02 | xe-0/0/1 | Uplink | LLDP | 10000 | UP-DC-005-CBL-0989 | Blue | ODF-1/P9 | ODF-1/P6
LNK-02112 | UP-DC-005-PE-T4-01 | xe-0/0/2 | DL-DC-009-PE-T4-02 | xe-0/0/1 | Peering | BGP | 10000
Note on A1: Required: yes Type: text System field: Link.id
Note on B1: Required: yes Type: ref (from Devices) System field: Link.aNe
Note on C1: Must exist in Interfaces for a_device_id. Required: yes Type: text System field: Link.aIf
Note on D1: May be at another site (backhaul). Required: yes Type: ref (from Devices) System field: Link.zNe
Note on E1: Required: yes Type: text System field: Link.zIf
Note on F1: Fabric (inside a fabric), Uplink, Backhaul (leaves the site), Peering, Access (to a host / customer). Required: yes Type: list (from link_role) System field: Link.role
Note on G1: Default LLDP (physical). Add BGP / OSPF rows for routing adjacencies if needed. Required: no Type: list (from protocol) System field: Link.protocol
Note on H1: Required: yes Type: integer System field: Link.capacityMbps
Note on I1: Cable / trunk label. Required: no Type: text System field: Link.physical.cable
Note on J1: Fibre strand or pair. Required: no Type: text System field: Link.physical.strand
Note on K1: Patch panel / ODF port at the A end. Required: no Type: text System field: Link.physical.aPort
Note on L1: Required: no Type: text System field: Link.physical.zPort
Note on M1: Backhaul: the carrier's circuit ID. Required: in some cases Type: text System field: (reference only)

## GPU_Clusters
cluster_id * | site_id * | room_id * | name * | scheduler * | fabric * | gpu_model * | cooling * | node_count (calc)
Note on A1: Required: yes Type: text System field: GpuCluster.id
Note on B1: Required: yes Type: ref (from Sites) System field: GpuCluster.dcId
Note on C1: Required: yes Type: ref (from Rooms) System field: GpuCluster.room
Note on D1: Required: yes Type: text System field: GpuCluster.name
Note on E1: Required: yes Type: list (from scheduler) System field: GpuCluster.scheduler
Note on F1: For example "InfiniBand NDR 400G, rail-optimised". Required: yes Type: text System field: GpuCluster.fabric
Note on G1: One model per cluster. Required: yes Type: list (from gpu_model) System field: GpuCluster.model
Note on H1: Required: yes Type: list (from air_liquid) System field: GpuCluster.cooling
Note on I1: Calculated from GPU_Nodes. Required: calculated Type: formula System field: GpuCluster.nodes

## GPU_Nodes
device_id * | cluster_id * | gpu_model * | gpu_vendor * | gpu_count * | server_model * | cooling * | driver | firmware
Note on A1: Required: yes Type: ref (from Devices) System field: GpuNode.neId
Note on B1: Required: yes Type: ref (from GPU_Clusters) System field: GpuNode.clusterId
Note on C1: Must match the cluster. Required: yes Type: list (from gpu_model) System field: GpuNode.model
Note on D1: Required: yes Type: list (from gpu_vendor) System field: GpuNode.vendor
Note on E1: Usually 8. Required: yes Type: integer System field: GpuNode.gpus.length
Note on F1: Required: yes Type: text System field: GpuNode.server
Note on G1: Required: yes Type: list (from air_liquid) System field: GpuNode.cooling
Note on H1: Installed driver version. Required: no Type: text System field: GpuNode.driver
Note on I1: Required: no Type: text System field: GpuNode.firmware

## Customers
customer_id * | name * | segment * | city * | state * | plan * | premium * | account_manager | monthly_revenue (calc)
CUST-1202 | Hyperscale Cloud East | Hyperscaler | Mumbai | Maharashtra | Private cage · 2N | Y | Neha Kapoor
CUST-9121 | Nimbus Cloud Services | Hyperscaler | Bengaluru | Karnataka | Private cage · 2N | Y | Rohan Joshi
CUST-8240 | Orbital SaaS | SaaS | Pune | Maharashtra | Suite · 20 kW | Y | Ananya Sen
CUST-7359 | Finance Group | BFSI | Mumbai | Maharashtra | Suite · 20 kW | Y | Karthik Raman
CUST-6478 | Payments Gateway | BFSI | Mumbai | Maharashtra | Cabinets · 8 kW | Y | Pooja Verma
CUST-5597 | Stock Broking House | BFSI | Mumbai | Maharashtra | Cabinets · 8 kW | Y | Neha Kapoor
CUST-4716 | Telecom Provider | Carrier | Chennai | Tamil Nadu | MMR cabinets | Y | Rohan Joshi
CUST-3835 | Regional ISP | Carrier | Indore | Madhya Pradesh | MMR cabinets | N | Ananya Sen
CUST-2954 | Cloud Exchange | Carrier | Bengaluru | Karnataka | MMR cabinets | Y | Karthik Raman
CUST-2073 | Media Corporation | Media | Mumbai | Maharashtra | Cabinets · 6 kW | N | Pooja Verma
CUST-9992 | Broadcast Network | Media | New Delhi | Delhi NCR | Cabinets · 6 kW | N | Neha Kapoor
CUST-9111 | Gaming Studio | Media | Hyderabad | Telangana | Cabinets · 8 kW | N | Rohan Joshi
CUST-8230 | E-commerce Marketplace | Enterprise | Bengaluru | Karnataka | Suite · 20 kW | Y | Ananya Sen
CUST-7349 | Logistics Partners | Enterprise | Hyderabad | Telangana | Cabinets · 6 kW | N | Karthik Raman
CUST-6468 | Pharma Manufacturing | Enterprise | Ahmedabad | Gujarat | Cabinets · 4 kW | N | Pooja Verma
CUST-5587 | Auto Components Ltd | Enterprise | Pune | Maharashtra | Cabinets · 4 kW | N | Neha Kapoor
CUST-4706 | Retail Chain | Enterprise | Mumbai | Maharashtra | Cabinets · 6 kW | N | Rohan Joshi
CUST-3825 | Hotel Group | Enterprise | Jaipur | Rajasthan | Cabinets · 4 kW | N | Ananya Sen
CUST-2944 | State Revenue Department | Government | Lucknow | Uttar Pradesh | Suite · 12 kW | Y | Karthik Raman
CUST-2063 | Smart City Mission | Government | Indore | Madhya Pradesh | Cabinets · 6 kW | N | Pooja Verma
CUST-9982 | Health Network | Healthcare | New Delhi | Delhi NCR | Cabinets · 8 kW | Y | Neha Kapoor
CUST-9101 | Diagnostics Labs | Healthcare | Kochi | Kerala | Cabinets · 4 kW | N | Rohan Joshi
CUST-8220 | Research Institute | Government | Bengaluru | Karnataka | HPC cabinets · 12 kW | N | Ananya Sen
CUST-7339 | Insurance Services | BFSI | Gurugram | Haryana | Cabinets · 8 kW | Y | Karthik Raman
Note on A1: Required: yes Type: text System field: Customer.id
Note on B1: Required: yes Type: text System field: Customer.name
Note on C1: For example BFSI, Media, AI / ML, Healthcare. Required: yes Type: text System field: Customer.segment
Note on D1: Billing city. Required: yes Type: text System field: Customer.city
Note on E1: Required: yes Type: text System field: Customer.state
Note on F1: Contract or plan name. Required: yes Type: text System field: Customer.plan
Note on G1: Y = premium SLA (counted on the Command center). Required: yes Type: list (from yes_no) System field: Customer.premium
Note on H1: Required: no Type: text System field: Customer.accountManager
Note on I1: Calculated: the sum of this customer's Services. Don't type it. Required: calculated Type: formula System field: Customer.revenueMonthly

## Services
service_id * | customer_id * | type * | site_id * | device_id | if_name | rack_ids | gpu_node_ids | qty * | unit * | bandwidth_mbps | sla_target_pct * | monthly_revenue * | critical * | start_date
SVC-CB-1100 | CUST-7349 | Cabinet lease | MH-DC-001 | MH-DC-001-TN-003 | RACK-C |  |  | 1 | cabinets | 10000 | 99.99 | 120000 | N
SVC-PW-1101 | CUST-7349 | Power circuit | MH-DC-001 | MH-DC-001-TN-003 | RACK-C · PDU A+B |  |  | 19 | kW | 10000 | 99.99 | 171000 | N
SVC-XC-1102 | CUST-7349 | Cross-connect | MH-DC-001 | MH-DC-001-MMR-SW-01 | MMR panel 1 · P34 |  |  | 100000 | Mbps | 100000 | 99.99 | 400000 | N
SVC-XC-1103 | CUST-7349 | Cross-connect | MH-DC-001 | MH-DC-001-MMR-SW-02 | MMR panel 8 · P26 |  |  | 1000 | Mbps | 1000 | 99.99 | 4000 | N
SVC-CB-1104 | CUST-2954 | Cabinet lease | MH-DC-001 | MH-DC-001-TN-010 | RACK-D, RACK-E |  |  | 2 | cabinets | 10000 | 99.999 | 240000 | Y
SVC-PW-1105 | CUST-2954 | Power circuit | MH-DC-001 | MH-DC-001-TN-010 | RACK-D · PDU A+B |  |  | 15 | kW | 10000 | 99.999 | 135000 | Y
SVC-PW-1106 | CUST-2954 | Power circuit | MH-DC-001 | MH-DC-001-TN-015 | RACK-E · PDU A+B |  |  | 19 | kW | 10000 | 99.999 | 171000 | Y
SVC-XC-1107 | CUST-2954 | Cross-connect | MH-DC-001 | MH-DC-001-MMR-SW-06 | MMR panel 11 · P20 |  |  | 10000 | Mbps | 10000 | 99.999 | 40000 | Y
SVC-CB-1108 | CUST-9111 | Cabinet lease | MH-DC-001 | MH-DC-001-TN-020 | RACK-F, RACK-G |  |  | 2 | cabinets | 10000 | 99.99 | 240000 | N
SVC-PW-1109 | CUST-9111 | Power circuit | MH-DC-001 | MH-DC-001-TN-020 | RACK-F · PDU A+B |  |  | 20 | kW | 10000 | 99.99 | 180000 | N
SVC-PW-1110 | CUST-9111 | Power circuit | MH-DC-001 | MH-DC-001-TN-026 | RACK-G · PDU A+B |  |  | 18 | kW | 10000 | 99.99 | 162000 | N
SVC-XC-1111 | CUST-9111 | Cross-connect | MH-DC-001 | MH-DC-001-MMR-SW-09 | MMR panel 7 · P10 |  |  | 100000 | Mbps | 100000 | 99.99 | 400000 | N
SVC-XC-1112 | CUST-9111 | Cross-connect | MH-DC-001 | MH-DC-001-MMR-SW-01 | MMR panel 7 · P11 |  |  | 10000 | Mbps | 10000 | 99.99 | 40000 | N
SVC-RH-1113 | CUST-9111 | Remote hands | MH-DC-001 | MH-DC-001-TN-020 | monthly allowance |  |  | 20 | hours | 10000 | 99.99 | 30000 | N
SVC-CB-1114 | CUST-6478 | Cabinet lease | MH-DC-001 | MH-DC-001-TN-035 | RACK-H |  |  | 1 | cabinets | 10000 | 99.999 | 120000 | Y
SVC-PW-1115 | CUST-6478 | Power circuit | MH-DC-001 | MH-DC-001-TN-035 | RACK-H · PDU A+B |  |  | 11 | kW | 10000 | 99.999 | 99000 | Y
SVC-XC-1116 | CUST-6478 | Cross-connect | MH-DC-001 | MH-DC-001-MMR-SW-04 | MMR panel 8 · P46 |  |  | 100000 | Mbps | 100000 | 99.999 | 400000 | Y
SVC-XC-1117 | CUST-6478 | Cross-connect | MH-DC-001 | MH-DC-001-MMR-SW-05 | MMR panel 4 · P37 |  |  | 1000 | Mbps | 1000 | 99.999 | 4000 | Y
SVC-RH-1118 | CUST-6478 | Remote hands | MH-DC-001 | MH-DC-001-TN-035 | monthly allowance |  |  | 40 | hours | 10000 | 99.999 | 60000 | Y
SVC-CB-1119 | CUST-2063 | Cabinet lease | MH-DC-001 | MH-DC-001-TN-040 | RACK-I |  |  | 1 | cabinets | 10000 | 99.99 | 120000 | N
SVC-PW-1120 | CUST-2063 | Power circuit | MH-DC-001 | MH-DC-001-TN-040 | RACK-I · PDU A+B |  |  | 12 | kW | 10000 | 99.99 | 108000 | N
SVC-XC-1121 | CUST-2063 | Cross-connect | MH-DC-001 | MH-DC-001-MMR-SW-06 | MMR panel 11 · P28 |  |  | 10000 | Mbps | 10000 | 99.99 | 40000 | N
SVC-CB-1122 | CUST-8230 | Cabinet lease | MH-DC-001 | MH-DC-001-TN-046 | RACK-J, RACK-K, RACK-L |  |  | 3 | cabinets | 10000 | 99.999 | 360000 | Y
SVC-PW-1123 | CUST-8230 | Power circuit | MH-DC-001 | MH-DC-001-TN-046 | RACK-J · PDU A+B |  |  | 8 | kW | 10000 | 99.999 | 72000 | Y
SVC-PW-1124 | CUST-8230 | Power circuit | MH-DC-001 | MH-DC-001-TN-053 | RACK-K · PDU A+B |  |  | 11 | kW | 10000 | 99.999 | 99000 | Y
SVC-PW-1125 | CUST-8230 | Power circuit | MH-DC-001 | MH-DC-001-TN-057 | RACK-L · PDU A+B |  |  | 8 | kW | 10000 | 99.999 | 72000 | Y
SVC-XC-1126 | CUST-8230 | Cross-connect | MH-DC-001 | MH-DC-001-MMR-SW-07 | MMR panel 6 · P5 |  |  | 10000 | Mbps | 10000 | 99.999 | 40000 | Y
SVC-RH-1127 | CUST-8230 | Remote hands | MH-DC-001 | MH-DC-001-TN-046 | monthly allowance |  |  | 40 | hours | 10000 | 99.999 | 60000 | Y
SVC-CB-1128 | CUST-6468 | Cabinet lease | MH-DC-001 | MH-DC-001-TN-062 | RACK-M, RACK-N |  |  | 2 | cabinets | 10000 | 99.99 | 240000 | N
SVC-PW-1129 | CUST-6468 | Power circuit | MH-DC-001 | MH-DC-001-TN-062 | RACK-M · PDU A+B |  |  | 8 | kW | 10000 | 99.99 | 72000 | N
SVC-PW-1130 | CUST-6468 | Power circuit | MH-DC-001 | MH-DC-001-TN-066 | RACK-N · PDU A+B |  |  | 8 | kW | 10000 | 99.99 | 72000 | N
SVC-XC-1131 | CUST-6468 | Cross-connect | MH-DC-001 | MH-DC-001-MMR-SW-09 | MMR panel 2 · P39 |  |  | 10000 | Mbps | 10000 | 99.99 | 40000 | N
SVC-CB-1132 | CUST-9982 | Cabinet lease | MH-DC-001 | MH-DC-001-TN-072 | RACK-O |  |  | 1 | cabinets | 10000 | 99.999 | 120000 | Y
SVC-PW-1133 | CUST-9982 | Power circuit | MH-DC-001 | MH-DC-001-TN-072 | RACK-O · PDU A+B |  |  | 10 | kW | 10000 | 99.999 | 90000 | Y
SVC-XC-1134 | CUST-9982 | Cross-connect | MH-DC-001 | MH-DC-001-MMR-SW-03 | MMR panel 10 · P13 |  |  | 10000 | Mbps | 10000 | 99.999 | 40000 | Y
SVC-XC-1135 | CUST-9982 | Cross-connect | MH-DC-001 | MH-DC-001-MMR-SW-04 | MMR panel 4 · P19 |  |  | 10000 | Mbps | 10000 | 99.999 | 40000 | Y
SVC-CB-1136 | CUST-1202 | Cabinet lease | MH-DC-001 | MH-DC-001-TN-079 | RACK-P |  |  | 1 | cabinets | 10000 | 99.999 | 120000 | Y
SVC-PW-1137 | CUST-1202 | Power circuit | MH-DC-001 | MH-DC-001-TN-079 | RACK-P · PDU A+B |  |  | 8 | kW | 10000 | 99.999 | 72000 | Y
SVC-XC-1138 | CUST-1202 | Cross-connect | MH-DC-001 | MH-DC-001-MMR-SW-01 | MMR panel 4 · P22 |  |  | 1000 | Mbps | 1000 | 99.999 | 4000 | Y
SVC-RH-1139 | CUST-1202 | Remote hands | MH-DC-001 | MH-DC-001-TN-079 | monthly allowance |  |  | 20 | hours | 10000 | 99.999 | 30000 | Y
SVC-CB-1140 | CUST-7349 | Cabinet lease | MH-DC-002 | MH-DC-002-TN-001 | RACK-B, RACK-C |  |  | 2 | cabinets | 10000 | 99.99 | 240000 | N
SVC-PW-1141 | CUST-7349 | Power circuit | MH-DC-002 | MH-DC-002-TN-001 | RACK-B · PDU A+B |  |  | 40 | kW | 10000 | 99.99 | 360000 | N
SVC-PW-1142 | CUST-7349 | Power circuit | MH-DC-002 | MH-DC-002-TN-007 | RACK-C · PDU A+B |  |  | 40 | kW | 10000 | 99.99 | 360000 | N
SVC-XC-1143 | CUST-7349 | Cross-connect | MH-DC-002 | MH-DC-002-MMR-SW-01 | MMR panel 3 · P16 |  |  | 100000 | Mbps | 100000 | 99.99 | 400000 | N
SVC-XC-1144 | CUST-7349 | Cross-connect | MH-DC-002 | MH-DC-002-MMR-SW-02 | MMR panel 6 · P3 |  |  | 1000 | Mbps | 1000 | 99.99 | 4000 | N
SVC-CB-1145 | CUST-8220 | Cabinet lease | MH-DC-002 | MH-DC-002-TN-012 | RACK-D |  |  | 1 | cabinets | 10000 | 99.99 | 120000 | N
SVC-PW-1146 | CUST-8220 | Power circuit | MH-DC-002 | MH-DC-002-TN-012 | RACK-D · PDU A+B |  |  | 17 | kW | 10000 | 99.99 | 153000 | N
SVC-XC-1147 | CUST-8220 | Cross-connect | MH-DC-002 | MH-DC-002-MMR-SW-02 | MMR panel 3 · P6 |  |  | 10000 | Mbps | 10000 | 99.99 | 40000 | N
SVC-CB-1148 | CUST-4716 | Cabinet lease | MH-DC-002 | MH-DC-002-TN-016 | RACK-E |  |  | 1 | cabinets | 10000 | 99.999 | 120000 | Y
SVC-PW-1149 | CUST-4716 | Power circuit | MH-DC-002 | MH-DC-002-TN-016 | RACK-E · PDU A+B |  |  | 20 | kW | 10000 | 99.999 | 180000 | Y
SVC-XC-1150 | CUST-4716 | Cross-connect | MH-DC-002 | MH-DC-002-MMR-SW-04 | MMR panel 7 · P26 |  |  | 10000 | Mbps | 10000 | 99.999 | 40000 | Y
SVC-XC-1151 | CUST-4716 | Cross-connect | MH-DC-002 | MH-DC-002-MMR-SW-01 | MMR panel 9 · P17 |  |  | 100000 | Mbps | 100000 | 99.999 | 400000 | Y
SVC-CB-1152 | CUST-2954 | Cabinet lease | MH-DC-002 | MH-DC-002-TN-021 | RACK-F, RACK-G |  |  | 2 | cabinets | 10000 | 99.999 | 240000 | Y
SVC-PW-1153 | CUST-2954 | Power circuit | MH-DC-002 | MH-DC-002-TN-021 | RACK-F · PDU A+B |  |  | 17 | kW | 10000 | 99.999 | 153000 | Y
SVC-PW-1154 | CUST-2954 | Power circuit | MH-DC-002 | MH-DC-002-TN-029 | RACK-G · PDU A+B |  |  | 17 | kW | 10000 | 99.999 | 153000 | Y
SVC-XC-1155 | CUST-2954 | Cross-connect | MH-DC-002 | MH-DC-002-MMR-SW-02 | MMR panel 4 · P29 |  |  | 10000 | Mbps | 10000 | 99.999 | 40000 | Y
SVC-XC-1156 | CUST-2954 | Cross-connect | MH-DC-002 | MH-DC-002-MMR-SW-03 | MMR panel 7 · P16 |  |  | 1000 | Mbps | 1000 | 99.999 | 4000 | Y
SVC-CB-1157 | CUST-1202 | Cabinet lease | MH-DC-002 | MH-DC-002-TN-034 | RACK-H, RACK-I |  |  | 2 | cabinets | 10000 | 99.999 | 240000 | Y
SVC-PW-1158 | CUST-1202 | Power circuit | MH-DC-002 | MH-DC-002-TN-034 | RACK-H · PDU A+B |  |  | 40 | kW | 10000 | 99.999 | 360000 | Y
SVC-PW-1159 | CUST-1202 | Power circuit | MH-DC-002 | MH-DC-002-TN-039 | RACK-I · PDU A+B |  |  | 8 | kW | 10000 | 99.999 | 72000 | Y
SVC-XC-1160 | CUST-1202 | Cross-connect | MH-DC-002 | MH-DC-002-MMR-SW-01 | MMR panel 5 · P9 |  |  | 10000 | Mbps | 10000 | 99.999 | 40000 | Y
SVC-XC-1161 | CUST-1202 | Cross-connect | MH-DC-002 | MH-DC-002-MMR-SW-02 | MMR panel 10 · P21 |  |  | 10000 | Mbps | 10000 | 99.999 | 40000 | Y
SVC-CB-1162 | CUST-6468 | Cabinet lease | MH-DC-003 | MH-DC-003-TN-006 | RACK-C |  |  | 1 | cabinets | 10000 | 99.99 | 120000 | N
SVC-PW-1163 | CUST-6468 | Power circuit | MH-DC-003 | MH-DC-003-TN-006 | RACK-C · PDU A+B |  |  | 17 | kW | 10000 | 99.99 | 153000 | N
SVC-XC-1164 | CUST-6468 | Cross-connect | MH-DC-003 | MH-DC-003-MMR-SW-03 | MMR panel 9 · P11 |  |  | 1000 | Mbps | 1000 | 99.99 | 4000 | N
SVC-XC-1165 | CUST-6468 | Cross-connect | MH-DC-003 | MH-DC-003-MMR-SW-04 | MMR panel 5 · P23 |  |  | 1000 | Mbps | 1000 | 99.99 | 4000 | N
SVC-XC-1166 | CUST-6468 | Cross-connect | MH-DC-003 | MH-DC-003-MMR-SW-05 | MMR panel 11 · P28 |  |  | 1000 | Mbps | 1000 | 99.99 | 4000 | N
SVC-CB-1167 | CUST-1202 | Cabinet lease | MH-DC-003 | MH-DC-003-TN-013 | RACK-D, RACK-E, RACK-F, RACK-G, RACK-H, RACK-I |  |  | 6 | cabinets | 10000 | 99.999 | 720000 | Y
SVC-PW-1168 | CUST-1202 | Power circuit | MH-DC-003 | MH-DC-003-TN-013 | RACK-D · PDU A+B |  |  | 19 | kW | 10000 | 99.999 | 171000 | Y
SVC-PW-1169 | CUST-1202 | Power circuit | MH-DC-003 | MH-DC-003-TN-021 | RACK-E · PDU A+B |  |  | 16 | kW | 10000 | 99.999 | 144000 | Y
SVC-PW-1170 | CUST-1202 | Power circuit | MH-DC-003 | MH-DC-003-TN-026 | RACK-F · PDU A+B |  |  | 21 | kW | 10000 | 99.999 | 189000 | Y
SVC-PW-1171 | CUST-1202 | Power circuit | MH-DC-003 | MH-DC-003-TN-031 | RACK-G · PDU A+B |  |  | 22 | kW | 10000 | 99.999 | 198000 | Y
SVC-PW-1172 | CUST-1202 | Power circuit | MH-DC-003 | MH-DC-003-TN-035 | RACK-H · PDU A+B |  |  | 14 | kW | 10000 | 99.999 | 126000 | Y
SVC-PW-1173 | CUST-1202 | Power circuit | MH-DC-003 | MH-DC-003-TN-039 | RACK-I · PDU A+B |  |  | 12 | kW | 10000 | 99.999 | 108000 | Y
SVC-XC-1174 | CUST-1202 | Cross-connect | MH-DC-003 | MH-DC-003-MMR-SW-03 | MMR panel 9 · P4 |  |  | 10000 | Mbps | 10000 | 99.999 | 40000 | Y
SVC-XC-1175 | CUST-1202 | Cross-connect | MH-DC-003 | MH-DC-003-MMR-SW-04 | MMR panel 9 · P33 |  |  | 10000 | Mbps | 10000 | 99.999 | 40000 | Y
SVC-CB-1176 | CUST-2073 | Cabinet lease | MH-DC-003 | MH-DC-003-TN-043 | RACK-J, RACK-K |  |  | 2 | cabinets | 10000 | 99.99 | 240000 | N
SVC-PW-1177 | CUST-2073 | Power circuit | MH-DC-003 | MH-DC-003-TN-043 | RACK-J · PDU A+B |  |  | 23 | kW | 10000 | 99.99 | 207000 | N
SVC-PW-1178 | CUST-2073 | Power circuit | MH-DC-003 | MH-DC-003-TN-047 | RACK-K · PDU A+B |  |  | 10 | kW | 10000 | 99.99 | 90000 | N
SVC-XC-1179 | CUST-2073 | Cross-connect | MH-DC-003 | MH-DC-003-MMR-SW-03 | MMR panel 4 · P4 |  |  | 10000 | Mbps | 10000 | 99.99 | 40000 | N
SVC-XC-1180 | CUST-2073 | Cross-connect | MH-DC-003 | MH-DC-003-MMR-SW-04 | MMR panel 9 · P16 |  |  | 100000 | Mbps | 100000 | 99.99 | 400000 | N
SVC-RH-1181 | CUST-2073 | Remote hands | MH-DC-003 | MH-DC-003-TN-043 | monthly allowance |  |  | 10 | hours | 10000 | 99.99 | 15000 | N
SVC-CB-1182 | CUST-2954 | Cabinet lease | MH-DC-004 | MH-DC-004-TN-003 | RACK-B, RACK-C |  |  | 2 | cabinets | 10000 | 99.999 | 240000 | Y
SVC-PW-1183 | CUST-2954 | Power circuit | MH-DC-004 | MH-DC-004-TN-003 | RACK-B · PDU A+B |  |  | 16 | kW | 10000 | 99.999 | 144000 | Y
SVC-PW-1184 | CUST-2954 | Power circuit | MH-DC-004 | MH-DC-004-TN-013 | RACK-C · PDU A+B |  |  | 20 | kW | 10000 | 99.999 | 180000 | Y
SVC-XC-1185 | CUST-2954 | Cross-connect | MH-DC-004 | MH-DC-004-MMR-SW-02 | MMR panel 1 · P27 |  |  | 100000 | Mbps | 100000 | 99.999 | 400000 | Y
SVC-CB-1186 | CUST-1202 | Cabinet lease | MH-DC-004 | MH-DC-004-TN-019 | RACK-D, RACK-E |  |  | 2 | cabinets | 10000 | 99.999 | 240000 | Y
SVC-PW-1187 | CUST-1202 | Power circuit | MH-DC-004 | MH-DC-004-TN-019 | RACK-D · PDU A+B |  |  | 14 | kW | 10000 | 99.999 | 126000 | Y
SVC-PW-1188 | CUST-1202 | Power circuit | MH-DC-004 | MH-DC-004-TN-022 | RACK-E · PDU A+B |  |  | 12 | kW | 10000 | 99.999 | 108000 | Y
SVC-XC-1189 | CUST-1202 | Cross-connect | MH-DC-004 | MH-DC-004-MMR-SW-01 | MMR panel 11 · P28 |  |  | 1000 | Mbps | 1000 | 99.999 | 4000 | Y
SVC-XC-1190 | CUST-1202 | Cross-connect | MH-DC-004 | MH-DC-004-MMR-SW-02 | MMR panel 9 · P8 |  |  | 100000 | Mbps | 100000 | 99.999 | 400000 | Y
SVC-XC-1191 | CUST-1202 | Cross-connect | MH-DC-004 | MH-DC-004-MMR-SW-03 | MMR panel 5 · P14 |  |  | 10000 | Mbps | 10000 | 99.999 | 40000 | Y
SVC-RH-1192 | CUST-1202 | Remote hands | MH-DC-004 | MH-DC-004-TN-019 | monthly allowance |  |  | 10 | hours | 10000 | 99.999 | 15000 | Y
SVC-CB-1193 | CUST-7359 | Cabinet lease | UP-DC-005 | UP-DC-005-TN-006 | RACK-C, RACK-D, RACK-E |  |  | 3 | cabinets | 10000 | 99.999 | 360000 | Y
SVC-PW-1194 | CUST-7359 | Power circuit | UP-DC-005 | UP-DC-005-TN-006 | RACK-C · PDU A+B |  |  | 16 | kW | 10000 | 99.999 | 144000 | Y
SVC-PW-1195 | CUST-7359 | Power circuit | UP-DC-005 | UP-DC-005-TN-011 | RACK-D · PDU A+B |  |  | 19 | kW | 10000 | 99.999 | 171000 | Y
SVC-PW-1196 | CUST-7359 | Power circuit | UP-DC-005 | UP-DC-005-TN-016 | RACK-E · PDU A+B |  |  | 16 | kW | 10000 | 99.999 | 144000 | Y
SVC-XC-1197 | CUST-7359 | Cross-connect | UP-DC-005 | UP-DC-005-MMR-SW-04 | MMR panel 11 · P9 |  |  | 10000 | Mbps | 10000 | 99.999 | 40000 | Y
SVC-XC-1198 | CUST-7359 | Cross-connect | UP-DC-005 | UP-DC-005-MMR-SW-05 | MMR panel 6 · P30 |  |  | 1000 | Mbps | 1000 | 99.999 | 4000 | Y
SVC-CB-1199 | CUST-1202 | Cabinet lease | UP-DC-005 | UP-DC-005-TN-023 | RACK-F, RACK-G, RACK-H, RACK-I, RACK-J |  |  | 5 | cabinets | 10000 | 99.999 | 600000 | Y
SVC-PW-1200 | CUST-1202 | Power circuit | UP-DC-005 | UP-DC-005-TN-023 | RACK-F · PDU A+B |  |  | 16 | kW | 10000 | 99.999 | 144000 | Y
SVC-PW-1201 | CUST-1202 | Power circuit | UP-DC-005 | UP-DC-005-TN-030 | RACK-G · PDU A+B |  |  | 17 | kW | 10000 | 99.999 | 153000 | Y
SVC-PW-1202 | CUST-1202 | Power circuit | UP-DC-005 | UP-DC-005-TN-037 | RACK-H · PDU A+B |  |  | 18 | kW | 10000 | 99.999 | 162000 | Y
SVC-PW-1203 | CUST-1202 | Power circuit | UP-DC-005 | UP-DC-005-TN-044 | RACK-I · PDU A+B |  |  | 12 | kW | 10000 | 99.999 | 108000 | Y
SVC-PW-1204 | CUST-1202 | Power circuit | UP-DC-005 | UP-DC-005-TN-049 | RACK-J · PDU A+B |  |  | 22 | kW | 10000 | 99.999 | 198000 | Y
SVC-XC-1205 | CUST-1202 | Cross-connect | UP-DC-005 | UP-DC-005-MMR-SW-06 | MMR panel 3 · P28 |  |  | 10000 | Mbps | 10000 | 99.999 | 40000 | Y
SVC-XC-1206 | CUST-1202 | Cross-connect | UP-DC-005 | UP-DC-005-MMR-SW-07 | MMR panel 10 · P12 |  |  | 100000 | Mbps | 100000 | 99.999 | 400000 | Y
SVC-CB-1207 | CUST-4716 | Cabinet lease | UP-DC-005 | UP-DC-005-TN-054 | RACK-K |  |  | 1 | cabinets | 10000 | 99.999 | 120000 | Y
SVC-PW-1208 | CUST-4716 | Power circuit | UP-DC-005 | UP-DC-005-TN-054 | RACK-K · PDU A+B |  |  | 19 | kW | 10000 | 99.999 | 171000 | Y
SVC-XC-1209 | CUST-4716 | Cross-connect | UP-DC-005 | UP-DC-005-MMR-SW-04 | MMR panel 2 · P40 |  |  | 10000 | Mbps | 10000 | 99.999 | 40000 | Y
SVC-XC-1210 | CUST-4716 | Cross-connect | UP-DC-005 | UP-DC-005-MMR-SW-05 | MMR panel 2 · P22 |  |  | 1000 | Mbps | 1000 | 99.999 | 4000 | Y
SVC-RH-1211 | CUST-4716 | Remote hands | UP-DC-005 | UP-DC-005-TN-054 | monthly allowance |  |  | 10 | hours | 10000 | 99.999 | 15000 | Y
SVC-CB-1212 | CUST-9111 | Cabinet lease | UP-DC-005 | UP-DC-005-TN-060 | RACK-L |  |  | 1 | cabinets | 10000 | 99.99 | 120000 | N
SVC-PW-1213 | CUST-9111 | Power circuit | UP-DC-005 | UP-DC-005-TN-060 | RACK-L · PDU A+B |  |  | 16 | kW | 10000 | 99.99 | 144000 | N
SVC-XC-1214 | CUST-9111 | Cross-connect | UP-DC-005 | UP-DC-005-MMR-SW-06 | MMR panel 12 · P2 |  |  | 10000 | Mbps | 10000 | 99.99 | 40000 | N
SVC-XC-1215 | CUST-9111 | Cross-connect | UP-DC-005 | UP-DC-005-MMR-SW-07 | MMR panel 11 · P47 |  |  | 100000 | Mbps | 100000 | 99.99 | 400000 | N
SVC-XC-1216 | CUST-9111 | Cross-connect | UP-DC-005 | UP-DC-005-MMR-SW-01 | MMR panel 10 · P38 |  |  | 10000 | Mbps | 10000 | 99.99 | 40000 | N
SVC-CB-1217 | CUST-7339 | Cabinet lease | UP-DC-006 | UP-DC-006-TN-004 | RACK-C |  |  | 1 | cabinets | 10000 | 99.999 | 120000 | Y
SVC-PW-1218 | CUST-7339 | Power circuit | UP-DC-006 | UP-DC-006-TN-004 | RACK-C · PDU A+B |  |  | 14 | kW | 10000 | 99.999 | 126000 | Y
SVC-XC-1219 | CUST-7339 | Cross-connect | UP-DC-006 | UP-DC-006-MMR-SW-03 | MMR panel 9 · P5 |  |  | 10000 | Mbps | 10000 | 99.999 | 40000 | Y
SVC-CB-1220 | CUST-4706 | Cabinet lease | UP-DC-006 | UP-DC-006-TN-009 | RACK-D |  |  | 1 | cabinets | 10000 | 99.99 | 120000 | N
SVC-PW-1221 | CUST-4706 | Power circuit | UP-DC-006 | UP-DC-006-TN-009 | RACK-D · PDU A+B |  |  | 18 | kW | 10000 | 99.99 | 162000 | N
SVC-XC-1222 | CUST-4706 | Cross-connect | UP-DC-006 | UP-DC-006-MMR-SW-02 | MMR panel 9 · P47 |  |  | 100000 | Mbps | 100000 | 99.99 | 400000 | N
SVC-XC-1223 | CUST-4706 | Cross-connect | UP-DC-006 | UP-DC-006-MMR-SW-03 | MMR panel 8 · P9 |  |  | 10000 | Mbps | 10000 | 99.99 | 40000 | N
SVC-CB-1224 | CUST-2954 | Cabinet lease | UP-DC-006 | UP-DC-006-TN-013 | RACK-E, RACK-F |  |  | 2 | cabinets | 10000 | 99.999 | 240000 | Y
SVC-PW-1225 | CUST-2954 | Power circuit | UP-DC-006 | UP-DC-006-TN-013 | RACK-E · PDU A+B |  |  | 15 | kW | 10000 | 99.999 | 135000 | Y
SVC-PW-1226 | CUST-2954 | Power circuit | UP-DC-006 | UP-DC-006-TN-020 | RACK-F · PDU A+B |  |  | 15 | kW | 10000 | 99.999 | 135000 | Y
SVC-XC-1227 | CUST-2954 | Cross-connect | UP-DC-006 | UP-DC-006-MMR-SW-02 | MMR panel 8 · P48 |  |  | 10000 | Mbps | 10000 | 99.999 | 40000 | Y
SVC-XC-1228 | CUST-2954 | Cross-connect | UP-DC-006 | UP-DC-006-MMR-SW-03 | MMR panel 6 · P13 |  |  | 10000 | Mbps | 10000 | 99.999 | 40000 | Y
SVC-CB-1229 | CUST-8220 | Cabinet lease | UP-DC-006 | UP-DC-006-TN-029 | RACK-G, RACK-H |  |  | 2 | cabinets | 10000 | 99.99 | 240000 | N
SVC-PW-1230 | CUST-8220 | Power circuit | UP-DC-006 | UP-DC-006-TN-029 | RACK-G · PDU A+B |  |  | 20 | kW | 10000 | 99.99 | 180000 | N
SVC-PW-1231 | CUST-8220 | Power circuit | UP-DC-006 | UP-DC-006-TN-036 | RACK-H · PDU A+B |  |  | 20 | kW | 10000 | 99.99 | 180000 | N
SVC-XC-1232 | CUST-8220 | Cross-connect | UP-DC-006 | UP-DC-006-MMR-SW-04 | MMR panel 11 · P22 |  |  | 10000 | Mbps | 10000 | 99.99 | 40000 | N
SVC-XC-1233 | CUST-8220 | Cross-connect | UP-DC-006 | UP-DC-006-MMR-SW-05 | MMR panel 6 · P32 |  |  | 100000 | Mbps | 100000 | 99.99 | 400000 | N
SVC-XC-1234 | CUST-8220 | Cross-connect | UP-DC-006 | UP-DC-006-MMR-SW-01 | MMR panel 2 · P32 |  |  | 100000 | Mbps | 100000 | 99.99 | 400000 | N
SVC-RH-1235 | CUST-8220 | Remote hands | UP-DC-006 | UP-DC-006-TN-029 | monthly allowance |  |  | 20 | hours | 10000 | 99.99 | 30000 | N
SVC-CB-1236 | CUST-2063 | Cabinet lease | UP-DC-006 | UP-DC-006-TN-040 | RACK-I, RACK-J |  |  | 2 | cabinets | 10000 | 99.99 | 240000 | N
SVC-PW-1237 | CUST-2063 | Power circuit | UP-DC-006 | UP-DC-006-TN-040 | RACK-I · PDU A+B |  |  | 20 | kW | 10000 | 99.99 | 180000 | N
SVC-PW-1238 | CUST-2063 | Power circuit | UP-DC-006 | UP-DC-006-TN-048 | RACK-J · PDU A+B |  |  | 8 | kW | 10000 | 99.99 | 72000 | N
SVC-XC-1239 | CUST-2063 | Cross-connect | UP-DC-006 | UP-DC-006-MMR-SW-03 | MMR panel 12 · P45 |  |  | 1000 | Mbps | 1000 | 99.99 | 4000 | N
SVC-XC-1240 | CUST-2063 | Cross-connect | UP-DC-006 | UP-DC-006-MMR-SW-04 | MMR panel 11 · P15 |  |  | 1000 | Mbps | 1000 | 99.99 | 4000 | N
SVC-CB-1241 | CUST-2073 | Cabinet lease | UP-DC-007 | UP-DC-007-TN-001 | RACK-B |  |  | 1 | cabinets | 10000 | 99.99 | 120000 | N
SVC-PW-1242 | CUST-2073 | Power circuit | UP-DC-007 | UP-DC-007-TN-001 | RACK-B · PDU A+B |  |  | 13 | kW | 10000 | 99.99 | 117000 | N
SVC-XC-1243 | CUST-2073 | Cross-connect | UP-DC-007 | UP-DC-007-MMR-SW-02 | MMR panel 4 · P32 |  |  | 10000 | Mbps | 10000 | 99.99 | 40000 | N
SVC-CB-1244 | CUST-7359 | Cabinet lease | UP-DC-007 | UP-DC-007-TN-005 | RACK-C, RACK-D, RACK-E |  |  | 3 | cabinets | 10000 | 99.999 | 360000 | Y
SVC-PW-1245 | CUST-7359 | Power circuit | UP-DC-007 | UP-DC-007-TN-005 | RACK-C · PDU A+B |  |  | 19 | kW | 10000 | 99.999 | 171000 | Y
SVC-PW-1246 | CUST-7359 | Power circuit | UP-DC-007 | UP-DC-007-TN-011 | RACK-D · PDU A+B |  |  | 22 | kW | 10000 | 99.999 | 198000 | Y
SVC-PW-1247 | CUST-7359 | Power circuit | UP-DC-007 | UP-DC-007-TN-017 | RACK-E · PDU A+B |  |  | 13 | kW | 10000 | 99.999 | 117000 | Y
SVC-XC-1248 | CUST-7359 | Cross-connect | UP-DC-007 | UP-DC-007-MMR-SW-02 | MMR panel 7 · P28 |  |  | 10000 | Mbps | 10000 | 99.999 | 40000 | Y
SVC-CB-1249 | CUST-3825 | Cabinet lease | UP-DC-007 | UP-DC-007-TN-022 | RACK-F, RACK-G |  |  | 2 | cabinets | 10000 | 99.99 | 240000 | N
SVC-PW-1250 | CUST-3825 | Power circuit | UP-DC-007 | UP-DC-007-TN-022 | RACK-F · PDU A+B |  |  | 15 | kW | 10000 | 99.99 | 135000 | N
SVC-PW-1251 | CUST-3825 | Power circuit | UP-DC-007 | UP-DC-007-TN-029 | RACK-G · PDU A+B |  |  | 17 | kW | 10000 | 99.99 | 153000 | N
SVC-XC-1252 | CUST-3825 | Cross-connect | UP-DC-007 | UP-DC-007-MMR-SW-04 | MMR panel 6 · P6 |  |  | 10000 | Mbps | 10000 | 99.99 | 40000 | N
SVC-XC-1253 | CUST-3825 | Cross-connect | UP-DC-007 | UP-DC-007-MMR-SW-01 | MMR panel 9 · P19 |  |  | 10000 | Mbps | 10000 | 99.99 | 40000 | N
SVC-RH-1254 | CUST-3825 | Remote hands | UP-DC-007 | UP-DC-007-TN-022 | monthly allowance |  |  | 10 | hours | 10000 | 99.99 | 15000 | N
SVC-CB-1255 | CUST-8240 | Cabinet lease | KA-DC-008 | KA-DC-008-TN-005 | RACK-C, RACK-D, RACK-E |  |  | 3 | cabinets | 10000 | 99.999 | 360000 | Y
SVC-PW-1256 | CUST-8240 | Power circuit | KA-DC-008 | KA-DC-008-TN-005 | RACK-C · PDU A+B |  |  | 18 | kW | 10000 | 99.999 | 162000 | Y
SVC-PW-1257 | CUST-8240 | Power circuit | KA-DC-008 | KA-DC-008-TN-010 | RACK-D · PDU A+B |  |  | 12 | kW | 10000 | 99.999 | 108000 | Y
SVC-PW-1258 | CUST-8240 | Power circuit | KA-DC-008 | KA-DC-008-TN-017 | RACK-E · PDU A+B |  |  | 11 | kW | 10000 | 99.999 | 99000 | Y
SVC-XC-1259 | CUST-8240 | Cross-connect | KA-DC-008 | KA-DC-008-MMR-SW-05 | MMR panel 1 · P40 |  |  | 10000 | Mbps | 10000 | 99.999 | 40000 | Y
SVC-CB-1260 | CUST-7339 | Cabinet lease | KA-DC-008 | KA-DC-008-TN-022 | RACK-F |  |  | 1 | cabinets | 10000 | 99.999 | 120000 | Y
SVC-PW-1261 | CUST-7339 | Power circuit | KA-DC-008 | KA-DC-008-TN-022 | RACK-F · PDU A+B |  |  | 21 | kW | 10000 | 99.999 | 189000 | Y
SVC-XC-1262 | CUST-7339 | Cross-connect | KA-DC-008 | KA-DC-008-MMR-SW-06 | MMR panel 8 · P24 |  |  | 100000 | Mbps | 100000 | 99.999 | 400000 | Y
SVC-RH-1263 | CUST-7339 | Remote hands | KA-DC-008 | KA-DC-008-TN-022 | monthly allowance |  |  | 20 | hours | 10000 | 99.999 | 30000 | Y
SVC-CB-1264 | CUST-6468 | Cabinet lease | KA-DC-008 | KA-DC-008-TN-026 | RACK-G, RACK-H |  |  | 2 | cabinets | 10000 | 99.99 | 240000 | N
SVC-PW-1265 | CUST-6468 | Power circuit | KA-DC-008 | KA-DC-008-TN-026 | RACK-G · PDU A+B |  |  | 15 | kW | 10000 | 99.99 | 135000 | N
SVC-PW-1266 | CUST-6468 | Power circuit | KA-DC-008 | KA-DC-008-TN-031 | RACK-H · PDU A+B |  |  | 19 | kW | 10000 | 99.99 | 171000 | N
SVC-XC-1267 | CUST-6468 | Cross-connect | KA-DC-008 | KA-DC-008-MMR-SW-03 | MMR panel 10 · P17 |  |  | 100000 | Mbps | 100000 | 99.99 | 400000 | N
SVC-CB-1268 | CUST-2073 | Cabinet lease | KA-DC-008 | KA-DC-008-TN-036 | RACK-I, RACK-J |  |  | 2 | cabinets | 10000 | 99.99 | 240000 | N
SVC-PW-1269 | CUST-2073 | Power circuit | KA-DC-008 | KA-DC-008-TN-036 | RACK-I · PDU A+B |  |  | 15 | kW | 10000 | 99.99 | 135000 | N
SVC-PW-1270 | CUST-2073 | Power circuit | KA-DC-008 | KA-DC-008-TN-040 | RACK-J · PDU A+B |  |  | 19 | kW | 10000 | 99.99 | 171000 | N
SVC-XC-1271 | CUST-2073 | Cross-connect | KA-DC-008 | KA-DC-008-MMR-SW-03 | MMR panel 3 · P22 |  |  | 10000 | Mbps | 10000 | 99.99 | 40000 | N
SVC-XC-1272 | CUST-2073 | Cross-connect | KA-DC-008 | KA-DC-008-MMR-SW-04 | MMR panel 1 · P42 |  |  | 1000 | Mbps | 1000 | 99.99 | 4000 | N
SVC-XC-1273 | CUST-2073 | Cross-connect | KA-DC-008 | KA-DC-008-MMR-SW-05 | MMR panel 6 · P48 |  |  | 10000 | Mbps | 10000 | 99.99 | 40000 | N
SVC-RH-1274 | CUST-2073 | Remote hands | KA-DC-008 | KA-DC-008-TN-036 | monthly allowance |  |  | 40 | hours | 10000 | 99.99 | 60000 | N
SVC-CB-1275 | CUST-9101 | Cabinet lease | KA-DC-008 | KA-DC-008-TN-046 | RACK-K |  |  | 1 | cabinets | 10000 | 99.99 | 120000 | N
SVC-PW-1276 | CUST-9101 | Power circuit | KA-DC-008 | KA-DC-008-TN-046 | RACK-K · PDU A+B |  |  | 16 | kW | 10000 | 99.99 | 144000 | N
SVC-XC-1277 | CUST-9101 | Cross-connect | KA-DC-008 | KA-DC-008-MMR-SW-02 | MMR panel 6 · P14 |  |  | 1000 | Mbps | 1000 | 99.99 | 4000 | N
SVC-XC-1278 | CUST-9101 | Cross-connect | KA-DC-008 | KA-DC-008-MMR-SW-03 | MMR panel 10 · P36 |  |  | 100000 | Mbps | 100000 | 99.99 | 400000 | N
SVC-CB-1279 | CUST-8220 | Cabinet lease | KA-DC-008 | KA-DC-008-TN-051 | RACK-L |  |  | 1 | cabinets | 10000 | 99.99 | 120000 | N
SVC-PW-1280 | CUST-8220 | Power circuit | KA-DC-008 | KA-DC-008-TN-051 | RACK-L · PDU A+B |  |  | 19 | kW | 10000 | 99.99 | 171000 | N
SVC-XC-1281 | CUST-8220 | Cross-connect | KA-DC-008 | KA-DC-008-MMR-SW-02 | MMR panel 9 · P3 |  |  | 10000 | Mbps | 10000 | 99.99 | 40000 | N
SVC-RH-1282 | CUST-8220 | Remote hands | KA-DC-008 | KA-DC-008-TN-051 | monthly allowance |  |  | 40 | hours | 10000 | 99.99 | 60000 | N
SVC-CB-1283 | CUST-5597 | Cabinet lease | KA-DC-008 | KA-DC-008-TN-058 | RACK-M |  |  | 1 | cabinets | 10000 | 99.999 | 120000 | Y
SVC-PW-1284 | CUST-5597 | Power circuit | KA-DC-008 | KA-DC-008-TN-058 | RACK-M · PDU A+B |  |  | 20 | kW | 10000 | 99.999 | 180000 | Y
SVC-XC-1285 | CUST-5597 | Cross-connect | KA-DC-008 | KA-DC-008-MMR-SW-05 | MMR panel 9 · P39 |  |  | 10000 | Mbps | 10000 | 99.999 | 40000 | Y
SVC-CB-1286 | CUST-3835 | Cabinet lease | KA-DC-008 | KA-DC-008-TN-063 | RACK-N |  |  | 1 | cabinets | 10000 | 99.99 | 120000 | N
SVC-PW-1287 | CUST-3835 | Power circuit | KA-DC-008 | KA-DC-008-TN-063 | RACK-N · PDU A+B |  |  | 8 | kW | 10000 | 99.99 | 72000 | N
SVC-XC-1288 | CUST-3835 | Cross-connect | KA-DC-008 | KA-DC-008-MMR-SW-06 | MMR panel 2 · P22 |  |  | 10000 | Mbps | 10000 | 99.99 | 40000 | N
SVC-RH-1289 | CUST-3835 | Remote hands | KA-DC-008 | KA-DC-008-TN-063 | monthly allowance |  |  | 20 | hours | 10000 | 99.99 | 30000 | N
SVC-CB-1290 | CUST-6468 | Cabinet lease | DL-DC-009 | DL-DC-009-TN-003 | RACK-C, RACK-D |  |  | 2 | cabinets | 10000 | 99.99 | 240000 | N
SVC-PW-1291 | CUST-6468 | Power circuit | DL-DC-009 | DL-DC-009-TN-003 | RACK-C · PDU A+B |  |  | 13 | kW | 10000 | 99.99 | 117000 | N
SVC-PW-1292 | CUST-6468 | Power circuit | DL-DC-009 | DL-DC-009-TN-008 | RACK-D · PDU A+B |  |  | 22 | kW | 10000 | 99.99 | 198000 | N
SVC-XC-1293 | CUST-6468 | Cross-connect | DL-DC-009 | DL-DC-009-MMR-SW-02 | MMR panel 6 · P3 |  |  | 10000 | Mbps | 10000 | 99.99 | 40000 | N
SVC-CB-1294 | CUST-9982 | Cabinet lease | DL-DC-009 | DL-DC-009-TN-013 | RACK-E, RACK-F |  |  | 2 | cabinets | 10000 | 99.999 | 240000 | Y
SVC-PW-1295 | CUST-9982 | Power circuit | DL-DC-009 | DL-DC-009-TN-013 | RACK-E · PDU A+B |  |  | 15 | kW | 10000 | 99.999 | 135000 | Y
SVC-PW-1296 | CUST-9982 | Power circuit | DL-DC-009 | DL-DC-009-TN-018 | RACK-F · PDU A+B |  |  | 15 | kW | 10000 | 99.999 | 135000 | Y
SVC-XC-1297 | CUST-9982 | Cross-connect | DL-DC-009 | DL-DC-009-MMR-SW-06 | MMR panel 3 · P7 |  |  | 1000 | Mbps | 1000 | 99.999 | 4000 | Y
SVC-XC-1298 | CUST-9982 | Cross-connect | DL-DC-009 | DL-DC-009-MMR-SW-07 | MMR panel 4 · P21 |  |  | 1000 | Mbps | 1000 | 99.999 | 4000 | Y
SVC-CB-1299 | CUST-2073 | Cabinet lease | DL-DC-009 | DL-DC-009-TN-022 | RACK-G, RACK-H |  |  | 2 | cabinets | 10000 | 99.99 | 240000 | N
SVC-PW-1300 | CUST-2073 | Power circuit | DL-DC-009 | DL-DC-009-TN-022 | RACK-G · PDU A+B |  |  | 16 | kW | 10000 | 99.99 | 144000 | N
SVC-PW-1301 | CUST-2073 | Power circuit | DL-DC-009 | DL-DC-009-TN-028 | RACK-H · PDU A+B |  |  | 16 | kW | 10000 | 99.99 | 144000 | N
SVC-XC-1302 | CUST-2073 | Cross-connect | DL-DC-009 | DL-DC-009-MMR-SW-02 | MMR panel 1 · P15 |  |  | 100000 | Mbps | 100000 | 99.99 | 400000 | N
SVC-CB-1303 | CUST-5597 | Cabinet lease | DL-DC-009 | DL-DC-009-TN-034 | RACK-I |  |  | 1 | cabinets | 10000 | 99.999 | 120000 | Y
SVC-PW-1304 | CUST-5597 | Power circuit | DL-DC-009 | DL-DC-009-TN-034 | RACK-I · PDU A+B |  |  | 15 | kW | 10000 | 99.999 | 135000 | Y
SVC-XC-1305 | CUST-5597 | Cross-connect | DL-DC-009 | DL-DC-009-MMR-SW-08 | MMR panel 11 · P14 |  |  | 10000 | Mbps | 10000 | 99.999 | 40000 | Y
SVC-RH-1306 | CUST-5597 | Remote hands | DL-DC-009 | DL-DC-009-TN-034 | monthly allowance |  |  | 10 | hours | 10000 | 99.999 | 15000 | Y
SVC-CB-1307 | CUST-9111 | Cabinet lease | DL-DC-009 | DL-DC-009-TN-040 | RACK-J |  |  | 1 | cabinets | 10000 | 99.99 | 120000 | N
SVC-PW-1308 | CUST-9111 | Power circuit | DL-DC-009 | DL-DC-009-TN-040 | RACK-J · PDU A+B |  |  | 15 | kW | 10000 | 99.99 | 135000 | N
SVC-XC-1309 | CUST-9111 | Cross-connect | DL-DC-009 | DL-DC-009-MMR-SW-02 | MMR panel 3 · P48 |  |  | 10000 | Mbps | 10000 | 99.99 | 40000 | N
SVC-CB-1310 | CUST-2063 | Cabinet lease | DL-DC-009 | DL-DC-009-TN-044 | RACK-K, RACK-L |  |  | 2 | cabinets | 10000 | 99.99 | 240000 | N
SVC-PW-1311 | CUST-2063 | Power circuit | DL-DC-009 | DL-DC-009-TN-044 | RACK-K · PDU A+B |  |  | 16 | kW | 10000 | 99.99 | 144000 | N
SVC-PW-1312 | CUST-2063 | Power circuit | DL-DC-009 | DL-DC-009-TN-049 | RACK-L · PDU A+B |  |  | 19 | kW | 10000 | 99.99 | 171000 | N
SVC-XC-1313 | CUST-2063 | Cross-connect | DL-DC-009 | DL-DC-009-MMR-SW-01 | MMR panel 7 · P30 |  |  | 1000 | Mbps | 1000 | 99.99 | 4000 | N
SVC-XC-1314 | CUST-2063 | Cross-connect | DL-DC-009 | DL-DC-009-MMR-SW-02 | MMR panel 4 · P15 |  |  | 10000 | Mbps | 10000 | 99.99 | 40000 | N
SVC-RH-1315 | CUST-2063 | Remote hands | DL-DC-009 | DL-DC-009-TN-044 | monthly allowance |  |  | 40 | hours | 10000 | 99.99 | 60000 | N
SVC-CB-1316 | CUST-7349 | Cabinet lease | DL-DC-009 | DL-DC-009-TN-054 | RACK-M, RACK-N |  |  | 2 | cabinets | 10000 | 99.99 | 240000 | N
SVC-PW-1317 | CUST-7349 | Power circuit | DL-DC-009 | DL-DC-009-TN-054 | RACK-M · PDU A+B |  |  | 13 | kW | 10000 | 99.99 | 117000 | N
SVC-PW-1318 | CUST-7349 | Power circuit | DL-DC-009 | DL-DC-009-TN-058 | RACK-N · PDU A+B |  |  | 12 | kW | 10000 | 99.99 | 108000 | N
SVC-XC-1319 | CUST-7349 | Cross-connect | DL-DC-009 | DL-DC-009-MMR-SW-01 | MMR panel 8 · P35 |  |  | 10000 | Mbps | 10000 | 99.99 | 40000 | N
SVC-XC-1320 | CUST-7349 | Cross-connect | DL-DC-009 | DL-DC-009-MMR-SW-02 | MMR panel 11 · P37 |  |  | 10000 | Mbps | 10000 | 99.99 | 40000 | N
SVC-XC-1321 | CUST-7349 | Cross-connect | DL-DC-009 | DL-DC-009-MMR-SW-03 | MMR panel 6 · P25 |  |  | 1000 | Mbps | 1000 | 99.99 | 4000 | N
SVC-CB-1322 | CUST-7359 | Cabinet lease | DL-DC-009 | DL-DC-009-TN-061 | RACK-O, RACK-P, RACK-Q |  |  | 3 | cabinets | 10000 | 99.999 | 360000 | Y
SVC-PW-1323 | CUST-7359 | Power circuit | DL-DC-009 | DL-DC-009-TN-061 | RACK-O · PDU A+B |  |  | 17 | kW | 10000 | 99.999 | 153000 | Y
SVC-PW-1324 | CUST-7359 | Power circuit | DL-DC-009 | DL-DC-009-TN-065 | RACK-P · PDU A+B |  |  | 22 | kW | 10000 | 99.999 | 198000 | Y
SVC-PW-1325 | CUST-7359 | Power circuit | DL-DC-009 | DL-DC-009-TN-070 | RACK-Q · PDU A+B |  |  | 15 | kW | 10000 | 99.999 | 135000 | Y
SVC-XC-1326 | CUST-7359 | Cross-connect | DL-DC-009 | DL-DC-009-MMR-SW-06 | MMR panel 12 · P16 |  |  | 1000 | Mbps | 1000 | 99.999 | 4000 | Y
SVC-XC-1327 | CUST-7359 | Cross-connect | DL-DC-009 | DL-DC-009-MMR-SW-07 | MMR panel 9 · P9 |  |  | 100000 | Mbps | 100000 | 99.999 | 400000 | Y
SVC-XC-1328 | CUST-7359 | Cross-connect | DL-DC-009 | DL-DC-009-MMR-SW-08 | MMR panel 9 · P4 |  |  | 10000 | Mbps | 10000 | 99.999 | 40000 | Y
SVC-CB-1329 | CUST-8240 | Cabinet lease | AP-DC-010 | AP-DC-010-TN-001 | RACK-B, RACK-C, RACK-D |  |  | 3 | cabinets | 10000 | 99.999 | 360000 | Y
SVC-PW-1330 | CUST-8240 | Power circuit | AP-DC-010 | AP-DC-010-TN-001 | RACK-B · PDU A+B |  |  | 22 | kW | 10000 | 99.999 | 198000 | Y
SVC-PW-1331 | CUST-8240 | Power circuit | AP-DC-010 | AP-DC-010-TN-007 | RACK-C · PDU A+B |  |  | 16 | kW | 10000 | 99.999 | 144000 | Y
SVC-PW-1332 | CUST-8240 | Power circuit | AP-DC-010 | AP-DC-010-TN-012 | RACK-D · PDU A+B |  |  | 19 | kW | 10000 | 99.999 | 171000 | Y
SVC-XC-1333 | CUST-8240 | Cross-connect | AP-DC-010 | AP-DC-010-MMR-SW-04 | MMR panel 4 · P2 |  |  | 1000 | Mbps | 1000 | 99.999 | 4000 | Y
SVC-XC-1334 | CUST-8240 | Cross-connect | AP-DC-010 | AP-DC-010-MMR-SW-01 | MMR panel 11 · P6 |  |  | 10000 | Mbps | 10000 | 99.999 | 40000 | Y
SVC-XC-1335 | CUST-8240 | Cross-connect | AP-DC-010 | AP-DC-010-MMR-SW-02 | MMR panel 6 · P14 |  |  | 100000 | Mbps | 100000 | 99.999 | 400000 | Y
SVC-RH-1336 | CUST-8240 | Remote hands | AP-DC-010 | AP-DC-010-TN-001 | monthly allowance |  |  | 20 | hours | 10000 | 99.999 | 30000 | Y
SVC-CB-1337 | CUST-5597 | Cabinet lease | AP-DC-010 | AP-DC-010-TN-018 | RACK-E |  |  | 1 | cabinets | 10000 | 99.999 | 120000 | Y
SVC-PW-1338 | CUST-5597 | Power circuit | AP-DC-010 | AP-DC-010-TN-018 | RACK-E · PDU A+B |  |  | 17 | kW | 10000 | 99.999 | 153000 | Y
SVC-XC-1339 | CUST-5597 | Cross-connect | AP-DC-010 | AP-DC-010-MMR-SW-04 | MMR panel 12 · P5 |  |  | 1000 | Mbps | 1000 | 99.999 | 4000 | Y
SVC-CB-1340 | CUST-9111 | Cabinet lease | AP-DC-010 | AP-DC-010-TN-025 | RACK-F |  |  | 1 | cabinets | 10000 | 99.99 | 120000 | N
SVC-PW-1341 | CUST-9111 | Power circuit | AP-DC-010 | AP-DC-010-TN-025 | RACK-F · PDU A+B |  |  | 12 | kW | 10000 | 99.99 | 108000 | N
SVC-XC-1342 | CUST-9111 | Cross-connect | AP-DC-010 | AP-DC-010-MMR-SW-02 | MMR panel 8 · P5 |  |  | 10000 | Mbps | 10000 | 99.99 | 40000 | N
SVC-XC-1343 | CUST-9111 | Cross-connect | AP-DC-010 | AP-DC-010-MMR-SW-03 | MMR panel 1 · P35 |  |  | 100000 | Mbps | 100000 | 99.99 | 400000 | N
SVC-XC-1344 | CUST-9111 | Cross-connect | AP-DC-010 | AP-DC-010-MMR-SW-04 | MMR panel 12 · P22 |  |  | 1000 | Mbps | 1000 | 99.99 | 4000 | N
SVC-RH-1345 | CUST-9111 | Remote hands | AP-DC-010 | AP-DC-010-TN-025 | monthly allowance |  |  | 20 | hours | 10000 | 99.99 | 30000 | N
SVC-CB-1346 | CUST-5587 | Cabinet lease | HR-DC-011 | HR-DC-011-TN-005 | RACK-C, RACK-D |  |  | 2 | cabinets | 10000 | 99.99 | 240000 | N
SVC-PW-1347 | CUST-5587 | Power circuit | HR-DC-011 | HR-DC-011-TN-005 | RACK-C · PDU A+B |  |  | 20 | kW | 10000 | 99.99 | 180000 | N
SVC-PW-1348 | CUST-5587 | Power circuit | HR-DC-011 | HR-DC-011-TN-010 | RACK-D · PDU A+B |  |  | 14 | kW | 10000 | 99.99 | 126000 | N
SVC-XC-1349 | CUST-5587 | Cross-connect | HR-DC-011 | HR-DC-011-MMR-SW-05 | MMR panel 1 · P19 |  |  | 10000 | Mbps | 10000 | 99.99 | 40000 | N
SVC-CB-1350 | CUST-8220 | Cabinet lease | HR-DC-011 | HR-DC-011-TN-016 | RACK-E, RACK-F |  |  | 2 | cabinets | 10000 | 99.99 | 240000 | N
SVC-PW-1351 | CUST-8220 | Power circuit | HR-DC-011 | HR-DC-011-TN-016 | RACK-E · PDU A+B |  |  | 16 | kW | 10000 | 99.99 | 144000 | N
SVC-PW-1352 | CUST-8220 | Power circuit | HR-DC-011 | HR-DC-011-TN-020 | RACK-F · PDU A+B |  |  | 18 | kW | 10000 | 99.99 | 162000 | N
SVC-XC-1353 | CUST-8220 | Cross-connect | HR-DC-011 | HR-DC-011-MMR-SW-06 | MMR panel 4 · P45 |  |  | 1000 | Mbps | 1000 | 99.99 | 4000 | N
SVC-CB-1354 | CUST-2944 | Cabinet lease | HR-DC-011 | HR-DC-011-TN-029 | RACK-G, RACK-H |  |  | 2 | cabinets | 10000 | 99.999 | 240000 | Y
SVC-PW-1355 | CUST-2944 | Power circuit | HR-DC-011 | HR-DC-011-TN-029 | RACK-G · PDU A+B |  |  | 14 | kW | 10000 | 99.999 | 126000 | Y
SVC-PW-1356 | CUST-2944 | Power circuit | HR-DC-011 | HR-DC-011-TN-035 | RACK-H · PDU A+B |  |  | 17 | kW | 10000 | 99.999 | 153000 | Y
SVC-XC-1357 | CUST-2944 | Cross-connect | HR-DC-011 | HR-DC-011-MMR-SW-01 | MMR panel 1 · P16 |  |  | 10000 | Mbps | 10000 | 99.999 | 40000 | Y
SVC-XC-1358 | CUST-2944 | Cross-connect | HR-DC-011 | HR-DC-011-MMR-SW-02 | MMR panel 2 · P19 |  |  | 1000 | Mbps | 1000 | 99.999 | 4000 | Y
SVC-XC-1359 | CUST-2944 | Cross-connect | HR-DC-011 | HR-DC-011-MMR-SW-03 | MMR panel 5 · P13 |  |  | 100000 | Mbps | 100000 | 99.999 | 400000 | Y
SVC-RH-1360 | CUST-2944 | Remote hands | HR-DC-011 | HR-DC-011-TN-029 | monthly allowance |  |  | 40 | hours | 10000 | 99.999 | 60000 | Y
SVC-CB-1361 | CUST-4716 | Cabinet lease | HR-DC-011 | HR-DC-011-TN-041 | RACK-I |  |  | 1 | cabinets | 10000 | 99.999 | 120000 | Y
SVC-PW-1362 | CUST-4716 | Power circuit | HR-DC-011 | HR-DC-011-TN-041 | RACK-I · PDU A+B |  |  | 20 | kW | 10000 | 99.999 | 180000 | Y
SVC-XC-1363 | CUST-4716 | Cross-connect | HR-DC-011 | HR-DC-011-MMR-SW-04 | MMR panel 10 · P14 |  |  | 100000 | Mbps | 100000 | 99.999 | 400000 | Y
SVC-XC-1364 | CUST-4716 | Cross-connect | HR-DC-011 | HR-DC-011-MMR-SW-05 | MMR panel 2 · P11 |  |  | 10000 | Mbps | 10000 | 99.999 | 40000 | Y
SVC-CB-1365 | CUST-3825 | Cabinet lease | HR-DC-011 | HR-DC-011-TN-046 | RACK-J |  |  | 1 | cabinets | 10000 | 99.99 | 120000 | N
SVC-PW-1366 | CUST-3825 | Power circuit | HR-DC-011 | HR-DC-011-TN-046 | RACK-J · PDU A+B |  |  | 16 | kW | 10000 | 99.99 | 144000 | N
SVC-XC-1367 | CUST-3825 | Cross-connect | HR-DC-011 | HR-DC-011-MMR-SW-02 | MMR panel 9 · P31 |  |  | 10000 | Mbps | 10000 | 99.99 | 40000 | N
SVC-XC-1368 | CUST-3825 | Cross-connect | HR-DC-011 | HR-DC-011-MMR-SW-03 | MMR panel 2 · P15 |  |  | 10000 | Mbps | 10000 | 99.99 | 40000 | N
SVC-XC-1369 | CUST-3825 | Cross-connect | HR-DC-011 | HR-DC-011-MMR-SW-04 | MMR panel 7 · P28 |  |  | 10000 | Mbps | 10000 | 99.99 | 40000 | N
SVC-CB-1370 | CUST-5597 | Cabinet lease | HR-DC-011 | HR-DC-011-TN-050 | RACK-K, RACK-L |  |  | 2 | cabinets | 10000 | 99.999 | 240000 | Y
SVC-PW-1371 | CUST-5597 | Power circuit | HR-DC-011 | HR-DC-011-TN-050 | RACK-K · PDU A+B |  |  | 18 | kW | 10000 | 99.999 | 162000 | Y
SVC-PW-1372 | CUST-5597 | Power circuit | HR-DC-011 | HR-DC-011-TN-055 | RACK-L · PDU A+B |  |  | 9 | kW | 10000 | 99.999 | 81000 | Y
SVC-XC-1373 | CUST-5597 | Cross-connect | HR-DC-011 | HR-DC-011-MMR-SW-06 | MMR panel 5 · P30 |  |  | 10000 | Mbps | 10000 | 99.999 | 40000 | Y
SVC-XC-1374 | CUST-5597 | Cross-connect | HR-DC-011 | HR-DC-011-MMR-SW-01 | MMR panel 8 · P37 |  |  | 1000 | Mbps | 1000 | 99.999 | 4000 | Y
SVC-XC-1375 | CUST-5597 | Cross-connect | HR-DC-011 | HR-DC-011-MMR-SW-02 | MMR panel 2 · P32 |  |  | 10000 | Mbps | 10000 | 99.999 | 40000 | Y
SVC-CB-1376 | CUST-8240 | Cabinet lease | PB-DC-012 | PB-DC-012-TN-003 | RACK-B, RACK-C |  |  | 2 | cabinets | 10000 | 99.999 | 240000 | Y
SVC-PW-1377 | CUST-8240 | Power circuit | PB-DC-012 | PB-DC-012-TN-003 | RACK-B · PDU A+B |  |  | 16 | kW | 10000 | 99.999 | 144000 | Y
SVC-PW-1378 | CUST-8240 | Power circuit | PB-DC-012 | PB-DC-012-TN-009 | RACK-C · PDU A+B |  |  | 21 | kW | 10000 | 99.999 | 189000 | Y
SVC-XC-1379 | CUST-8240 | Cross-connect | PB-DC-012 | PB-DC-012-MMR-SW-04 | MMR panel 4 · P12 |  |  | 100000 | Mbps | 100000 | 99.999 | 400000 | Y
SVC-XC-1380 | CUST-8240 | Cross-connect | PB-DC-012 | PB-DC-012-MMR-SW-01 | MMR panel 8 · P23 |  |  | 1000 | Mbps | 1000 | 99.999 | 4000 | Y
SVC-RH-1381 | CUST-8240 | Remote hands | PB-DC-012 | PB-DC-012-TN-003 | monthly allowance |  |  | 20 | hours | 10000 | 99.999 | 30000 | Y
SVC-CB-1382 | CUST-8230 | Cabinet lease | PB-DC-012 | PB-DC-012-TN-016 | RACK-D, RACK-E |  |  | 2 | cabinets | 10000 | 99.999 | 240000 | Y
SVC-PW-1383 | CUST-8230 | Power circuit | PB-DC-012 | PB-DC-012-TN-016 | RACK-D · PDU A+B |  |  | 17 | kW | 10000 | 99.999 | 153000 | Y
SVC-PW-1384 | CUST-8230 | Power circuit | PB-DC-012 | PB-DC-012-TN-022 | RACK-E · PDU A+B |  |  | 15 | kW | 10000 | 99.999 | 135000 | Y
SVC-XC-1385 | CUST-8230 | Cross-connect | PB-DC-012 | PB-DC-012-MMR-SW-01 | MMR panel 12 · P16 |  |  | 100000 | Mbps | 100000 | 99.999 | 400000 | Y
SVC-CB-1386 | CUST-9982 | Cabinet lease | MP-DC-014 | MP-DC-014-TN-001 | RACK-B, RACK-C |  |  | 2 | cabinets | 10000 | 99.999 | 240000 | Y
SVC-PW-1387 | CUST-9982 | Power circuit | MP-DC-014 | MP-DC-014-TN-001 | RACK-B · PDU A+B |  |  | 13 | kW | 10000 | 99.999 | 117000 | Y
SVC-PW-1388 | CUST-9982 | Power circuit | MP-DC-014 | MP-DC-014-TN-007 | RACK-C · PDU A+B |  |  | 18 | kW | 10000 | 99.999 | 162000 | Y
SVC-XC-1389 | CUST-9982 | Cross-connect | MP-DC-014 | MP-DC-014-MMR-SW-01 | MMR panel 2 · P28 |  |  | 10000 | Mbps | 10000 | 99.999 | 40000 | Y
SVC-CB-1390 | CUST-7349 | Cabinet lease | MP-DC-014 | MP-DC-014-TN-011 | RACK-D |  |  | 1 | cabinets | 10000 | 99.99 | 120000 | N
SVC-PW-1391 | CUST-7349 | Power circuit | MP-DC-014 | MP-DC-014-TN-011 | RACK-D · PDU A+B |  |  | 17 | kW | 10000 | 99.99 | 153000 | N
SVC-XC-1392 | CUST-7349 | Cross-connect | MP-DC-014 | MP-DC-014-MMR-SW-01 | MMR panel 3 · P2 |  |  | 100000 | Mbps | 100000 | 99.99 | 400000 | N
SVC-XC-1393 | CUST-7349 | Cross-connect | MP-DC-014 | MP-DC-014-MMR-SW-02 | MMR panel 10 · P13 |  |  | 10000 | Mbps | 10000 | 99.99 | 40000 | N
SVC-RH-1394 | CUST-7349 | Remote hands | MP-DC-014 | MP-DC-014-TN-011 | monthly allowance |  |  | 40 | hours | 10000 | 99.99 | 60000 | N
SVC-CB-1395 | CUST-9121 | Cabinet lease | MP-DC-014 | MP-DC-014-TN-016 | RACK-E, RACK-F, RACK-G, RACK-H, RACK-I, RACK-J |  |  | 6 | cabinets | 10000 | 99.999 | 720000 | Y
SVC-PW-1396 | CUST-9121 | Power circuit | MP-DC-014 | MP-DC-014-TN-016 | RACK-E · PDU A+B |  |  | 15 | kW | 10000 | 99.999 | 135000 | Y
SVC-PW-1397 | CUST-9121 | Power circuit | MP-DC-014 | MP-DC-014-TN-020 | RACK-F · PDU A+B |  |  | 15 | kW | 10000 | 99.999 | 135000 | Y
SVC-PW-1398 | CUST-9121 | Power circuit | MP-DC-014 | MP-DC-014-TN-024 | RACK-G · PDU A+B |  |  | 20 | kW | 10000 | 99.999 | 180000 | Y
SVC-PW-1399 | CUST-9121 | Power circuit | MP-DC-014 | MP-DC-014-TN-028 | RACK-H · PDU A+B |  |  | 14 | kW | 10000 | 99.999 | 126000 | Y
SVC-PW-1400 | CUST-9121 | Power circuit | MP-DC-014 | MP-DC-014-TN-034 | RACK-I · PDU A+B |  |  | 21 | kW | 10000 | 99.999 | 189000 | Y
SVC-PW-1401 | CUST-9121 | Power circuit | MP-DC-014 | MP-DC-014-TN-040 | RACK-J · PDU A+B |  |  | 8 | kW | 10000 | 99.999 | 72000 | Y
SVC-XC-1402 | CUST-9121 | Cross-connect | MP-DC-014 | MP-DC-014-MMR-SW-05 | MMR panel 3 · P1 |  |  | 1000 | Mbps | 1000 | 99.999 | 4000 | Y
SVC-XC-1403 | CUST-9121 | Cross-connect | MP-DC-014 | MP-DC-014-MMR-SW-01 | MMR panel 8 · P19 |  |  | 100000 | Mbps | 100000 | 99.999 | 400000 | Y
SVC-CB-1404 | CUST-8240 | Cabinet lease | RJ-DC-015 | RJ-DC-015-TN-002 | RACK-B, RACK-C, RACK-D |  |  | 3 | cabinets | 10000 | 99.999 | 360000 | Y
SVC-PW-1405 | CUST-8240 | Power circuit | RJ-DC-015 | RJ-DC-015-TN-002 | RACK-B · PDU A+B |  |  | 19 | kW | 10000 | 99.999 | 171000 | Y
SVC-PW-1406 | CUST-8240 | Power circuit | RJ-DC-015 | RJ-DC-015-TN-006 | RACK-C · PDU A+B |  |  | 18 | kW | 10000 | 99.999 | 162000 | Y
SVC-PW-1407 | CUST-8240 | Power circuit | RJ-DC-015 | RJ-DC-015-TN-012 | RACK-D · PDU A+B |  |  | 15 | kW | 10000 | 99.999 | 135000 | Y
SVC-XC-1408 | CUST-8240 | Cross-connect | RJ-DC-015 | RJ-DC-015-MMR-SW-04 | MMR panel 5 · P32 |  |  | 1000 | Mbps | 1000 | 99.999 | 4000 | Y
SVC-XC-1409 | CUST-8240 | Cross-connect | RJ-DC-015 | RJ-DC-015-MMR-SW-01 | MMR panel 9 · P30 |  |  | 10000 | Mbps | 10000 | 99.999 | 40000 | Y
SVC-XC-1410 | CUST-8240 | Cross-connect | RJ-DC-015 | RJ-DC-015-MMR-SW-02 | MMR panel 6 · P34 |  |  | 10000 | Mbps | 10000 | 99.999 | 40000 | Y
SVC-CB-1411 | CUST-1202 | Cabinet lease | RJ-DC-015 | RJ-DC-015-TN-018 | RACK-E, RACK-F |  |  | 2 | cabinets | 10000 | 99.999 | 240000 | Y
SVC-PW-1412 | CUST-1202 | Power circuit | RJ-DC-015 | RJ-DC-015-TN-018 | RACK-E · PDU A+B |  |  | 17 | kW | 10000 | 99.999 | 153000 | Y
SVC-PW-1413 | CUST-1202 | Power circuit | RJ-DC-015 | RJ-DC-015-TN-024 | RACK-F · PDU A+B |  |  | 15 | kW | 10000 | 99.999 | 135000 | Y
SVC-XC-1414 | CUST-1202 | Cross-connect | RJ-DC-015 | RJ-DC-015-MMR-SW-01 | MMR panel 8 · P37 |  |  | 100000 | Mbps | 100000 | 99.999 | 400000 | Y
SVC-RH-1415 | CUST-1202 | Remote hands | RJ-DC-015 | RJ-DC-015-TN-018 | monthly allowance |  |  | 10 | hours | 10000 | 99.999 | 15000 | Y
SVC-CB-1416 | CUST-9992 | Cabinet lease | WB-DC-016 | WB-DC-016-TN-006 | RACK-C, RACK-D |  |  | 2 | cabinets | 10000 | 99.99 | 240000 | N
SVC-PW-1417 | CUST-9992 | Power circuit | WB-DC-016 | WB-DC-016-TN-006 | RACK-C · PDU A+B |  |  | 15 | kW | 10000 | 99.99 | 135000 | N
SVC-PW-1418 | CUST-9992 | Power circuit | WB-DC-016 | WB-DC-016-TN-011 | RACK-D · PDU A+B |  |  | 20 | kW | 10000 | 99.99 | 180000 | N
SVC-XC-1419 | CUST-9992 | Cross-connect | WB-DC-016 | WB-DC-016-MMR-SW-05 | MMR panel 1 · P9 |  |  | 10000 | Mbps | 10000 | 99.99 | 40000 | N
SVC-XC-1420 | CUST-9992 | Cross-connect | WB-DC-016 | WB-DC-016-MMR-SW-06 | MMR panel 12 · P9 |  |  | 1000 | Mbps | 1000 | 99.99 | 4000 | N
SVC-XC-1421 | CUST-9992 | Cross-connect | WB-DC-016 | WB-DC-016-MMR-SW-01 | MMR panel 12 · P47 |  |  | 100000 | Mbps | 100000 | 99.99 | 400000 | N
SVC-RH-1422 | CUST-9992 | Remote hands | WB-DC-016 | WB-DC-016-TN-006 | monthly allowance |  |  | 20 | hours | 10000 | 99.99 | 30000 | N
SVC-CB-1423 | CUST-7349 | Cabinet lease | WB-DC-016 | WB-DC-016-TN-017 | RACK-E, RACK-F |  |  | 2 | cabinets | 10000 | 99.99 | 240000 | N
SVC-PW-1424 | CUST-7349 | Power circuit | WB-DC-016 | WB-DC-016-TN-017 | RACK-E · PDU A+B |  |  | 15 | kW | 10000 | 99.99 | 135000 | N
SVC-PW-1425 | CUST-7349 | Power circuit | WB-DC-016 | WB-DC-016-TN-024 | RACK-F · PDU A+B |  |  | 14 | kW | 10000 | 99.99 | 126000 | N
SVC-XC-1426 | CUST-7349 | Cross-connect | WB-DC-016 | WB-DC-016-MMR-SW-01 | MMR panel 5 · P13 |  |  | 1000 | Mbps | 1000 | 99.99 | 4000 | N
SVC-CB-1427 | CUST-2954 | Cabinet lease | WB-DC-016 | WB-DC-016-TN-029 | RACK-G |  |  | 1 | cabinets | 10000 | 99.999 | 120000 | Y
SVC-PW-1428 | CUST-2954 | Power circuit | WB-DC-016 | WB-DC-016-TN-029 | RACK-G · PDU A+B |  |  | 16 | kW | 10000 | 99.999 | 144000 | Y
SVC-XC-1429 | CUST-2954 | Cross-connect | WB-DC-016 | WB-DC-016-MMR-SW-06 | MMR panel 2 · P48 |  |  | 100000 | Mbps | 100000 | 99.999 | 400000 | Y
SVC-XC-1430 | CUST-2954 | Cross-connect | WB-DC-016 | WB-DC-016-MMR-SW-01 | MMR panel 7 · P25 |  |  | 10000 | Mbps | 10000 | 99.999 | 40000 | Y
SVC-XC-1431 | CUST-2954 | Cross-connect | WB-DC-016 | WB-DC-016-MMR-SW-02 | MMR panel 7 · P44 |  |  | 100000 | Mbps | 100000 | 99.999 | 400000 | Y
SVC-CB-1432 | CUST-2063 | Cabinet lease | WB-DC-016 | WB-DC-016-TN-036 | RACK-H, RACK-I |  |  | 2 | cabinets | 10000 | 99.99 | 240000 | N
SVC-PW-1433 | CUST-2063 | Power circuit | WB-DC-016 | WB-DC-016-TN-036 | RACK-H · PDU A+B |  |  | 14 | kW | 10000 | 99.99 | 126000 | N
SVC-PW-1434 | CUST-2063 | Power circuit | WB-DC-016 | WB-DC-016-TN-041 | RACK-I · PDU A+B |  |  | 16 | kW | 10000 | 99.99 | 144000 | N
SVC-XC-1435 | CUST-2063 | Cross-connect | WB-DC-016 | WB-DC-016-MMR-SW-03 | MMR panel 10 · P46 |  |  | 10000 | Mbps | 10000 | 99.99 | 40000 | N
SVC-RH-1436 | CUST-2063 | Remote hands | WB-DC-016 | WB-DC-016-TN-036 | monthly allowance |  |  | 40 | hours | 10000 | 99.99 | 60000 | N
SVC-CB-1437 | CUST-9121 | Cabinet lease | WB-DC-016 | WB-DC-016-TN-046 | RACK-J, RACK-K, RACK-L, RACK-M |  |  | 4 | cabinets | 10000 | 99.999 | 480000 | Y
SVC-PW-1438 | CUST-9121 | Power circuit | WB-DC-016 | WB-DC-016-TN-046 | RACK-J · PDU A+B |  |  | 14 | kW | 10000 | 99.999 | 126000 | Y
SVC-PW-1439 | CUST-9121 | Power circuit | WB-DC-016 | WB-DC-016-TN-050 | RACK-K · PDU A+B |  |  | 16 | kW | 10000 | 99.999 | 144000 | Y
SVC-PW-1440 | CUST-9121 | Power circuit | WB-DC-016 | WB-DC-016-TN-054 | RACK-L · PDU A+B |  |  | 17 | kW | 10000 | 99.999 | 153000 | Y
SVC-PW-1441 | CUST-9121 | Power circuit | WB-DC-016 | WB-DC-016-TN-059 | RACK-M · PDU A+B |  |  | 8 | kW | 10000 | 99.999 | 72000 | Y
SVC-XC-1442 | CUST-9121 | Cross-connect | WB-DC-016 | WB-DC-016-MMR-SW-01 | MMR panel 12 · P41 |  |  | 10000 | Mbps | 10000 | 99.999 | 40000 | Y
SVC-XC-1443 | CUST-9121 | Cross-connect | WB-DC-016 | WB-DC-016-MMR-SW-02 | MMR panel 8 · P48 |  |  | 100000 | Mbps | 100000 | 99.999 | 400000 | Y
SVC-RH-1444 | CUST-9121 | Remote hands | WB-DC-016 | WB-DC-016-TN-046 | monthly allowance |  |  | 20 | hours | 10000 | 99.999 | 30000 | Y
SVC-CB-1445 | CUST-4706 | Cabinet lease | WB-DC-017 | WB-DC-017-TN-002 | RACK-B, RACK-C |  |  | 2 | cabinets | 10000 | 99.99 | 240000 | N
SVC-PW-1446 | CUST-4706 | Power circuit | WB-DC-017 | WB-DC-017-TN-002 | RACK-B · PDU A+B |  |  | 18 | kW | 10000 | 99.99 | 162000 | N
SVC-PW-1447 | CUST-4706 | Power circuit | WB-DC-017 | WB-DC-017-TN-007 | RACK-C · PDU A+B |  |  | 18 | kW | 10000 | 99.99 | 162000 | N
SVC-XC-1448 | CUST-4706 | Cross-connect | WB-DC-017 | WB-DC-017-MMR-SW-03 | MMR panel 3 · P2 |  |  | 10000 | Mbps | 10000 | 99.99 | 40000 | N
SVC-RH-1449 | CUST-4706 | Remote hands | WB-DC-017 | WB-DC-017-TN-002 | monthly allowance |  |  | 10 | hours | 10000 | 99.99 | 15000 | N
SVC-CB-1450 | CUST-9101 | Cabinet lease | WB-DC-017 | WB-DC-017-TN-013 | RACK-D |  |  | 1 | cabinets | 10000 | 99.99 | 120000 | N
SVC-PW-1451 | CUST-9101 | Power circuit | WB-DC-017 | WB-DC-017-TN-013 | RACK-D · PDU A+B |  |  | 14 | kW | 10000 | 99.99 | 126000 | N
SVC-XC-1452 | CUST-9101 | Cross-connect | WB-DC-017 | WB-DC-017-MMR-SW-01 | MMR panel 8 · P46 |  |  | 100000 | Mbps | 100000 | 99.99 | 400000 | N
SVC-CB-1453 | CUST-3825 | Cabinet lease | WB-DC-017 | WB-DC-017-TN-020 | RACK-E, RACK-F |  |  | 2 | cabinets | 10000 | 99.99 | 240000 | N
SVC-PW-1454 | CUST-3825 | Power circuit | WB-DC-017 | WB-DC-017-TN-020 | RACK-E · PDU A+B |  |  | 24 | kW | 10000 | 99.99 | 216000 | N
SVC-PW-1455 | CUST-3825 | Power circuit | WB-DC-017 | WB-DC-017-TN-024 | RACK-F · PDU A+B |  |  | 16 | kW | 10000 | 99.99 | 144000 | N
SVC-XC-1456 | CUST-3825 | Cross-connect | WB-DC-017 | WB-DC-017-MMR-SW-04 | MMR panel 9 · P43 |  |  | 10000 | Mbps | 10000 | 99.99 | 40000 | N
SVC-CB-1457 | CUST-7349 | Cabinet lease | WB-DC-017 | WB-DC-017-TN-030 | RACK-G |  |  | 1 | cabinets | 10000 | 99.99 | 120000 | N
SVC-PW-1458 | CUST-7349 | Power circuit | WB-DC-017 | WB-DC-017-TN-030 | RACK-G · PDU A+B |  |  | 16 | kW | 10000 | 99.99 | 144000 | N
SVC-XC-1459 | CUST-7349 | Cross-connect | WB-DC-017 | WB-DC-017-MMR-SW-01 | MMR panel 7 · P9 |  |  | 1000 | Mbps | 1000 | 99.99 | 4000 | N
SVC-XC-1460 | CUST-7349 | Cross-connect | WB-DC-017 | WB-DC-017-MMR-SW-02 | MMR panel 8 · P1 |  |  | 1000 | Mbps | 1000 | 99.99 | 4000 | N
SVC-XC-1461 | CUST-7349 | Cross-connect | WB-DC-017 | WB-DC-017-MMR-SW-03 | MMR panel 8 · P34 |  |  | 10000 | Mbps | 10000 | 99.99 | 40000 | N
SVC-RH-1462 | CUST-7349 | Remote hands | WB-DC-017 | WB-DC-017-TN-030 | monthly allowance |  |  | 40 | hours | 10000 | 99.99 | 60000 | N
SVC-CB-1463 | CUST-4716 | Cabinet lease | WB-DC-017 | WB-DC-017-TN-036 | RACK-H |  |  | 1 | cabinets | 10000 | 99.999 | 120000 | Y
SVC-PW-1464 | CUST-4716 | Power circuit | WB-DC-017 | WB-DC-017-TN-036 | RACK-H · PDU A+B |  |  | 14 | kW | 10000 | 99.999 | 126000 | Y
SVC-XC-1465 | CUST-4716 | Cross-connect | WB-DC-017 | WB-DC-017-MMR-SW-04 | MMR panel 8 · P8 |  |  | 10000 | Mbps | 10000 | 99.999 | 40000 | Y
SVC-CB-1466 | CUST-9982 | Cabinet lease | OD-DC-018 | OD-DC-018-TN-002 | RACK-B |  |  | 1 | cabinets | 10000 | 99.999 | 120000 | Y
SVC-PW-1467 | CUST-9982 | Power circuit | OD-DC-018 | OD-DC-018-TN-002 | RACK-B · PDU A+B |  |  | 18 | kW | 10000 | 99.999 | 162000 | Y
SVC-XC-1468 | CUST-9982 | Cross-connect | OD-DC-018 | OD-DC-018-MMR-SW-02 | MMR panel 11 · P3 |  |  | 1000 | Mbps | 1000 | 99.999 | 4000 | Y
SVC-XC-1469 | CUST-9982 | Cross-connect | OD-DC-018 | OD-DC-018-MMR-SW-03 | MMR panel 12 · P43 |  |  | 1000 | Mbps | 1000 | 99.999 | 4000 | Y
SVC-CB-1470 | CUST-4716 | Cabinet lease | OD-DC-018 | OD-DC-018-TN-008 | RACK-C |  |  | 1 | cabinets | 10000 | 99.999 | 120000 | Y
SVC-PW-1471 | CUST-4716 | Power circuit | OD-DC-018 | OD-DC-018-TN-008 | RACK-C · PDU A+B |  |  | 20 | kW | 10000 | 99.999 | 180000 | Y
SVC-XC-1472 | CUST-4716 | Cross-connect | OD-DC-018 | OD-DC-018-MMR-SW-04 | MMR panel 5 · P1 |  |  | 10000 | Mbps | 10000 | 99.999 | 40000 | Y
SVC-CB-1473 | CUST-4706 | Cabinet lease | OD-DC-018 | OD-DC-018-TN-014 | RACK-D, RACK-E |  |  | 2 | cabinets | 10000 | 99.99 | 240000 | N
SVC-PW-1474 | CUST-4706 | Power circuit | OD-DC-018 | OD-DC-018-TN-014 | RACK-D · PDU A+B |  |  | 14 | kW | 10000 | 99.99 | 126000 | N
SVC-PW-1475 | CUST-4706 | Power circuit | OD-DC-018 | OD-DC-018-TN-020 | RACK-E · PDU A+B |  |  | 12 | kW | 10000 | 99.99 | 108000 | N
SVC-XC-1476 | CUST-4706 | Cross-connect | OD-DC-018 | OD-DC-018-MMR-SW-03 | MMR panel 2 · P13 |  |  | 100000 | Mbps | 100000 | 99.99 | 400000 | N
SVC-XC-1477 | CUST-4706 | Cross-connect | OD-DC-018 | OD-DC-018-MMR-SW-04 | MMR panel 12 · P18 |  |  | 10000 | Mbps | 10000 | 99.99 | 40000 | N
SVC-XC-1478 | CUST-4706 | Cross-connect | OD-DC-018 | OD-DC-018-MMR-SW-01 | MMR panel 10 · P27 |  |  | 100000 | Mbps | 100000 | 99.99 | 400000 | N
SVC-CB-1479 | CUST-8230 | Cabinet lease | BR-DC-019 | BR-DC-019-TN-002 | RACK-B, RACK-C, RACK-D |  |  | 3 | cabinets | 10000 | 99.999 | 360000 | Y
SVC-PW-1480 | CUST-8230 | Power circuit | BR-DC-019 | BR-DC-019-TN-002 | RACK-B · PDU A+B |  |  | 16 | kW | 10000 | 99.999 | 144000 | Y
SVC-PW-1481 | CUST-8230 | Power circuit | BR-DC-019 | BR-DC-019-TN-007 | RACK-C · PDU A+B |  |  | 21 | kW | 10000 | 99.999 | 189000 | Y
SVC-PW-1482 | CUST-8230 | Power circuit | BR-DC-019 | BR-DC-019-TN-014 | RACK-D · PDU A+B |  |  | 18 | kW | 10000 | 99.999 | 162000 | Y
SVC-XC-1483 | CUST-8230 | Cross-connect | BR-DC-019 | BR-DC-019-MMR-SW-01 | MMR panel 10 · P8 |  |  | 10000 | Mbps | 10000 | 99.999 | 40000 | Y
SVC-XC-1484 | CUST-8230 | Cross-connect | BR-DC-019 | BR-DC-019-MMR-SW-02 | MMR panel 1 · P1 |  |  | 1000 | Mbps | 1000 | 99.999 | 4000 | Y
SVC-CB-1485 | CUST-6478 | Cabinet lease | BR-DC-019 | BR-DC-019-TN-021 | RACK-E |  |  | 1 | cabinets | 10000 | 99.999 | 120000 | Y
SVC-PW-1486 | CUST-6478 | Power circuit | BR-DC-019 | BR-DC-019-TN-021 | RACK-E · PDU A+B |  |  | 8 | kW | 10000 | 99.999 | 72000 | Y
SVC-XC-1487 | CUST-6478 | Cross-connect | BR-DC-019 | BR-DC-019-MMR-SW-01 | MMR panel 7 · P37 |  |  | 10000 | Mbps | 10000 | 99.999 | 40000 | Y
SVC-XC-1488 | CUST-6478 | Cross-connect | BR-DC-019 | BR-DC-019-MMR-SW-02 | MMR panel 9 · P6 |  |  | 1000 | Mbps | 1000 | 99.999 | 4000 | Y
SVC-CB-1489 | CUST-5597 | Cabinet lease | KA-DC-020 | KA-DC-020-TN-003 | RACK-C, RACK-D |  |  | 2 | cabinets | 10000 | 99.999 | 240000 | Y
SVC-PW-1490 | CUST-5597 | Power circuit | KA-DC-020 | KA-DC-020-TN-003 | RACK-C · PDU A+B |  |  | 19 | kW | 10000 | 99.999 | 171000 | Y
SVC-PW-1491 | CUST-5597 | Power circuit | KA-DC-020 | KA-DC-020-TN-006 | RACK-D · PDU A+B |  |  | 12 | kW | 10000 | 99.999 | 108000 | Y
SVC-XC-1492 | CUST-5597 | Cross-connect | KA-DC-020 | KA-DC-020-MMR-SW-08 | MMR panel 12 · P43 |  |  | 100000 | Mbps | 100000 | 99.999 | 400000 | Y
SVC-RH-1493 | CUST-5597 | Remote hands | KA-DC-020 | KA-DC-020-TN-003 | monthly allowance |  |  | 40 | hours | 10000 | 99.999 | 60000 | Y
SVC-CB-1494 | CUST-1202 | Cabinet lease | KA-DC-020 | KA-DC-020-TN-009 | RACK-E, RACK-F, RACK-G, RACK-H |  |  | 4 | cabinets | 10000 | 99.999 | 480000 | Y
SVC-PW-1495 | CUST-1202 | Power circuit | KA-DC-020 | KA-DC-020-TN-009 | RACK-E · PDU A+B |  |  | 60 | kW | 10000 | 99.999 | 540000 | Y
SVC-PW-1496 | CUST-1202 | Power circuit | KA-DC-020 | KA-DC-020-TN-016 | RACK-F · PDU A+B |  |  | 40 | kW | 10000 | 99.999 | 360000 | Y
SVC-PW-1497 | CUST-1202 | Power circuit | KA-DC-020 | KA-DC-020-TN-022 | RACK-G · PDU A+B |  |  | 48 | kW | 10000 | 99.999 | 432000 | Y
SVC-PW-1498 | CUST-1202 | Power circuit | KA-DC-020 | KA-DC-020-TN-025 | RACK-H · PDU A+B |  |  | 15 | kW | 10000 | 99.999 | 135000 | Y
SVC-XC-1499 | CUST-1202 | Cross-connect | KA-DC-020 | KA-DC-020-MMR-SW-05 | MMR panel 5 · P38 |  |  | 10000 | Mbps | 10000 | 99.999 | 40000 | Y
SVC-XC-1500 | CUST-1202 | Cross-connect | KA-DC-020 | KA-DC-020-MMR-SW-06 | MMR panel 8 · P34 |  |  | 100000 | Mbps | 100000 | 99.999 | 400000 | Y
SVC-XC-1501 | CUST-1202 | Cross-connect | KA-DC-020 | KA-DC-020-MMR-SW-07 | MMR panel 3 · P17 |  |  | 10000 | Mbps | 10000 | 99.999 | 40000 | Y
SVC-CB-1502 | CUST-3825 | Cabinet lease | KA-DC-020 | KA-DC-020-TN-030 | RACK-I |  |  | 1 | cabinets | 10000 | 99.99 | 120000 | N
SVC-PW-1503 | CUST-3825 | Power circuit | KA-DC-020 | KA-DC-020-TN-030 | RACK-I · PDU A+B |  |  | 12 | kW | 10000 | 99.99 | 108000 | N
SVC-XC-1504 | CUST-3825 | Cross-connect | KA-DC-020 | KA-DC-020-MMR-SW-04 | MMR panel 2 · P29 |  |  | 1000 | Mbps | 1000 | 99.99 | 4000 | N
SVC-RH-1505 | CUST-3825 | Remote hands | KA-DC-020 | KA-DC-020-TN-030 | monthly allowance |  |  | 10 | hours | 10000 | 99.99 | 15000 | N
SVC-CB-1506 | CUST-2073 | Cabinet lease | KA-DC-020 | KA-DC-020-TN-034 | RACK-J, RACK-K |  |  | 2 | cabinets | 10000 | 99.99 | 240000 | N
SVC-PW-1507 | CUST-2073 | Power circuit | KA-DC-020 | KA-DC-020-TN-034 | RACK-J · PDU A+B |  |  | 18 | kW | 10000 | 99.99 | 162000 | N
SVC-PW-1508 | CUST-2073 | Power circuit | KA-DC-020 | KA-DC-020-TN-037 | RACK-K · PDU A+B |  |  | 13 | kW | 10000 | 99.99 | 117000 | N
SVC-XC-1509 | CUST-2073 | Cross-connect | KA-DC-020 | KA-DC-020-MMR-SW-02 | MMR panel 7 · P6 |  |  | 100000 | Mbps | 100000 | 99.99 | 400000 | N
SVC-RH-1510 | CUST-2073 | Remote hands | KA-DC-020 | KA-DC-020-TN-034 | monthly allowance |  |  | 40 | hours | 10000 | 99.99 | 60000 | N
SVC-CB-1511 | CUST-8230 | Cabinet lease | KA-DC-020 | KA-DC-020-TN-043 | RACK-L, RACK-M |  |  | 2 | cabinets | 10000 | 99.999 | 240000 | Y
SVC-PW-1512 | CUST-8230 | Power circuit | KA-DC-020 | KA-DC-020-TN-043 | RACK-L · PDU A+B |  |  | 12 | kW | 10000 | 99.999 | 108000 | Y
SVC-PW-1513 | CUST-8230 | Power circuit | KA-DC-020 | KA-DC-020-TN-049 | RACK-M · PDU A+B |  |  | 18 | kW | 10000 | 99.999 | 162000 | Y
SVC-XC-1514 | CUST-8230 | Cross-connect | KA-DC-020 | KA-DC-020-MMR-SW-05 | MMR panel 1 · P9 |  |  | 1000 | Mbps | 1000 | 99.999 | 4000 | Y
SVC-RH-1515 | CUST-8230 | Remote hands | KA-DC-020 | KA-DC-020-TN-043 | monthly allowance |  |  | 20 | hours | 10000 | 99.999 | 30000 | Y
SVC-CB-1516 | CUST-2954 | Cabinet lease | KA-DC-020 | KA-DC-020-TN-054 | RACK-N, RACK-O |  |  | 2 | cabinets | 10000 | 99.999 | 240000 | Y
SVC-PW-1517 | CUST-2954 | Power circuit | KA-DC-020 | KA-DC-020-TN-054 | RACK-N · PDU A+B |  |  | 15 | kW | 10000 | 99.999 | 135000 | Y
SVC-PW-1518 | CUST-2954 | Power circuit | KA-DC-020 | KA-DC-020-TN-057 | RACK-O · PDU A+B |  |  | 14 | kW | 10000 | 99.999 | 126000 | Y
SVC-XC-1519 | CUST-2954 | Cross-connect | KA-DC-020 | KA-DC-020-MMR-SW-06 | MMR panel 11 · P45 |  |  | 10000 | Mbps | 10000 | 99.999 | 40000 | Y
SVC-CB-1520 | CUST-7339 | Cabinet lease | KA-DC-020 | KA-DC-020-TN-061 | RACK-P, RACK-Q |  |  | 2 | cabinets | 10000 | 99.999 | 240000 | Y
SVC-PW-1521 | CUST-7339 | Power circuit | KA-DC-020 | KA-DC-020-TN-061 | RACK-P · PDU A+B |  |  | 9 | kW | 10000 | 99.999 | 81000 | Y
SVC-PW-1522 | CUST-7339 | Power circuit | KA-DC-020 | KA-DC-020-TN-064 | RACK-Q · PDU A+B |  |  | 14 | kW | 10000 | 99.999 | 126000 | Y
SVC-XC-1523 | CUST-7339 | Cross-connect | KA-DC-020 | KA-DC-020-MMR-SW-08 | MMR panel 9 · P41 |  |  | 10000 | Mbps | 10000 | 99.999 | 40000 | Y
SVC-XC-1524 | CUST-7339 | Cross-connect | KA-DC-020 | KA-DC-020-MMR-SW-01 | MMR panel 4 · P8 |  |  | 10000 | Mbps | 10000 | 99.999 | 40000 | Y
SVC-RH-1525 | CUST-7339 | Remote hands | KA-DC-020 | KA-DC-020-TN-061 | monthly allowance |  |  | 10 | hours | 10000 | 99.999 | 15000 | Y
SVC-CB-1526 | CUST-7359 | Cabinet lease | KA-DC-020 | KA-DC-020-TN-071 | RACK-R, RACK-S |  |  | 2 | cabinets | 10000 | 99.999 | 240000 | Y
SVC-PW-1527 | CUST-7359 | Power circuit | KA-DC-020 | KA-DC-020-TN-071 | RACK-R · PDU A+B |  |  | 16 | kW | 10000 | 99.999 | 144000 | Y
SVC-PW-1528 | CUST-7359 | Power circuit | KA-DC-020 | KA-DC-020-TN-075 | RACK-S · PDU A+B |  |  | 11 | kW | 10000 | 99.999 | 99000 | Y
SVC-XC-1529 | CUST-7359 | Cross-connect | KA-DC-020 | KA-DC-020-MMR-SW-06 | MMR panel 8 · P8 |  |  | 1000 | Mbps | 1000 | 99.999 | 4000 | Y
SVC-XC-1530 | CUST-7359 | Cross-connect | KA-DC-020 | KA-DC-020-MMR-SW-07 | MMR panel 1 · P26 |  |  | 1000 | Mbps | 1000 | 99.999 | 4000 | Y
SVC-CB-1531 | CUST-2073 | Cabinet lease | KA-DC-021 | KA-DC-021-TN-009 | RACK-C, RACK-D |  |  | 2 | cabinets | 10000 | 99.99 | 240000 | N
SVC-PW-1532 | CUST-2073 | Power circuit | KA-DC-021 | KA-DC-021-TN-009 | RACK-C · PDU A+B |  |  | 13 | kW | 10000 | 99.99 | 117000 | N
SVC-PW-1533 | CUST-2073 | Power circuit | KA-DC-021 | KA-DC-021-TN-015 | RACK-D · PDU A+B |  |  | 13 | kW | 10000 | 99.99 | 117000 | N
SVC-XC-1534 | CUST-2073 | Cross-connect | KA-DC-021 | KA-DC-021-MMR-SW-04 | MMR panel 4 · P15 |  |  | 10000 | Mbps | 10000 | 99.99 | 40000 | N
SVC-XC-1535 | CUST-2073 | Cross-connect | KA-DC-021 | KA-DC-021-MMR-SW-05 | MMR panel 4 · P11 |  |  | 1000 | Mbps | 1000 | 99.99 | 4000 | N
SVC-CB-1536 | CUST-2954 | Cabinet lease | KA-DC-021 | KA-DC-021-TN-022 | RACK-E |  |  | 1 | cabinets | 10000 | 99.999 | 120000 | Y
SVC-PW-1537 | CUST-2954 | Power circuit | KA-DC-021 | KA-DC-021-TN-022 | RACK-E · PDU A+B |  |  | 17 | kW | 10000 | 99.999 | 153000 | Y
SVC-XC-1538 | CUST-2954 | Cross-connect | KA-DC-021 | KA-DC-021-MMR-SW-06 | MMR panel 12 · P39 |  |  | 1000 | Mbps | 1000 | 99.999 | 4000 | Y
SVC-XC-1539 | CUST-2954 | Cross-connect | KA-DC-021 | KA-DC-021-MMR-SW-01 | MMR panel 1 · P34 |  |  | 1000 | Mbps | 1000 | 99.999 | 4000 | Y
SVC-CB-1540 | CUST-9992 | Cabinet lease | KA-DC-021 | KA-DC-021-TN-026 | RACK-F, RACK-G |  |  | 2 | cabinets | 10000 | 99.99 | 240000 | N
SVC-PW-1541 | CUST-9992 | Power circuit | KA-DC-021 | KA-DC-021-TN-026 | RACK-F · PDU A+B |  |  | 15 | kW | 10000 | 99.99 | 135000 | N
SVC-PW-1542 | CUST-9992 | Power circuit | KA-DC-021 | KA-DC-021-TN-031 | RACK-G · PDU A+B |  |  | 17 | kW | 10000 | 99.99 | 153000 | N
SVC-XC-1543 | CUST-9992 | Cross-connect | KA-DC-021 | KA-DC-021-MMR-SW-05 | MMR panel 3 · P39 |  |  | 100000 | Mbps | 100000 | 99.99 | 400000 | N
SVC-XC-1544 | CUST-9992 | Cross-connect | KA-DC-021 | KA-DC-021-MMR-SW-06 | MMR panel 4 · P2 |  |  | 10000 | Mbps | 10000 | 99.99 | 40000 | N
SVC-XC-1545 | CUST-9992 | Cross-connect | KA-DC-021 | KA-DC-021-MMR-SW-01 | MMR panel 1 · P26 |  |  | 10000 | Mbps | 10000 | 99.99 | 40000 | N
SVC-CB-1546 | CUST-3825 | Cabinet lease | KA-DC-021 | KA-DC-021-TN-036 | RACK-H |  |  | 1 | cabinets | 10000 | 99.99 | 120000 | N
SVC-PW-1547 | CUST-3825 | Power circuit | KA-DC-021 | KA-DC-021-TN-036 | RACK-H · PDU A+B |  |  | 14 | kW | 10000 | 99.99 | 126000 | N
SVC-XC-1548 | CUST-3825 | Cross-connect | KA-DC-021 | KA-DC-021-MMR-SW-02 | MMR panel 1 · P46 |  |  | 100000 | Mbps | 100000 | 99.99 | 400000 | N
SVC-XC-1549 | CUST-3825 | Cross-connect | KA-DC-021 | KA-DC-021-MMR-SW-03 | MMR panel 7 · P27 |  |  | 10000 | Mbps | 10000 | 99.99 | 40000 | N
SVC-XC-1550 | CUST-3825 | Cross-connect | KA-DC-021 | KA-DC-021-MMR-SW-04 | MMR panel 2 · P28 |  |  | 100000 | Mbps | 100000 | 99.99 | 400000 | N
SVC-CB-1551 | CUST-7359 | Cabinet lease | KA-DC-021 | KA-DC-021-TN-042 | RACK-I, RACK-J |  |  | 2 | cabinets | 10000 | 99.999 | 240000 | Y
SVC-PW-1552 | CUST-7359 | Power circuit | KA-DC-021 | KA-DC-021-TN-042 | RACK-I · PDU A+B |  |  | 15 | kW | 10000 | 99.999 | 135000 | Y
SVC-PW-1553 | CUST-7359 | Power circuit | KA-DC-021 | KA-DC-021-TN-049 | RACK-J · PDU A+B |  |  | 13 | kW | 10000 | 99.999 | 117000 | Y
SVC-XC-1554 | CUST-7359 | Cross-connect | KA-DC-021 | KA-DC-021-MMR-SW-02 | MMR panel 2 · P10 |  |  | 10000 | Mbps | 10000 | 99.999 | 40000 | Y
SVC-XC-1555 | CUST-7359 | Cross-connect | KA-DC-021 | KA-DC-021-MMR-SW-03 | MMR panel 8 · P31 |  |  | 1000 | Mbps | 1000 | 99.999 | 4000 | Y
SVC-XC-1556 | CUST-7359 | Cross-connect | KA-DC-021 | KA-DC-021-MMR-SW-04 | MMR panel 2 · P47 |  |  | 10000 | Mbps | 10000 | 99.999 | 40000 | Y
SVC-CB-1557 | CUST-7339 | Cabinet lease | TN-DC-022 | TN-DC-022-TN-004 | RACK-C, RACK-D |  |  | 2 | cabinets | 10000 | 99.999 | 240000 | Y
SVC-PW-1558 | CUST-7339 | Power circuit | TN-DC-022 | TN-DC-022-TN-004 | RACK-C · PDU A+B |  |  | 20 | kW | 10000 | 99.999 | 180000 | Y
SVC-PW-1559 | CUST-7339 | Power circuit | TN-DC-022 | TN-DC-022-TN-011 | RACK-D · PDU A+B |  |  | 18 | kW | 10000 | 99.999 | 162000 | Y
SVC-XC-1560 | CUST-7339 | Cross-connect | TN-DC-022 | TN-DC-022-MMR-SW-06 | MMR panel 10 · P2 |  |  | 100000 | Mbps | 100000 | 99.999 | 400000 | Y
SVC-XC-1561 | CUST-7339 | Cross-connect | TN-DC-022 | TN-DC-022-MMR-SW-07 | MMR panel 4 · P30 |  |  | 10000 | Mbps | 10000 | 99.999 | 40000 | Y
SVC-XC-1562 | CUST-7339 | Cross-connect | TN-DC-022 | TN-DC-022-MMR-SW-01 | MMR panel 4 · P19 |  |  | 1000 | Mbps | 1000 | 99.999 | 4000 | Y
SVC-RH-1563 | CUST-7339 | Remote hands | TN-DC-022 | TN-DC-022-TN-004 | monthly allowance |  |  | 20 | hours | 10000 | 99.999 | 30000 | Y
SVC-CB-1564 | CUST-5597 | Cabinet lease | TN-DC-022 | TN-DC-022-TN-016 | RACK-E |  |  | 1 | cabinets | 10000 | 99.999 | 120000 | Y
SVC-PW-1565 | CUST-5597 | Power circuit | TN-DC-022 | TN-DC-022-TN-016 | RACK-E · PDU A+B |  |  | 16 | kW | 10000 | 99.999 | 144000 | Y
SVC-XC-1566 | CUST-5597 | Cross-connect | TN-DC-022 | TN-DC-022-MMR-SW-05 | MMR panel 2 · P3 |  |  | 10000 | Mbps | 10000 | 99.999 | 40000 | Y
SVC-XC-1567 | CUST-5597 | Cross-connect | TN-DC-022 | TN-DC-022-MMR-SW-06 | MMR panel 7 · P15 |  |  | 1000 | Mbps | 1000 | 99.999 | 4000 | Y
SVC-RH-1568 | CUST-5597 | Remote hands | TN-DC-022 | TN-DC-022-TN-016 | monthly allowance |  |  | 10 | hours | 10000 | 99.999 | 15000 | Y
SVC-CB-1569 | CUST-8230 | Cabinet lease | TN-DC-022 | TN-DC-022-TN-022 | RACK-F, RACK-G |  |  | 2 | cabinets | 10000 | 99.999 | 240000 | Y
SVC-PW-1570 | CUST-8230 | Power circuit | TN-DC-022 | TN-DC-022-TN-022 | RACK-F · PDU A+B |  |  | 40 | kW | 10000 | 99.999 | 360000 | Y
SVC-PW-1571 | CUST-8230 | Power circuit | TN-DC-022 | TN-DC-022-TN-026 | RACK-G · PDU A+B |  |  | 60 | kW | 10000 | 99.999 | 540000 | Y
SVC-XC-1572 | CUST-8230 | Cross-connect | TN-DC-022 | TN-DC-022-MMR-SW-03 | MMR panel 3 · P28 |  |  | 1000 | Mbps | 1000 | 99.999 | 4000 | Y
SVC-XC-1573 | CUST-8230 | Cross-connect | TN-DC-022 | TN-DC-022-MMR-SW-04 | MMR panel 3 · P11 |  |  | 10000 | Mbps | 10000 | 99.999 | 40000 | Y
SVC-XC-1574 | CUST-8230 | Cross-connect | TN-DC-022 | TN-DC-022-MMR-SW-05 | MMR panel 9 · P43 |  |  | 100000 | Mbps | 100000 | 99.999 | 400000 | Y
SVC-CB-1575 | CUST-9982 | Cabinet lease | TN-DC-022 | TN-DC-022-TN-032 | RACK-H |  |  | 1 | cabinets | 10000 | 99.999 | 120000 | Y
SVC-PW-1576 | CUST-9982 | Power circuit | TN-DC-022 | TN-DC-022-TN-032 | RACK-H · PDU A+B |  |  | 20 | kW | 10000 | 99.999 | 180000 | Y
SVC-XC-1577 | CUST-9982 | Cross-connect | TN-DC-022 | TN-DC-022-MMR-SW-01 | MMR panel 2 · P35 |  |  | 10000 | Mbps | 10000 | 99.999 | 40000 | Y
SVC-XC-1578 | CUST-9982 | Cross-connect | TN-DC-022 | TN-DC-022-MMR-SW-02 | MMR panel 11 · P27 |  |  | 10000 | Mbps | 10000 | 99.999 | 40000 | Y
SVC-CB-1579 | CUST-4716 | Cabinet lease | TN-DC-022 | TN-DC-022-TN-039 | RACK-I, RACK-J |  |  | 2 | cabinets | 10000 | 99.999 | 240000 | Y
SVC-PW-1580 | CUST-4716 | Power circuit | TN-DC-022 | TN-DC-022-TN-039 | RACK-I · PDU A+B |  |  | 15 | kW | 10000 | 99.999 | 135000 | Y
SVC-PW-1581 | CUST-4716 | Power circuit | TN-DC-022 | TN-DC-022-TN-045 | RACK-J · PDU A+B |  |  | 19 | kW | 10000 | 99.999 | 171000 | Y
SVC-XC-1582 | CUST-4716 | Cross-connect | TN-DC-022 | TN-DC-022-MMR-SW-04 | MMR panel 5 · P25 |  |  | 100000 | Mbps | 100000 | 99.999 | 400000 | Y
SVC-XC-1583 | CUST-4716 | Cross-connect | TN-DC-022 | TN-DC-022-MMR-SW-05 | MMR panel 10 · P28 |  |  | 10000 | Mbps | 10000 | 99.999 | 40000 | Y
SVC-RH-1584 | CUST-4716 | Remote hands | TN-DC-022 | TN-DC-022-TN-039 | monthly allowance |  |  | 20 | hours | 10000 | 99.999 | 30000 | Y
SVC-CB-1585 | CUST-9992 | Cabinet lease | TN-DC-022 | TN-DC-022-TN-049 | RACK-K |  |  | 1 | cabinets | 10000 | 99.99 | 120000 | N
SVC-PW-1586 | CUST-9992 | Power circuit | TN-DC-022 | TN-DC-022-TN-049 | RACK-K · PDU A+B |  |  | 48 | kW | 10000 | 99.99 | 432000 | N
SVC-XC-1587 | CUST-9992 | Cross-connect | TN-DC-022 | TN-DC-022-MMR-SW-03 | MMR panel 11 · P5 |  |  | 10000 | Mbps | 10000 | 99.99 | 40000 | N
SVC-XC-1588 | CUST-9992 | Cross-connect | TN-DC-022 | TN-DC-022-MMR-SW-04 | MMR panel 4 · P5 |  |  | 10000 | Mbps | 10000 | 99.99 | 40000 | N
SVC-CB-1589 | CUST-2063 | Cabinet lease | TN-DC-022 | TN-DC-022-TN-053 | RACK-L, RACK-M |  |  | 2 | cabinets | 10000 | 99.99 | 240000 | N
SVC-PW-1590 | CUST-2063 | Power circuit | TN-DC-022 | TN-DC-022-TN-053 | RACK-L · PDU A+B |  |  | 16 | kW | 10000 | 99.99 | 144000 | N
SVC-PW-1591 | CUST-2063 | Power circuit | TN-DC-022 | TN-DC-022-TN-057 | RACK-M · PDU A+B |  |  | 18 | kW | 10000 | 99.99 | 162000 | N
SVC-XC-1592 | CUST-2063 | Cross-connect | TN-DC-022 | TN-DC-022-MMR-SW-07 | MMR panel 5 · P9 |  |  | 10000 | Mbps | 10000 | 99.99 | 40000 | N
SVC-XC-1593 | CUST-2063 | Cross-connect | TN-DC-022 | TN-DC-022-MMR-SW-01 | MMR panel 9 · P15 |  |  | 10000 | Mbps | 10000 | 99.99 | 40000 | N
SVC-CB-1594 | CUST-3825 | Cabinet lease | TN-DC-022 | TN-DC-022-TN-065 | RACK-N |  |  | 1 | cabinets | 10000 | 99.99 | 120000 | N
SVC-PW-1595 | CUST-3825 | Power circuit | TN-DC-022 | TN-DC-022-TN-065 | RACK-N · PDU A+B |  |  | 12 | kW | 10000 | 99.99 | 108000 | N
SVC-XC-1596 | CUST-3825 | Cross-connect | TN-DC-022 | TN-DC-022-MMR-SW-03 | MMR panel 12 · P19 |  |  | 100000 | Mbps | 100000 | 99.99 | 400000 | N
SVC-XC-1597 | CUST-3825 | Cross-connect | TN-DC-022 | TN-DC-022-MMR-SW-04 | MMR panel 7 · P1 |  |  | 100000 | Mbps | 100000 | 99.99 | 400000 | N
SVC-RH-1598 | CUST-3825 | Remote hands | TN-DC-022 | TN-DC-022-TN-065 | monthly allowance |  |  | 40 | hours | 10000 | 99.99 | 60000 | N
SVC-CB-1599 | CUST-5597 | Cabinet lease | TS-DC-023 | TS-DC-023-TN-005 | RACK-C, RACK-D |  |  | 2 | cabinets | 10000 | 99.999 | 240000 | Y
SVC-PW-1600 | CUST-5597 | Power circuit | TS-DC-023 | TS-DC-023-TN-005 | RACK-C · PDU A+B |  |  | 17 | kW | 10000 | 99.999 | 153000 | Y
SVC-PW-1601 | CUST-5597 | Power circuit | TS-DC-023 | TS-DC-023-TN-010 | RACK-D · PDU A+B |  |  | 21 | kW | 10000 | 99.999 | 189000 | Y
SVC-XC-1602 | CUST-5597 | Cross-connect | TS-DC-023 | TS-DC-023-MMR-SW-05 | MMR panel 8 · P13 |  |  | 10000 | Mbps | 10000 | 99.999 | 40000 | Y
SVC-XC-1603 | CUST-5597 | Cross-connect | TS-DC-023 | TS-DC-023-MMR-SW-06 | MMR panel 8 · P24 |  |  | 1000 | Mbps | 1000 | 99.999 | 4000 | Y
SVC-XC-1604 | CUST-5597 | Cross-connect | TS-DC-023 | TS-DC-023-MMR-SW-07 | MMR panel 1 · P37 |  |  | 10000 | Mbps | 10000 | 99.999 | 40000 | Y
SVC-CB-1605 | CUST-3835 | Cabinet lease | TS-DC-023 | TS-DC-023-TN-015 | RACK-E, RACK-F |  |  | 2 | cabinets | 10000 | 99.99 | 240000 | N
SVC-PW-1606 | CUST-3835 | Power circuit | TS-DC-023 | TS-DC-023-TN-015 | RACK-E · PDU A+B |  |  | 15 | kW | 10000 | 99.99 | 135000 | N
SVC-PW-1607 | CUST-3835 | Power circuit | TS-DC-023 | TS-DC-023-TN-019 | RACK-F · PDU A+B |  |  | 21 | kW | 10000 | 99.99 | 189000 | N
SVC-XC-1608 | CUST-3835 | Cross-connect | TS-DC-023 | TS-DC-023-MMR-SW-06 | MMR panel 11 · P26 |  |  | 100000 | Mbps | 100000 | 99.99 | 400000 | N
SVC-XC-1609 | CUST-3835 | Cross-connect | TS-DC-023 | TS-DC-023-MMR-SW-07 | MMR panel 10 · P1 |  |  | 100000 | Mbps | 100000 | 99.99 | 400000 | N
SVC-XC-1610 | CUST-3835 | Cross-connect | TS-DC-023 | TS-DC-023-MMR-SW-01 | MMR panel 7 · P39 |  |  | 10000 | Mbps | 10000 | 99.99 | 40000 | N
SVC-CB-1611 | CUST-9992 | Cabinet lease | TS-DC-023 | TS-DC-023-TN-024 | RACK-G, RACK-H |  |  | 2 | cabinets | 10000 | 99.99 | 240000 | N
SVC-PW-1612 | CUST-9992 | Power circuit | TS-DC-023 | TS-DC-023-TN-024 | RACK-G · PDU A+B |  |  | 40 | kW | 10000 | 99.99 | 360000 | N
SVC-PW-1613 | CUST-9992 | Power circuit | TS-DC-023 | TS-DC-023-TN-028 | RACK-H · PDU A+B |  |  | 40 | kW | 10000 | 99.99 | 360000 | N
SVC-XC-1614 | CUST-9992 | Cross-connect | TS-DC-023 | TS-DC-023-MMR-SW-03 | MMR panel 12 · P23 |  |  | 1000 | Mbps | 1000 | 99.99 | 4000 | N
SVC-XC-1615 | CUST-9992 | Cross-connect | TS-DC-023 | TS-DC-023-MMR-SW-04 | MMR panel 8 · P6 |  |  | 10000 | Mbps | 10000 | 99.99 | 40000 | N
SVC-RH-1616 | CUST-9992 | Remote hands | TS-DC-023 | TS-DC-023-TN-024 | monthly allowance |  |  | 40 | hours | 10000 | 99.99 | 60000 | N
SVC-CB-1617 | CUST-8220 | Cabinet lease | TS-DC-023 | TS-DC-023-TN-032 | RACK-I, RACK-J |  |  | 2 | cabinets | 10000 | 99.99 | 240000 | N
SVC-PW-1618 | CUST-8220 | Power circuit | TS-DC-023 | TS-DC-023-TN-032 | RACK-I · PDU A+B |  |  | 16 | kW | 10000 | 99.99 | 144000 | N
SVC-PW-1619 | CUST-8220 | Power circuit | TS-DC-023 | TS-DC-023-TN-037 | RACK-J · PDU A+B |  |  | 18 | kW | 10000 | 99.99 | 162000 | N
SVC-XC-1620 | CUST-8220 | Cross-connect | TS-DC-023 | TS-DC-023-MMR-SW-02 | MMR panel 12 · P22 |  |  | 10000 | Mbps | 10000 | 99.99 | 40000 | N
SVC-RH-1621 | CUST-8220 | Remote hands | TS-DC-023 | TS-DC-023-TN-032 | monthly allowance |  |  | 10 | hours | 10000 | 99.99 | 15000 | N
SVC-CB-1622 | CUST-7339 | Cabinet lease | TS-DC-023 | TS-DC-023-TN-044 | RACK-K, RACK-L |  |  | 2 | cabinets | 10000 | 99.999 | 240000 | Y
SVC-PW-1623 | CUST-7339 | Power circuit | TS-DC-023 | TS-DC-023-TN-044 | RACK-K · PDU A+B |  |  | 18 | kW | 10000 | 99.999 | 162000 | Y
SVC-PW-1624 | CUST-7339 | Power circuit | TS-DC-023 | TS-DC-023-TN-049 | RACK-L · PDU A+B |  |  | 16 | kW | 10000 | 99.999 | 144000 | Y
SVC-XC-1625 | CUST-7339 | Cross-connect | TS-DC-023 | TS-DC-023-MMR-SW-06 | MMR panel 9 · P29 |  |  | 10000 | Mbps | 10000 | 99.999 | 40000 | Y
SVC-XC-1626 | CUST-7339 | Cross-connect | TS-DC-023 | TS-DC-023-MMR-SW-07 | MMR panel 7 · P11 |  |  | 100000 | Mbps | 100000 | 99.999 | 400000 | Y
SVC-CB-1627 | CUST-6478 | Cabinet lease | TS-DC-023 | TS-DC-023-TN-053 | RACK-M |  |  | 1 | cabinets | 10000 | 99.999 | 120000 | Y
SVC-PW-1628 | CUST-6478 | Power circuit | TS-DC-023 | TS-DC-023-TN-053 | RACK-M · PDU A+B |  |  | 21 | kW | 10000 | 99.999 | 189000 | Y
SVC-XC-1629 | CUST-6478 | Cross-connect | TS-DC-023 | TS-DC-023-MMR-SW-05 | MMR panel 6 · P15 |  |  | 10000 | Mbps | 10000 | 99.999 | 40000 | Y
SVC-RH-1630 | CUST-6478 | Remote hands | TS-DC-023 | TS-DC-023-TN-053 | monthly allowance |  |  | 10 | hours | 10000 | 99.999 | 15000 | Y
SVC-CB-1631 | CUST-7349 | Cabinet lease | TS-DC-023 | TS-DC-023-TN-059 | RACK-N |  |  | 1 | cabinets | 10000 | 99.99 | 120000 | N
SVC-PW-1632 | CUST-7349 | Power circuit | TS-DC-023 | TS-DC-023-TN-059 | RACK-N · PDU A+B |  |  | 40 | kW | 10000 | 99.99 | 360000 | N
SVC-XC-1633 | CUST-7349 | Cross-connect | TS-DC-023 | TS-DC-023-MMR-SW-04 | MMR panel 3 · P31 |  |  | 1000 | Mbps | 1000 | 99.99 | 4000 | N
SVC-XC-1634 | CUST-7349 | Cross-connect | TS-DC-023 | TS-DC-023-MMR-SW-05 | MMR panel 4 · P42 |  |  | 10000 | Mbps | 10000 | 99.99 | 40000 | N
SVC-XC-1635 | CUST-7349 | Cross-connect | TS-DC-023 | TS-DC-023-MMR-SW-06 | MMR panel 12 · P37 |  |  | 10000 | Mbps | 10000 | 99.99 | 40000 | N
SVC-CB-1636 | CUST-3825 | Cabinet lease | KL-DC-024 | KL-DC-024-TN-001 | RACK-B, RACK-C |  |  | 2 | cabinets | 10000 | 99.99 | 240000 | N
SVC-PW-1637 | CUST-3825 | Power circuit | KL-DC-024 | KL-DC-024-TN-001 | RACK-B · PDU A+B |  |  | 13 | kW | 10000 | 99.99 | 117000 | N
SVC-PW-1638 | CUST-3825 | Power circuit | KL-DC-024 | KL-DC-024-TN-006 | RACK-C · PDU A+B |  |  | 20 | kW | 10000 | 99.99 | 180000 | N
SVC-XC-1639 | CUST-3825 | Cross-connect | KL-DC-024 | KL-DC-024-MMR-SW-04 | MMR panel 11 · P38 |  |  | 10000 | Mbps | 10000 | 99.99 | 40000 | N
SVC-XC-1640 | CUST-3825 | Cross-connect | KL-DC-024 | KL-DC-024-MMR-SW-01 | MMR panel 8 · P34 |  |  | 10000 | Mbps | 10000 | 99.99 | 40000 | N
SVC-XC-1641 | CUST-3825 | Cross-connect | KL-DC-024 | KL-DC-024-MMR-SW-02 | MMR panel 1 · P37 |  |  | 1000 | Mbps | 1000 | 99.99 | 4000 | N
SVC-RH-1642 | CUST-3825 | Remote hands | KL-DC-024 | KL-DC-024-TN-001 | monthly allowance |  |  | 40 | hours | 10000 | 99.99 | 60000 | N
SVC-CB-1643 | CUST-2944 | Cabinet lease | KL-DC-024 | KL-DC-024-TN-010 | RACK-D, RACK-E |  |  | 2 | cabinets | 10000 | 99.999 | 240000 | Y
SVC-PW-1644 | CUST-2944 | Power circuit | KL-DC-024 | KL-DC-024-TN-010 | RACK-D · PDU A+B |  |  | 8 | kW | 10000 | 99.999 | 72000 | Y
SVC-PW-1645 | CUST-2944 | Power circuit | KL-DC-024 | KL-DC-024-TN-016 | RACK-E · PDU A+B |  |  | 8 | kW | 10000 | 99.999 | 72000 | Y
SVC-XC-1646 | CUST-2944 | Cross-connect | KL-DC-024 | KL-DC-024-MMR-SW-01 | MMR panel 10 · P32 |  |  | 10000 | Mbps | 10000 | 99.999 | 40000 | Y
SVC-XC-1647 | CUST-2944 | Cross-connect | KL-DC-024 | KL-DC-024-MMR-SW-02 | MMR panel 2 · P33 |  |  | 1000 | Mbps | 1000 | 99.999 | 4000 | Y
SVC-XC-1648 | CUST-2944 | Cross-connect | KL-DC-024 | KL-DC-024-MMR-SW-03 | MMR panel 8 · P3 |  |  | 10000 | Mbps | 10000 | 99.999 | 40000 | Y
SVC-CB-1649 | CUST-9121 | Cabinet lease | KL-DC-024 | KL-DC-024-TN-021 | RACK-F, RACK-G |  |  | 2 | cabinets | 10000 | 99.999 | 240000 | Y
SVC-PW-1650 | CUST-9121 | Power circuit | KL-DC-024 | KL-DC-024-TN-021 | RACK-F · PDU A+B |  |  | 8 | kW | 10000 | 99.999 | 72000 | Y
SVC-PW-1651 | CUST-9121 | Power circuit | KL-DC-024 | KL-DC-024-TN-026 | RACK-G · PDU A+B |  |  | 13 | kW | 10000 | 99.999 | 117000 | Y
SVC-XC-1652 | CUST-9121 | Cross-connect | KL-DC-024 | KL-DC-024-MMR-SW-03 | MMR panel 3 · P3 |  |  | 10000 | Mbps | 10000 | 99.999 | 40000 | Y
Note on A1: Required: yes Type: text System field: Service.id
Note on B1: Required: yes Type: ref (from Customers) System field: Service.customerId
Note on C1: Required: yes Type: list (from service_type) System field: Service.type
Note on D1: Required: yes Type: ref (from Sites) System field: Service.dcId
Note on E1: The device the service is delivered on (port, GPU node, MMR switch…). Required: in some cases Type: ref (from Devices) System field: Service.neId
Note on F1: Hand-off port for circuits and cross-connects. Required: no Type: text System field: Service.ifName
Note on G1: Cabinet leases / power circuits: rack ids, separated by ";". Required: in some cases Type: text System field: Service path (racks)
Note on H1: GPU services: GPU node device ids, separated by ";". Required: in some cases Type: text System field: Service.path (job nodes)
Note on I1: Required: yes Type: decimal System field: Service.qty
Note on J1: Required: yes Type: list (from service_unit) System field: Service.unit
Note on K1: Circuits and cross-connects. Required: no Type: integer System field: Service.bandwidthMbps
Note on L1: For example 99.95. Required: yes Type: decimal System field: Service.slaTarget
Note on M1: Monthly charge in the site currency (₹). Required: yes Type: decimal System field: Service.revenueMonthly
Note on N1: Y = business-critical for the customer. Required: yes Type: list (from yes_no) System field: Service.critical
Note on O1: Required: no Type: date System field: (reference only)

## Collectors
collector_id * | site_id * | name * | protocol * | domain * | host_ip | covers
COL-MH-DC-001-1 | MH-DC-001 | Collector Pune A | gNMI | Network
COL-MH-DC-001-2 | MH-DC-001 | Collector Pune B | gNMI | Network
COL-MH-DC-002-1 | MH-DC-002 | Collector Pune A | gNMI | Network
COL-MH-DC-002-2 | MH-DC-002 | Collector Pune B | gNMI | Network
COL-MH-DC-003-1 | MH-DC-003 | Collector Nagpur A | gNMI | Network
COL-MH-DC-003-2 | MH-DC-003 | Collector Nagpur B | gNMI | Network
COL-MH-DC-004-1 | MH-DC-004 | Collector Pune A | gNMI | Network
COL-MH-DC-004-2 | MH-DC-004 | Collector Pune B | gNMI | Network
COL-UP-DC-005-1 | UP-DC-005 | Collector Gorakhpur A | gNMI | Network
COL-UP-DC-005-2 | UP-DC-005 | Collector Gorakhpur B | gNMI | Network
COL-UP-DC-006-1 | UP-DC-006 | Collector Prayagraj A | gNMI | Network
COL-UP-DC-006-2 | UP-DC-006 | Collector Prayagraj B | gNMI | Network
COL-UP-DC-007-1 | UP-DC-007 | Collector Prayagraj A | gNMI | Network
COL-UP-DC-007-2 | UP-DC-007 | Collector Prayagraj B | gNMI | Network
COL-KA-DC-008-1 | KA-DC-008 | Collector Mangaluru A | gNMI | Network
COL-KA-DC-008-2 | KA-DC-008 | Collector Mangaluru B | gNMI | Network
COL-DL-DC-009-1 | DL-DC-009 | Collector New Delhi A | gNMI | Network
COL-DL-DC-009-2 | DL-DC-009 | Collector New Delhi B | gNMI | Network
COL-AP-DC-010-1 | AP-DC-010 | Collector Visakhapatnam A | gNMI | Network
COL-AP-DC-010-2 | AP-DC-010 | Collector Visakhapatnam B | gNMI | Network
COL-HR-DC-011-1 | HR-DC-011 | Collector Gurugram A | gNMI | Network
COL-HR-DC-011-2 | HR-DC-011 | Collector Gurugram B | gNMI | Network
COL-PB-DC-012-1 | PB-DC-012 | Collector Mohali A | gNMI | Network
COL-PB-DC-012-2 | PB-DC-012 | Collector Mohali B | gNMI | Network
COL-MP-DC-014-1 | MP-DC-014 | Collector Indore A | gNMI | Network
COL-MP-DC-014-2 | MP-DC-014 | Collector Indore B | gNMI | Network
COL-RJ-DC-015-1 | RJ-DC-015 | Collector Jaipur A | gNMI | Network
COL-RJ-DC-015-2 | RJ-DC-015 | Collector Jaipur B | gNMI | Network
COL-WB-DC-016-1 | WB-DC-016 | Collector Kolkata A | gNMI | Network
COL-WB-DC-016-2 | WB-DC-016 | Collector Kolkata B | gNMI | Network
COL-WB-DC-017-1 | WB-DC-017 | Collector Kolkata A | gNMI | Network
COL-WB-DC-017-2 | WB-DC-017 | Collector Kolkata B | gNMI | Network
COL-OD-DC-018-1 | OD-DC-018 | Collector Bhubaneswar A | gNMI | Network
COL-OD-DC-018-2 | OD-DC-018 | Collector Bhubaneswar B | gNMI | Network
COL-BR-DC-019-1 | BR-DC-019 | Collector Patna A | gNMI | Network
COL-BR-DC-019-2 | BR-DC-019 | Collector Patna B | gNMI | Network
COL-KA-DC-020-1 | KA-DC-020 | Collector Bengaluru A | gNMI | Network
COL-KA-DC-020-2 | KA-DC-020 | Collector Bengaluru B | gNMI | Network
COL-KA-DC-021-1 | KA-DC-021 | Collector Bengaluru A | gNMI | Network
COL-KA-DC-021-2 | KA-DC-021 | Collector Bengaluru B | gNMI | Network
COL-TN-DC-022-1 | TN-DC-022 | Collector Chennai A | gNMI | Network
COL-TN-DC-022-2 | TN-DC-022 | Collector Chennai B | gNMI | Network
COL-TS-DC-023-1 | TS-DC-023 | Collector Hyderabad A | gNMI | Network
COL-TS-DC-023-2 | TS-DC-023 | Collector Hyderabad B | gNMI | Network
COL-KL-DC-024-1 | KL-DC-024 | Collector Kochi A | gNMI | Network
COL-KL-DC-024-2 | KL-DC-024 | Collector Kochi B | gNMI | Network
Note on A1: Required: yes Type: text System field: collectors[].id
Note on B1: Required: yes Type: ref (from Sites) System field: Datacenter.id
Note on C1: Required: yes Type: text System field: collectors[].name
Note on D1: Required: yes Type: list (from collector_protocol) System field: (integration)
Note on E1: Network, Facility (BMS / EPMS), Compute (BMC), GPU (DCGM). Required: yes Type: list (from collector_domain) System field: (integration)
Note on F1: Required: no Type: ip System field: (integration)
Note on G1: What it polls. Required: no Type: text System field: (integration)

## Snapshot_Alerts
alert_id | site_id | severity | state | title | source | category | scope | device_or_node | if_name | link_or_rack | raised_at | incident_id
ALM-1930 | MH-DC-001 | critical | active | Interface Flapping Detected | Interface | Network | edge | MH-DC-001-PE-T4-01 | xe-0/0/3 |  | 2026-10-01 07:07 | INC-0001
ALM-1831 | MH-DC-001 | major | active | High CPU Utilization | CPU | Performance | site | MH-DC-001-PE-T4-01 |  |  | 2026-10-01 06:52 | INC-0001
ALM-1774 | MH-DC-001 | major | active | Link Degradation | Link | Performance | edge | MH-DC-001-PE-T4-01 | xe-0/0/3 |  | 2026-10-01 04:52 | INC-0001
ALM-1702 | MH-DC-001 | minor | active | Optical Rx Power Low | Interface | Network | edge | MH-DC-001-PE-T4-01 | xe-0/0/3 |  | 2026-10-01 04:18 | INC-0001
ALM-1655 | MH-DC-001 | minor | active | BGP Peer Idle | Protocol | Network | site | MH-DC-001-PE-T4-01 |  |  | 2026-10-01 02:45
ALM-1610 | MH-DC-001 | minor | active | Temperature Warning | Environment | Device | site | MH-DC-001-PE-T4-01 |  |  | 2026-09-30 05:32
ALM-1598 | MH-DC-001 | minor | active | OSPF Neighbour in INIT | Protocol | Network | site | MH-DC-001-PE-T4-01 |  |  | 2026-09-30 17:11
ALM-1001 | MH-DC-001 | minor | active | OSPF Neighbour Down | Protocol | Network | site | MH-DC-001-PE-T4-02 |  | LNK-00017 | 2026-09-30 05:21
ALM-1002 | MH-DC-003 | warning | active | Link Utilisation High | Link | Performance | site | MH-DC-003-MMR-SW-04 | et-0/1/1 | LNK-00197 | 2026-09-28 22:25
ALM-1003 | UP-DC-006 | minor | active | BGP Peer Idle | Protocol | Network | site | UP-DC-006-PE-T4-01 |  | LNK-00344 | 2026-09-30 09:06
ALM-1004 | UP-DC-007 | minor | active | BGP Peer Idle | Protocol | Network | site | UP-DC-007-PE-T4-02 |  | LNK-00423 | 2026-10-01 03:09
ALM-1005 | HR-DC-011 | warning | active | Link Utilisation High | Link | Performance | site | HR-DC-011-MMR-SW-04 | Ethernet49/2 | LNK-00734 | 2026-09-28 19:10
ALM-1006 | MP-DC-014 | warning | active | Link Utilisation High | Link | Performance | site | MP-DC-014-FW-01 | port2 | LNK-00850 | 2026-09-28 21:55
ALM-1007 | MP-DC-014 | warning | active | Link Utilisation High | Link | Performance | site | MP-DC-014-MMR-SW-02 | Ethernet49/1 | LNK-00853 | 2026-09-29 07:58
ALM-1008 | MP-DC-014 | major | active | Link Utilisation High | Link | Performance | site | MP-DC-014-MMR-SW-04 | Hu0/0/1/0 | LNK-00857 | 2026-10-01 06:45 | INC-0006
ALM-1009 | RJ-DC-015 | minor | active | BGP Peer Idle | Protocol | Network | site | RJ-DC-015-PE-T4-01 |  | LNK-00880 | 2026-09-30 04:33
ALM-1010 | WB-DC-016 | minor | active | OSPF Neighbour in INIT | Protocol | Network | site | WB-DC-016-AGG-R01 |  | LNK-00960 | 2026-09-30 19:23
ALM-1011 | KA-DC-020 | warning | active | Link Utilisation High | Link | Performance | site | KA-DC-020-MMR-SW-06 | Ethernet49/2 | LNK-01232 | 2026-09-30 11:04
ALM-1012 | TN-DC-022 | major | active | Link Down | Link | Network | site | TN-DC-022-MMR-SW-03 | Hu0/0/1/1 | LNK-01372 | 2026-09-30 23:29 | INC-0009
ALM-1013 | KL-DC-024 | minor | active | BGP Peer Idle | Protocol | Network | site | KL-DC-024-PE-T4-02 |  | LNK-01484 | 2026-09-30 11:45
ALM-1014 | KA-DC-008 | warning | active | Link Utilisation High | Link | Performance | edge | KA-DC-008-PE-T4-02 | xe-0/0/4 | LNK-01639 | 2026-09-30 06:08
ALM-1015 | UP-DC-006 | minor | active | BGP Peer Idle | Protocol | Network | edge | UP-DC-006-PE-T4-04 |  | LNK-01643 | 2026-09-30 11:44
ALM-1016 | KL-DC-024 | minor | active | BGP Peer Idle | Protocol | Network | edge | KL-DC-024-PE-T4-03 |  | LNK-01675 | 2026-09-30 08:12
ALM-1017 | MH-DC-003 | warning | active | Link Utilisation High | Link | Performance | edge | MH-DC-003-PE-T4-01 | xe-0/0/4 | LNK-01743 | 2026-09-29 13:18
ALM-1018 | KL-DC-024 | minor | active | BGP Peer Idle | Protocol | Network | edge | KL-DC-024-PE-T4-01 |  | LNK-01893 | 2026-09-30 08:53
ALM-1019 | BR-DC-019 | minor | active | BGP Peer Idle | Protocol | Network | edge | BR-DC-019-PE-T4-02 |  | LNK-01955 | 2026-10-01 00:53
ALM-1020 | MH-DC-004 | warning | active | Link Utilisation High | Link | Performance | edge | MH-DC-004-PE-T4-03 | xe-0/0/4 | LNK-02108 | 2026-09-28 16:07
ALM-1021 | MH-DC-001 | minor | acknowledged | High Memory Utilization | CPU | Performance | site | MH-DC-001-AGG-R02 |  |  | 2026-09-30 15:56
ALM-1022 | MH-DC-001 | warning | active | Configuration Drift | Discovery | Device | site | MH-DC-001-AGG-R03 |  |  | 2026-09-28 14:51
ALM-1023 | UP-DC-006 | warning | active | NTP Offset Drift | Protocol | Network | site | UP-DC-006-TOR-002 |  |  | 2026-09-30 08:40
ALM-1024 | KA-DC-008 | warning | active | Configuration Drift | Discovery | Device | site | KA-DC-008-FW-01 |  |  | 2026-09-30 09:36
ALM-1025 | KA-DC-008 | minor | acknowledged | High Memory Utilization | CPU | Performance | site | KA-DC-008-MMR-SW-04 |  |  | 2026-09-30 08:44
ALM-1026 | KA-DC-008 | major | active | Power Supply Fault | Power | Device | site | KA-DC-008-TOR-001 |  |  | 2026-09-29 10:02 | INC-0007
ALM-1027 | DL-DC-009 | warning | active | Configuration Drift | Discovery | Device | site | DL-DC-009-AGG-R03 |  |  | 2026-09-25 03:56
ALM-1028 | AP-DC-010 | minor | active | High Memory Utilization | CPU | Performance | site | AP-DC-010-TOR-001 |  |  | 2026-09-30 21:11
ALM-1029 | HR-DC-011 | warning | active | Configuration Drift | Discovery | Device | site | HR-DC-011-PE-T4-02 |  |  | 2026-09-26 16:12
ALM-1030 | PB-DC-012 | minor | acknowledged | High Memory Utilization | CPU | Performance | site | PB-DC-012-MMR-SW-04 |  |  | 2026-09-30 21:35
ALM-1031 | MP-DC-014 | minor | active | High Memory Utilization | CPU | Performance | site | MP-DC-014-OLA-01 |  |  | 2026-10-01 02:57
ALM-1032 | MP-DC-014 | warning | active | NTP Offset Drift | Protocol | Network | site | MP-DC-014-TOR-001 |  |  | 2026-09-30 22:55
ALM-1033 | RJ-DC-015 | major | active | Power Supply Fault | Power | Device | site | RJ-DC-015-MMR-SW-02 |  |  | 2026-09-29 18:03 | INC-0008
ALM-1034 | WB-DC-016 | minor | acknowledged | High Memory Utilization | CPU | Performance | site | WB-DC-016-MMR-SW-03 |  |  | 2026-09-30 09:29
ALM-1035 | WB-DC-016 | warning | active | Configuration Drift | Discovery | Device | site | WB-DC-016-MMR-SW-03 |  |  | 2026-09-29 06:05
ALM-1036 | BR-DC-019 | warning | active | Configuration Drift | Discovery | Device | site | BR-DC-019-PE-T4-03 |  |  | 2026-09-28 00:47
ALM-1037 | KA-DC-020 | warning | active | NTP Offset Drift | Protocol | Network | site | KA-DC-020-PE-T4-02 |  |  | 2026-10-01 02:44
ALM-1038 | KA-DC-021 | critical | active | Device Unreachable | Interface | Network | site | KA-DC-021-TOR-001 |  |  | 2026-10-01 04:45 | INC-0005
ALM-1039 | KL-DC-024 | warning | active | NTP Offset Drift | Protocol | Network | site | KL-DC-024-PE-T4-01 |  |  | 2026-09-30 23:13
ALM-1040 | KL-DC-024 | warning | active | Configuration Drift | Discovery | Device | site | KL-DC-024-MMR-SW-04 |  |  | 2026-09-28 23:07
ALM-1041 | KL-DC-024 | warning | active | Configuration Drift | Discovery | Device | site | KL-DC-024-TOR-002 |  |  | 2026-09-30 20:11
ALM-1042 | MH-DC-001 | major | active | Collector Stale | Discovery | Network | dependency |  |  |  | 2026-10-01 04:38 | INC-0010
ALM-1043 | MH-DC-003 | critical | active | CRAH-11 Cooling Unit Failed | Cooling | Facility | site |  |  |  | 2026-10-01 04:10 | INC-0003
ALM-1044 | MH-DC-003 | major | active | Zone Temperature High | Environment | Facility | site |  |  |  | 2026-10-01 04:50 | INC-0003
ALM-1045 | DL-DC-009 | critical | active | UPS-2 On Battery | Power | Facility | site |  |  |  | 2026-10-01 06:58 | INC-0002
ALM-1046 | KA-DC-020 | major | active | Rack Over Power Budget | Power | Facility | site |  |  | KA-DC-020-RACK-C | 2026-10-01 00:50 | INC-0004
ALM-1047 | KA-DC-020 | major | active | Rack Over Power Budget | Power | Facility | site |  |  | KA-DC-020-RACK-D | 2026-10-01 00:50 | INC-0004
ALM-1048 | KA-DC-020 | major | active | Rack Over Power Budget | Power | Facility | site |  |  | KA-DC-020-RACK-E | 2026-10-01 00:50 | INC-0004
ALM-1049 | MH-DC-001 | minor | active | High CPU Utilization | CPU | Performance | downstream | MH-POP-001-AGG-01 |  |  | 2026-10-01 05:01
ALM-1050 | MH-DC-001 | minor | active | High CPU Utilization | CPU | Performance | downstream | MH-POP-002-AGG-01 |  |  | 2026-09-30 17:28
ALM-1051 | MH-DC-002 | critical | active | Mains Power Failure | Power | Facility | downstream | MH-POP-001-AGG-01 |  |  | 2026-09-30 18:10
ALM-1052 | UP-DC-005 | critical | active | Mains Power Failure | Power | Facility | downstream | UP-POP-002-AGG-01 |  |  | 2026-10-01 01:01
ALM-1053 | UP-DC-005 | critical | active | Device Unreachable | Interface | Network | downstream | UP-ST-0002-CSR-01 |  |  | 2026-09-30 22:52
ALM-1054 | UP-DC-006 | critical | active | Device Unreachable | Interface | Network | downstream | UP-POP-002-AGG-01 |  |  | 2026-09-30 17:10
ALM-1055 | UP-DC-006 | major | active | Link Down | Link | Network | downstream | UP-POP-003-AGG-01 |  |  | 2026-10-01 02:36
ALM-1056 | UP-DC-007 | critical | active | Device Unreachable | Interface | Network | downstream | UP-POP-002-AGG-01 |  |  | 2026-09-30 19:25
ALM-1057 | UP-DC-007 | critical | active | Device Unreachable | Interface | Network | downstream | UP-ST-0002-CSR-01 |  |  | 2026-10-01 02:46
ALM-1058 | KA-DC-008 | critical | active | Mains Power Failure | Power | Facility | downstream | KA-POP-001-AGG-01 |  |  | 2026-09-30 19:51
ALM-1059 | KA-DC-008 | major | active | Fan Tray Failure | Environment | Device | downstream | KA-POP-002-AGG-01 |  |  | 2026-10-01 01:00
ALM-1060 | DL-DC-009 | major | active | Fan Tray Failure | Environment | Device | downstream | DL-POP-003-AGG-01 |  |  | 2026-10-01 06:36
ALM-1061 | AP-DC-010 | critical | active | Mains Power Failure | Power | Facility | downstream | AP-POP-001-AGG-01 |  |  | 2026-10-01 02:53
ALM-1062 | AP-DC-010 | critical | active | Device Unreachable | Interface | Network | downstream | AP-ST-0001-CSR-01 |  |  | 2026-10-01 03:52
ALM-1063 | HR-DC-011 | critical | active | Device Unreachable | Interface | Network | downstream | HR-POP-001-AGG-01 |  |  | 2026-09-30 17:38
ALM-1064 | HR-DC-011 | critical | active | Device Unreachable | Interface | Network | downstream | HR-ST-0001-CSR-01 |  |  | 2026-09-30 18:10
ALM-1065 | HR-DC-011 | major | active | Fan Tray Failure | Environment | Device | downstream | HR-POP-002-AGG-01 |  |  | 2026-09-30 17:50
ALM-1066 | PB-DC-012 | critical | active | Mains Power Failure | Power | Facility | downstream | PB-POP-001-AGG-01 |  |  | 2026-10-01 03:30
ALM-1067 | PB-DC-012 | critical | active | Device Unreachable | Interface | Network | downstream | PB-ST-0001-CSR-01 |  |  | 2026-10-01 00:20
ALM-1068 | PB-DC-012 | critical | active | Device Unreachable | Interface | Network | downstream | PB-POP-002-AGG-01 |  |  | 2026-10-01 04:40
ALM-1069 | MP-DC-014 | minor | active | High CPU Utilization | CPU | Performance | downstream | MP-POP-001-AGG-01 |  |  | 2026-09-30 23:21
ALM-1070 | MP-DC-014 | critical | active | Device Unreachable | Interface | Network | downstream | MP-POP-002-AGG-01 |  |  | 2026-09-30 20:28
ALM-1071 | RJ-DC-015 | minor | active | High CPU Utilization | CPU | Performance | downstream | RJ-POP-001-AGG-01 |  |  | 2026-09-30 23:25
ALM-1072 | RJ-DC-015 | major | active | Fan Tray Failure | Environment | Device | downstream | RJ-ST-0001-CSR-01 |  |  | 2026-10-01 07:06
ALM-1073 | RJ-DC-015 | major | active | Fan Tray Failure | Environment | Device | downstream | RJ-POP-002-AGG-01 |  |  | 2026-09-30 20:14
ALM-1074 | WB-DC-016 | major | active | Link Down | Link | Network | downstream | WB-POP-001-AGG-01 |  |  | 2026-09-30 22:07
ALM-1075 | WB-DC-016 | major | active | Link Down | Link | Network | downstream | WB-POP-002-AGG-01 |  |  | 2026-10-01 07:08
ALM-1076 | WB-DC-017 | major | active | Link Down | Link | Network | downstream | WB-POP-001-AGG-01 |  |  | 2026-09-30 19:41
ALM-1077 | OD-DC-018 | major | active | Fan Tray Failure | Environment | Device | downstream | OD-POP-002-AGG-01 |  |  | 2026-10-01 03:49
ALM-1078 | KA-DC-020 | critical | active | Mains Power Failure | Power | Facility | downstream | KA-POP-001-AGG-01 |  |  | 2026-09-30 23:03
ALM-1079 | KA-DC-020 | minor | active | High CPU Utilization | CPU | Performance | downstream | KA-ST-0001-CSR-01 |  |  | 2026-09-30 17:26
ALM-1080 | KA-DC-021 | major | active | Fan Tray Failure | Environment | Device | downstream | KA-POP-001-AGG-01 |  |  | 2026-10-01 02:52
ALM-1081 | KA-DC-021 | minor | active | High CPU Utilization | CPU | Performance | downstream | KA-ST-0001-CSR-01 |  |  | 2026-09-30 19:11
ALM-1082 | KA-DC-021 | critical | active | Device Unreachable | Interface | Network | downstream | KA-POP-002-AGG-01 |  |  | 2026-09-30 22:38
ALM-1083 | TN-DC-022 | critical | active | Device Unreachable | Interface | Network | downstream | TN-POP-002-AGG-01 |  |  | 2026-09-30 18:56
ALM-1084 | TN-DC-022 | critical | active | Device Unreachable | Interface | Network | downstream | TN-ST-0001-CSR-01 |  |  | 2026-10-01 04:20
ALM-1085 | TN-DC-022 | critical | active | Device Unreachable | Interface | Network | downstream | TN-POP-002-AGG-01 |  |  | 2026-09-30 23:29
ALM-1086 | TN-DC-022 | critical | active | Device Unreachable | Interface | Network | downstream | TN-ST-0001-CSR-01 |  |  | 2026-09-30 23:29
ALM-1087 | TN-DC-022 | critical | active | Device Unreachable | Interface | Network | downstream | TN-ST-0002-CSR-01 |  |  | 2026-09-30 23:29
ALM-1088 | TN-DC-022 | critical | active | Device Unreachable | Interface | Network | downstream | TN-ST-0004-CSR-01 |  |  | 2026-09-30 23:29
ALM-1089 | TS-DC-023 | minor | active | High CPU Utilization | CPU | Performance | downstream | TS-POP-001-AGG-01 |  |  | 2026-09-30 21:31
ALM-1090 | TS-DC-023 | minor | active | High CPU Utilization | CPU | Performance | downstream | TS-ST-0001-CSR-01 |  |  | 2026-09-30 18:58
ALM-1091 | MH-DC-001 | major | active | Link Down | Link | Network | edge | MH-DC-001-AGG-R01 | xe-0/0/15 |  | 2026-10-01 06:15
ALM-1092 | MH-DC-001 | minor | active | Secondary RADIUS Server Unreachable | Security | Network | dependency | AAA-SRV-02 (10.25.25.6) |  |  | 2026-10-01 04:50
ALM-1093 | MH-DC-001 | major | active | Cabinet PDU-A Breaker Trip | Power | Facility | site |  |  | MH-DC-001-RACK-C | 2026-10-01 07:12
ALM-1094 | MH-DC-001 | critical | active | Cross-connect Loss of Signal | Interface | Network | site | MH-DC-001-MMR-SW-06 | MMR panel 11 · P20 |  | 2026-10-01 06:46
ALM-1095 | MH-DC-001 | minor | active | Cabinet Inlet Temperature High | Environment | Facility | site |  |  | MH-DC-001-RACK-F | 2026-10-01 05:50
ALM-1096 | TN-DC-022 | major | active | CDU Flow Low | Cooling | Facility | site |  |  |  | 2026-10-01 06:38
ALM-1097 | MH-DC-002 | minor | active | Optical Rx Power Low | Interface | Network | edge | MH-DC-002-PE-T4-02 | xe-0/0/2 |  | 2026-10-01 01:50
ALM-1098 | MH-DC-004 | minor | active | Optical Rx Power Low | Interface | Network | edge | MH-DC-004-PE-T4-02 | xe-0/0/2 |  | 2026-09-30 20:50
ALM-1099 | UP-DC-006 | minor | active | Optical Rx Power Low | Interface | Network | edge | UP-DC-006-PE-T4-02 | xe-0/0/2 |  | 2026-09-30 15:50
ALM-1100 | UP-DC-007 | minor | active | Optical Rx Power Low | Interface | Network | edge | UP-DC-007-PE-T4-04 | xe-0/0/2 |  | 2026-09-30 10:50
Note on A1: Required: no Type: text System field: Alert.id
Note on B1: Required: no Type: text System field: Alert.dcId
Note on C1: Required: no Type: text System field: Alert.severity
Note on D1: Required: no Type: text System field: Alert.state
Note on E1: Required: no Type: text System field: Alert.title
Note on F1: Required: no Type: text System field: Alert.source
Note on G1: Required: no Type: text System field: Alert.category
Note on H1: Required: no Type: text System field: Alert.scope
Note on I1: Required: no Type: text System field: Alert.neId / node
Note on J1: Required: no Type: text System field: Alert.ifName
Note on K1: Required: no Type: text System field: Alert.linkId / rackId
Note on L1: Required: no Type: text System field: Alert.start
Note on M1: Required: no Type: text System field: Alert.incidentId

## Snapshot_Incidents
incident_id | site_id | severity | status | type | title | owner | detected_at | resolved_at | alarms | services_hit | customers_hit | revenue_at_risk
INC-0001 | MH-DC-001 | High | Open | Network | Optical degradation on PE-T4-01 xe-0/0/3 — backhaul flapping | Mike Johnson | 2026-10-01 07:08 |  | 4 | 0 | 0 | 0
INC-0002 | DL-DC-009 | Critical | Investigating | Power | UPS-2 on battery after utility feed A loss | James Wilson | 2026-10-01 06:59 |  | 1 | 39 | 8 | 5144000
INC-0003 | MH-DC-003 | High | Mitigated | Cooling | CRAH-11 failed — Ground · Meet-me room at N redundancy | Sarah Chen | 2026-10-01 04:11 |  | 2 | 11 | 3 | 1696000
INC-0004 | KA-DC-020 | Medium | Open | Rack | 3 racks over power budget in Hall A | Meera Iyer | 2026-10-01 00:52 |  | 3 | 0 | 0 | 0
INC-0005 | KA-DC-021 | Medium | Investigating | Network | KA-DC-021-TOR-001 unreachable | Mike Johnson | 2026-10-01 04:47 |  | 1 | 0 | 0 | 0
INC-0006 | MP-DC-014 | Medium | Open | Capacity | Backhaul MP-DC-014-MMR-SW-04 Hu0/0/1/0 at 90% — capacity exhaustion | Priya Nair | 2026-10-01 06:50 |  | 1 | 0 | 0 | 0
INC-0007 | KA-DC-008 | Low | Investigating | Power | KA-DC-008-TOR-001 running on single PSU | Rahul Deshpande | 2026-09-29 10:05 |  | 1 | 0 | 0 | 0
INC-0008 | RJ-DC-015 | Low | Investigating | Power | RJ-DC-015-MMR-SW-02 running on single PSU | Anil Kulkarni | 2026-09-29 18:06 |  | 1 | 1 | 1 | 40000
INC-0009 | TN-DC-022 | Medium | Investigating | Network | Link down — TN-DC-022-MMR-SW-03 Hu0/0/1/1 | Sneha Patil | 2026-09-30 23:30 |  | 1 | 0 | 0 | 0
INC-0010 | MH-DC-001 | Low | Open | Network | Discovery collector stale — MH-DC-001 | Arjun Mehta | 2026-10-01 04:53 |  | 1 | 0 | 0 | 0
INC-0011 | MP-DC-014 | Low | Resolved | Cooling | Chiller pump fault — MP-DC-014 | Priya Nair | 2026-09-27 16:45 | 2026-09-28 17:06 | 0 | 0 | 5 | 0
INC-0012 | MH-DC-001 | Low | Closed | Capacity | Cross-connect panel ports exhausted — MH-DC-001 | Kavita Rao | 2026-09-14 23:28 | 2026-09-15 18:58 | 0 | 0 | 4 | 0
INC-0013 | AP-DC-010 | Medium | Closed | Capacity | Cross-connect panel ports exhausted — AP-DC-010 | Vikram Singh | 2026-09-03 22:03 | 2026-09-04 19:41 | 0 | 9 | 0 | 0
INC-0014 | KA-DC-021 | Medium | Closed | Cooling | CRAH filter blocked — hot aisle above 27°C — KA-DC-021 | Sarah Chen | 2026-09-21 12:02 | 2026-09-22 08:08 | 0 | 6 | 3 | 0
INC-0015 | UP-DC-005 | Medium | Resolved | Network | Carrier backhaul optical degradation — UP-DC-005 | Rahul Deshpande | 2026-09-26 16:22 | 2026-09-26 22:50 | 0 | 7 | 5 | 0
INC-0016 | WB-DC-017 | Low | Closed | Rack | Tenant cabinet over contracted power — WB-DC-017 | Arjun Mehta | 2026-09-08 00:07 | 2026-09-08 17:26 | 0 | 5 | 1 | 0
INC-0017 | MH-DC-002 | Low | Closed | Rack | Tenant cabinet over contracted power — MH-DC-002 | Sneha Patil | 2026-09-09 19:09 | 2026-09-10 18:26 | 0 | 0 | 2 | 0
INC-0018 | UP-DC-005 | Medium | Closed | Cooling | CRAH filter blocked — hot aisle above 27°C — UP-DC-005 | Priya Nair | 2026-09-10 09:19 | 2026-09-10 19:40 | 0 | 8 | 5 | 0
INC-0019 | KL-DC-024 | Medium | Resolved | Capacity | Hall A contracted power near sold-out — KL-DC-024 | Rahul Deshpande | 2026-09-27 14:35 | 2026-09-28 02:01 | 0 | 1 | 2 | 0
INC-0020 | UP-DC-005 | Low | Closed | Rack | Tenant cabinet over contracted power — UP-DC-005 | Priya Nair | 2026-09-13 02:37 | 2026-09-14 03:42 | 0 | 6 | 0 | 0
INC-0021 | UP-DC-006 | Medium | Closed | Network | Cross-connect loss of signal in MMR — UP-DC-006 | Rahul Deshpande | 2026-09-04 13:33 | 2026-09-05 19:54 | 0 | 9 | 3 | 0
INC-0022 | KA-DC-020 | High | Closed | Cooling | Chiller pump fault — KA-DC-020 | Mike Johnson | 2026-09-26 02:03 | 2026-09-26 05:40 | 0 | 2 | 3 | 0
INC-0023 | UP-DC-006 | Low | Resolved | Network | Carrier backhaul optical degradation — UP-DC-006 | Arjun Mehta | 2026-09-20 21:30 | 2026-09-21 16:33 | 0 | 5 | 4 | 0
INC-0024 | MH-DC-004 | Medium | Closed | Network | MMR switch uplink flapping — MH-DC-004 | Sarah Chen | 2026-09-27 17:56 | 2026-09-28 04:49 | 0 | 4 | 6 | 0
INC-0025 | KL-DC-024 | Low | Closed | Power | Tenant draw over contracted kW — KL-DC-024 | Kavita Rao | 2026-09-11 22:03 | 2026-09-12 11:57 | 0 | 2 | 0 | 0
INC-0026 | BR-DC-019 | Medium | Closed | Rack | Tenant cabinet over contracted power — BR-DC-019 | Mike Johnson | 2026-09-08 11:12 | 2026-09-08 17:40 | 0 | 5 | 6 | 0
INC-0027 | WB-DC-017 | Medium | Resolved | Security | Cage access alarm — badge mismatch — WB-DC-017 | Sarah Chen | 2026-09-15 03:46 | 2026-09-15 11:34 | 0 | 3 | 1 | 0
INC-0028 | MH-DC-001 | Low | Closed | Security | Cage access alarm — badge mismatch — MH-DC-001 | Rahul Deshpande | 2026-09-11 23:24 | 2026-09-12 19:37 | 0 | 5 | 5 | 0
INC-0029 | MH-DC-002 | Medium | Closed | Cooling | Chiller pump fault — MH-DC-002 | Anil Kulkarni | 2026-09-21 14:41 | 2026-09-23 00:35 | 0 | 6 | 3 | 0
INC-0030 | KA-DC-020 | High | Closed | Network | Tenant VLAN hand-off down — KA-DC-020 | Sarah Chen | 2026-09-27 10:33 | 2026-09-27 20:14 | 0 | 8 | 6 | 0
INC-0031 | BR-DC-019 | Medium | Resolved | Network | Carrier backhaul optical degradation — BR-DC-019 | Kavita Rao | 2026-09-29 06:39 | 2026-09-30 01:28 | 0 | 8 | 4 | 0
INC-0032 | KA-DC-008 | Medium | Closed | Network | Tenant VLAN hand-off down — KA-DC-008 | Rahul Deshpande | 2026-09-19 04:09 | 2026-09-19 18:39 | 0 | 0 | 1 | 0
INC-0033 | MH-DC-003 | Medium | Closed | Security | Cage access alarm — badge mismatch — MH-DC-003 | Mike Johnson | 2026-09-06 14:40 | 2026-09-06 19:40 | 0 | 0 | 4 | 0
INC-0034 | WB-DC-017 | Medium | Closed | Network | MMR switch uplink flapping — WB-DC-017 | Sneha Patil | 2026-09-23 17:59 | 2026-09-24 01:41 | 0 | 3 | 2 | 0
INC-0035 | RJ-DC-015 | Low | Resolved | Cooling | Chiller pump fault — RJ-DC-015 | Anil Kulkarni | 2026-09-26 11:34 | 2026-09-27 07:13 | 0 | 2 | 3 | 0
INC-0036 | TN-DC-022 | Medium | Closed | Network | Carrier backhaul optical degradation — TN-DC-022 | Sneha Patil | 2026-09-16 06:21 | 2026-09-17 12:23 | 0 | 8 | 3 | 0
INC-0037 | WB-DC-016 | High | Closed | Network | Cross-connect loss of signal in MMR — WB-DC-016 | Anil Kulkarni | 2026-09-16 12:42 | 2026-09-16 20:43 | 0 | 4 | 1 | 0
INC-0038 | UP-DC-005 | Medium | Closed | Security | Cage access alarm — badge mismatch — UP-DC-005 | James Wilson | 2026-09-04 18:58 | 2026-09-05 02:35 | 0 | 8 | 3 | 0
INC-0039 | UP-DC-007 | Low | Resolved | Power | Rectifier module alarm — UP-DC-007 | Anil Kulkarni | 2026-09-21 18:15 | 2026-09-22 07:06 | 0 | 2 | 0 | 0
INC-0040 | DL-DC-009 | Low | Closed | Capacity | Hall A contracted power near sold-out — DL-DC-009 | Kavita Rao | 2026-09-19 06:26 | 2026-09-19 15:52 | 0 | 0 | 6 | 0
INC-0041 | MH-DC-004 | Low | Closed | Network | Tenant VLAN hand-off down — MH-DC-004 | Arjun Mehta | 2026-09-16 10:18 | 2026-09-16 21:24 | 0 | 7 | 6 | 0
INC-0042 | KA-DC-008 | Low | Closed | Security | Cage access alarm — badge mismatch — KA-DC-008 | Priya Nair | 2026-09-03 13:46 | 2026-09-03 20:50 | 0 | 6 | 4 | 0
INC-0043 | BR-DC-019 | Medium | Resolved | Security | Cage access alarm — badge mismatch — BR-DC-019 | James Wilson | 2026-09-05 09:47 | 2026-09-06 08:23 | 0 | 8 | 6 | 0
INC-0044 | DL-DC-009 | High | Closed | Security | Cage access alarm — badge mismatch — DL-DC-009 | Vikram Singh | 2026-09-07 22:37 | 2026-09-08 03:19 | 0 | 7 | 3 | 0
INC-0045 | KL-DC-024 | Low | Closed | Cooling | Chiller pump fault — KL-DC-024 | Anil Kulkarni | 2026-09-09 14:46 | 2026-09-10 23:34 | 0 | 6 | 1 | 0
INC-0046 | BR-DC-019 | Low | Closed | Security | Cage access alarm — badge mismatch — BR-DC-019 | David Kim | 2026-09-16 20:46 | 2026-09-17 12:51 | 0 | 1 | 2 | 0
INC-0047 | KL-DC-024 | Low | Resolved | Power | Tenant draw over contracted kW — KL-DC-024 | David Kim | 2026-09-24 23:25 | 2026-09-27 06:37 | 0 | 8 | 3 | 0
INC-0048 | RJ-DC-015 | Low | Closed | Rack | Tenant cabinet over contracted power — RJ-DC-015 | David Kim | 2026-09-07 23:35 | 2026-09-09 03:58 | 0 | 6 | 6 | 0
Note on A1: Required: no Type: text System field: Incident.id
Note on B1: Required: no Type: text System field: Incident.dcId
Note on C1: Required: no Type: text System field: Incident.sev
Note on D1: Required: no Type: text System field: Incident.status
Note on E1: Required: no Type: text System field: Incident.type
Note on F1: Required: no Type: text System field: Incident.title
Note on G1: Required: no Type: text System field: Incident.owner
Note on H1: Required: no Type: text System field: Incident.detected
Note on I1: Required: no Type: text System field: Incident.resolved
Note on J1: Required: no Type: text System field: Incident.alertIds
Note on K1: Required: no Type: text System field: impact.services
Note on L1: Required: no Type: text System field: impact.customers
Note on M1: Required: no Type: text System field: impact.revenueAtRisk

## Snapshot_Changes
change_id | site_id | kind | title | status | risk | window_start | window_end | requester | approver | scope
CHG-2001 | MH-DC-001 | Change | Re-patch ODF RACK-D core 7 to PE-T4-01 xe-0/0/3 (new backhaul span) | Completed | Medium | 2026-09-30 16:30 | 2026-09-30 17:30 | Rahul Deshpande | Priya Nair | MH-DC-001-PE-T4-01
CHG-2002 | MH-DC-001 | Change | Junos upgrade 21.4R3-S5.5 → 22.2R3-S2 on MH-DC-001 PE pair | Pending approval | High | 2026-10-03 17:50 | 2026-10-03 21:50 | Arjun Mehta |  | MH-DC-001-PE-T4-01;MH-DC-001-PE-T4-02
CHG-2003 | MH-DC-001 | Maintenance | DG load-bank test — 125 kVA set | Approved | Low | 2026-10-05 13:50 | 2026-10-05 15:50 | Anil Kulkarni | Kavita Rao
CHG-2004 | MH-DC-003 | Maintenance | CRAH-11 compressor replacement | In progress | Medium | 2026-10-01 05:50 | 2026-10-01 11:50 | Anil Kulkarni | Kavita Rao
CHG-2005 | DL-DC-009 | Change | Utility feed A switchover to feeder 2 | Completed | High | 2026-09-30 05:50 | 2026-09-30 07:50 | Vikram Singh | Kavita Rao
CHG-2006 | KA-DC-020 | Maintenance | UPS battery string replacement — UPS-2 | Approved | Medium | 2026-10-07 07:50 | 2026-10-07 12:50 | Meera Iyer | Kavita Rao
CHG-2007 | KA-DC-020 | Change | Add 100G backhaul KA-DC-020 ↔ TN-DC-022 | Pending approval | Medium | 2026-10-10 07:50 | 2026-10-10 11:50 | Priya Nair |  | KA-DC-020-PE-T4-01;TN-DC-022-PE-T4-01
CHG-2008 | UP-DC-005 | Change | Enable BFD on PE–AGG uplinks | Completed | Low | 2026-09-26 07:50 | 2026-09-26 09:50 | Sarah Chen | Priya Nair | UP-DC-005-PE-T4-01;UP-DC-005-PE-T4-02
CHG-2009 | WB-DC-016 | Maintenance | Quarterly fire-suppression inspection | Approved | Low | 2026-10-04 07:50 | 2026-10-04 10:50 | Sneha Patil | Kavita Rao
CHG-2010 | TN-DC-022 | Change | Re-terminate tenant cross-connects on MMR-SW-01/02 | Rolled back | High | 2026-09-28 07:50 | 2026-09-28 10:50 | David Kim | Priya Nair | TN-DC-022-MMR-SW-01;TN-DC-022-MMR-SW-02
CHG-2011 | HR-DC-011 | Change | RADIUS server certificate renewal | Draft | Low | 2026-10-13 07:50 | 2026-10-13 08:50 | James Wilson
CHG-2012 | KL-DC-024 | Maintenance | ODF re-labelling & cable audit | Approved | Low | 2026-10-06 07:50 | 2026-10-06 13:50 | Meera Iyer | Kavita Rao
Note on A1: Required: no Type: text System field: Change.id
Note on B1: Required: no Type: text System field: Change.dcId
Note on C1: Required: no Type: text System field: Change.kind
Note on D1: Required: no Type: text System field: Change.title
Note on E1: Required: no Type: text System field: Change.status
Note on F1: Required: no Type: text System field: Change.risk
Note on G1: Required: no Type: text System field: Change.windowStart
Note on H1: Required: no Type: text System field: Change.windowEnd
Note on I1: Required: no Type: text System field: Change.requester
Note on J1: Required: no Type: text System field: Change.approver
Note on K1: Required: no Type: text System field: Change.scope

## Field_Dictionary
Sheet | Column | Required | Type | Allowed values | System field (types.ts) | Description | Example
Sites | site_id | Required | text |  | Datacenter.id / Location.id | Unique site code, format XX-DC-NNN (XX = state code). Every other sheet points to it. | MH-DC-001
Sites | site_name | Required | text |  | Datacenter.name | Display name. | MH-DC-001
Sites | operator | Optional | text |  | (reference only) | Owning company. Not shown in the tool today.
Sites | business_model | Required | list | colocation, neocloud, cloud, enterprise, network | Persona | Sets vocabulary and rack contents: colocation, neocloud (GPU as a service), cloud, enterprise, network (telco). | colocation
Sites | status | Required | list | on-air, in-progress, planned, failed | Datacenter.status | on-air = live; in-progress = being built; planned; failed. | in-progress
Sites | tier | Required | list | Tier II, Tier III, Tier IV | Datacenter.tier | Uptime tier. | Tier III
Sites | category | Required | list | Central, Regional, Edge | Datacenter.category | Central / Regional / Edge. | Central
Sites | region | Required | text |  | Region.name / Datacenter.regionId | For example West, South, North, East, Central. | West
Sites | state | Required | text |  | Datacenter.state | State or province. | Maharashtra
Sites | city | Required | text |  | Datacenter.city | City. | Pune
Sites | address | Required | text |  | Datacenter.address | Postal address. | Pune Data Park
Sites | latitude | Required | decimal |  | Datacenter.lat | Decimal degrees (WGS84). Places the pin on the estate map. | 18.593
Sites | longitude | Required | decimal |  | Datacenter.lng | Decimal degrees (WGS84). | 73.789
Sites | commissioned_on | Optional | date |  | Datacenter.commissionedOn | Date the site went live. | 2023-03-15
Sites | it_capacity_kw | Required | decimal |  | Datacenter.power.capacityKw | Design IT load (kW) the site is built for. | 380
Sites | design_pue | Optional | decimal |  | Datacenter.power.pue | Design PUE. Live PUE comes from the BMS. | 1.52
Sites | cooling_capacity_kw | Required | decimal |  | Datacenter.cooling.capacityKw | Total installed cooling capacity (kW). | 230
Sites | cooling_redundancy | Required | list | N, N+1, 2N | Datacenter.cooling.redundancy | N / N+1 / 2N. | N+1
Sites | timezone | Optional | text |  | (reference only) | IANA timezone, for example Asia/Kolkata. | Asia/Kolkata
Floors | site_id | Required | ref | an ID from Sites | Datacenter.id | Must exist in Sites. | MH-DC-001
Floors | floor_id | Required | text |  | (key) | Unique within the workbook, for example MP-DC-001-F0. | MH-DC-001-F0
Floors | floor_name | Required | text |  | Datacenter.floors[].name | As staff call it: Ground, 1st floor… | Ground
Floors | level | Required | integer |  | (order in the 3D twin) | 0 = ground, 1 = first floor…, −1 = basement. | 0
Rooms | site_id | Required | ref | an ID from Sites | Datacenter.id |  | MH-DC-001
Rooms | floor_id | Required | ref | an ID from Floors | (key) | Must exist in Floors. | MH-DC-001-F0
Rooms | room_id | Required | text |  | (key) | Unique within the workbook. | MH-DC-001-F0-R1
Rooms | room_name | Required | text |  | Datacenter.floors[].rooms[] / Rack.room | Shown in the twin, the racks list and alarm locations. | Meet-me room
Rooms | room_type | Required | list | Data hall, AI hall, Meet-me room, Network room, Plant room, UPS room, Battery room, NOC | (twin layout) | Plant / UPS / battery rooms hold the power plant; halls hold racks. | Meet-me room
Rooms | area_sqm | Optional | decimal |  | (reference only) | Floor area.
Rooms | rack_rows | Optional | integer |  | (twin layout) | Number of rack rows; racks face each other in pairs. | 1
Rooms | containment | Optional | list | Cold aisle, Hot aisle, None | (twin layout) | Aisle containment.
Rooms | cooling_method | Optional | list | Air, Liquid, Hybrid | Rack.liquid | Air, Liquid or Hybrid. | Air
Racks | rack_id | Required | text |  | Rack.id | Unique, for example MP-DC-001-A01. | MH-DC-001-RACK-A
Racks | site_id | Required | ref | an ID from Sites | Rack.dcId |  | MH-DC-001
Racks | room_id | Required | ref | an ID from Rooms | Rack.floor / Rack.room | Floor and room come from the Rooms row. | MH-DC-001-F0-R1
Racks | rack_name | Required | text |  | Rack.name | Label on the cabinet (shown on the 3D twin). | RACK-A
Racks | row | Optional | text |  | (twin layout) | Row letter or number.
Racks | position | Optional | integer |  | (twin layout) | Position in the row, 1…n.
Racks | role | Required | list | Core, Meet-me room, Network, Aggregation, Compute, Storage, GPU, Tenant, AI cage | Rack.role | What the cabinet is for. | Core
Racks | height_u | Required | integer |  | Rack.heightU | Usable rack units (42, 45, 48…). | 45
Racks | power_budget_kw | Required | decimal |  | Rack.budgetKw | Provisioned power (kW). Live draw comes from the PDUs. | 15
Racks | owner | Required | list | operator, tenant | Rack.owner | operator, or tenant (a leased cabinet: the operator sees power and environment only). | operator
Racks | tenant_customer_id | Conditional | ref | an ID from Customers | Rack.tenantId | Required when owner = tenant. | CUST-7349
Racks | contracted_kw | Conditional | decimal |  | Rack.contractedKw | Required when owner = tenant: the power the tenant has bought. | 19
Racks | density | Optional | list | standard, ai | Rack.density | ai = high-density GPU rack or AI cage. | standard
Racks | liquid_cooled | Optional | list | Y, N | Rack.liquid | Y = direct liquid cooling. | N
Racks | cdu_id | Conditional | ref | an ID from CDUs | AiCage.cduId / Cdu.racks | Required when liquid_cooled = Y. | MH-DC-002-CDU-1
Racks | pdu_feed_a | Optional | ref | an ID from Power_Feeds | (power path) | Feed powering the A-side PDU. | MH-DC-001-AC-1
Racks | pdu_feed_b | Optional | ref | an ID from Power_Feeds | (power path) | Feed powering the B-side PDU. | MH-DC-001-AC-2
Racks | used_u (calc) | Calculated | formula |  | Rack.usedU | Calculated: the sum of u_size of the devices in this rack. Don't type it.
Power_Feeds | feed_id | Required | text |  | PowerFeed.id | Unique, for example MP-DC-001-AC-1. | MH-DC-001-AC-1
Power_Feeds | site_id | Required | ref | an ID from Sites | Datacenter.id |  | MH-DC-001
Power_Feeds | type | Required | list | AC, DC | PowerFeed.type | AC or DC. | AC
Power_Feeds | source | Required | text |  | PowerFeed.source | For example "Utility feed A", "Rectifier RECT-01". | Utility feed A
Power_Feeds | rating | Required | text |  | PowerFeed.rating | For example "630 A · 415 V" or "48 V · 2400 A". | 370 A · 415 V
Power_Feeds | capacity_kw | Required | decimal |  | PowerFeed.capacityKw |  | 266
Power_Feeds | normal_role | Optional | list | Active, Standby | (ATS story) | Active, or Standby (picked up by the ATS). | Active
Power_Feeds | utility_account | Optional | text |  | (reference only) | Utility connection / account number.
UPS | ups_id | Required | text |  | UpsUnit.id |  | MH-DC-001-UPS-1
UPS | site_id | Required | ref | an ID from Sites | Datacenter.id |  | MH-DC-001
UPS | room_id | Optional | ref | an ID from Rooms | (twin placement) | Room the UPS stands in (shown and clickable in the realistic twin).
UPS | name | Required | text |  | UpsUnit.name | For example UPS-1. | UPS-1
UPS | vendor | Optional | text |  | (reference only)
UPS | model | Optional | text |  | (reference only)
UPS | serial | Optional | text |  | (reference only)
UPS | capacity_kw | Required | decimal |  | UpsUnit.capacityKw |  | 130
UPS | redundancy | Required | list | N, N+1, 2N | UpsUnit.redundancy |  | N+1
UPS | battery_autonomy_min | Required | integer |  | UpsUnit.batteryMin | Design autonomy at full load (minutes). | 15
Generators | dg_id | Required | text |  | (key) |  | MH-DC-001-DG-1
Generators | site_id | Required | ref | an ID from Sites | Datacenter.id |  | MH-DC-001
Generators | name | Required | text |  | (label) |  | DG-1
Generators | kva | Required | decimal |  | power.dg.kva | Rating (kVA). | 475
Generators | fuel_tank_litres | Optional | decimal |  | (fuel hours)
Generators | runtime_h_full_load | Required | decimal |  | power.dg.runtimeH | Hours on a full tank at full load. | 10
Generators | last_test_date | Optional | date |  | power.dg.lastTest |  | 2026-08-27
Generators | last_test_result | Optional | list | Pass, Fail | power.dg.result |  | Pass
DC_Plant | plant_id | Required | text |  | (key) |  | MH-DC-001-RECT-01
DC_Plant | site_id | Required | ref | an ID from Sites | Datacenter.id |  | MH-DC-001
DC_Plant | room_id | Optional | ref | an ID from Rooms | (twin placement)
DC_Plant | kind | Required | list | Rectifier, Battery bank | (rectifier / battery) |  | Rectifier
DC_Plant | name | Required | text |  | (label) | For example RECT-01, BATT-01. | RECT-01
DC_Plant | volts | Conditional | decimal |  | power.battery.volts | Battery banks: nominal voltage. | 48
DC_Plant | ah | Conditional | decimal |  | power.battery.ah | Battery banks: capacity (Ah). | 2300
DC_Plant | rated_output | Conditional | text |  | PowerFeed.rating (DC) | Rectifiers: for example "48 V · 2400 A". | 48 V · 2380 A
DC_Plant | capacity_kw | Conditional | decimal |  | PowerFeed.capacityKw (DC) | Rectifiers: DC output (kW). | 114
DC_Plant | autonomy_h | Conditional | decimal |  | power.battery.runtimeH | Battery banks: design autonomy (hours). | 3.4
DC_Plant | last_test_date | Optional | date |  | power.battery.lastTest |  | 2026-08-22
Cooling_Units | unit_id | Required | text |  | CoolingUnit.id |  | MH-DC-001-CRAH-11
Cooling_Units | site_id | Required | ref | an ID from Sites | Datacenter.id |  | MH-DC-001
Cooling_Units | room_id | Required | ref | an ID from Rooms | CoolingUnit.zone | The zone is "<floor> · <room>". | MH-DC-001-F0-R1
Cooling_Units | name | Required | text |  | CoolingUnit.name | For example CRAH-11. | CRAH-11
Cooling_Units | type | Required | list | CRAH, CRAC, CDU | CoolingUnit.type |  | CRAH
Cooling_Units | vendor | Optional | text |  | (reference only)
Cooling_Units | model | Optional | text |  | (reference only)
Cooling_Units | capacity_kw | Required | decimal |  | CoolingUnit.capacityKw | Rated cooling capacity. | 29
Cooling_Units | design_supply_c | Optional | decimal |  | CoolingUnit.supplyC (setpoint) | Supply air / coolant setpoint. | 18
CDUs | cdu_id | Required | text |  | Cdu.id |  | MH-DC-002-CDU-1
CDUs | site_id | Required | ref | an ID from Sites | Cdu.dcId |  | MH-DC-002
CDUs | room_id | Required | ref | an ID from Rooms | Cdu.room |  | MH-DC-002-F0-R1
CDUs | name | Required | text |  | Cdu.name |  | CDU-1
CDUs | capacity_kw | Required | decimal |  | Cdu.capacityKw |  | 150
CDUs | nominal_flow_lpm | Required | decimal |  | Cdu.flowNominal | Design coolant flow (litres per minute). | 220
CDUs | design_supply_c | Optional | decimal |  | Cdu.supplyC (setpoint) |  | 26.8
CDUs | racks_served (calc) | Calculated | formula |  | Cdu.racks | Calculated from Racks.cdu_id.
Sensors | sensor_id | Required | text |  | EnvSensor.id |  | MH-DC-001-ENV-1
Sensors | site_id | Required | ref | an ID from Sites | Datacenter.id |  | MH-DC-001
Sensors | room_id | Required | ref | an ID from Rooms | EnvSensor.zone |  | MH-DC-001-F0-R1
Sensors | kind | Required | list | Temperature + humidity, Leak, Smoke | EnvSensor (temp / humidity / smoke / leak) |  | Temperature + humidity
Sensors | position | Optional | text |  | (reference only) | For example "Cold aisle 1, rack A03".
Sensors | bms_point | Optional | text |  | (collector mapping) | BMS / Modbus / BACnet point name, so live readings can be matched.
Devices | device_id | Required | text |  | NetworkElement.id | Unique, for example MP-DC-001-BDR-01. | MH-DC-001-PE-T4-01
Devices | site_id | Required | ref | an ID from Sites | NetworkElement.dcId |  | MH-DC-001
Devices | hostname | Required | text |  | NetworkElement.name | As configured on the device (used to match SNMP / LLDP). | MH-DC-001-PE-T4-01
Devices | role | Required | list | Router, Switch, DWDM, Firewall, Access, Server, Storage, GPU, Tenant gear | NetworkElement.role | Tenant gear = an opaque block of customer equipment (never polled). | Router
Devices | layer | Required | list | core, spine, leaf, access | NetworkElement.layer | core / spine / leaf / access. For hosts use access. | core
Devices | vendor | Required | text |  | NetworkElement.vendor | Tenant gear: "Tenant". | JUNIPER
Devices | model | Required | text |  | NetworkElement.model |  | MX204
Devices | os_version | Optional | text |  | NetworkElement.os |  | 21.4R3-S5.5
Devices | serial | Conditional | text |  | NetworkElement.serial | Required for operator devices; must be unique. | JU0011000
Devices | mgmt_ip | Conditional | ip |  | NetworkElement.ip | Required for monitored devices. | 172.31.40.20
Devices | mac | Optional | text |  | NetworkElement.mac |  | A4:5E:60:16:8F:48
Devices | rack_id | Required | ref | an ID from Racks | NetworkElement.rackId |  | MH-DC-001-RACK-A
Devices | u_position | Required | integer |  | NetworkElement.u | Lowest U the device occupies (1 = bottom). | 2
Devices | u_size | Required | integer |  | NetworkElement.uSize | Height in U. | 1
Devices | lifecycle | Required | list | Ready, Planned, Maintenance, Decommissioning | NetworkElement.lifecycle | Planned = reserved rack space, not installed. | Ready
Devices | owner | Required | list | operator, tenant | OpsState tenant-owned |  | operator
Devices | tenant_customer_id | Conditional | ref | an ID from Customers | NetworkElement.tenantId | Required when owner = tenant. | CUST-7349
Devices | monitored | Required | list | Y, N | OpsState in-service / unmonitored | N = in the rack but not polled. | Y
Devices | collector_id | Conditional | ref | an ID from Collectors | NetworkElement.collector | Required when monitored = Y. | COL-MH-DC-001-2
Devices | wan_edge | Optional | list | Y, N | NetworkElement.isPe | Y = border / PE router carrying the site's backhaul. | Y
Modules | device_id | Required | ref | an ID from Devices | NetworkElement.id |  | MH-DC-001-PE-T4-01
Modules | slot | Required | text |  | modules[].slot | For example "FPC 0", "PSU 1". | RE0
Modules | name | Required | text |  | modules[].name | Part description. | Routing Engine
Modules | serial | Optional | text |  | modules[].serial |  | JU0011000-RE0
Interfaces | device_id | Required | ref | an ID from Devices | Interface.neId |  | MH-DC-001-PE-T4-01
Interfaces | if_name | Required | text |  | Interface.name | As the device names it (et-0/0/1, Ethernet1/1, swp1, ib0…). | xe-0/0/0
Interfaces | type | Required | text |  | Interface.type | For example 100GE, 400G NDR, 1GE. | 10G SFP+
Interfaces | speed_mbps | Required | integer |  | Interface.speedMbps |  | 10000
Interfaces | admin_state | Required | list | up, admin-down, reserved | Interface.state | up, admin-down or reserved. Operational up / down comes live. | admin-down
Interfaces | description | Optional | text |  | Interface.description |  | Backhaul to UP-DC-006
Interfaces | optic_model | Optional | text |  | Interface.optics.model | Transceiver part. | SFP-10G-LR
Links | link_id | Required | text |  | Link.id |  | LNK-00001
Links | a_device_id | Required | ref | an ID from Devices | Link.aNe |  | MH-DC-001-PE-T4-01
Links | a_if_name | Required | text |  | Link.aIf | Must exist in Interfaces for a_device_id. | et-0/1/0
Links | z_device_id | Required | ref | an ID from Devices | Link.zNe | May be at another site (backhaul). | MH-DC-001-PE-T4-02
Links | z_if_name | Required | text |  | Link.zIf |  | et-0/1/0
Links | role | Required | list | Fabric, Uplink, Backhaul, Peering, Access | Link.role | Fabric (inside a fabric), Uplink, Backhaul (leaves the site), Peering, Access (to a host / customer). | Fabric
Links | protocol | Optional | list | LLDP, OSPF, BGP, ISIS, LSP | Link.protocol | Default LLDP (physical). Add BGP / OSPF rows for routing adjacencies if needed. | LLDP
Links | capacity_mbps | Required | integer |  | Link.capacityMbps |  | 100000
Links | cable_id | Optional | text |  | Link.physical.cable | Cable / trunk label. | MH-DC-001-CBL-0001
Links | strand | Optional | text |  | Link.physical.strand | Fibre strand or pair. | Red
Links | a_patch_port | Optional | text |  | Link.physical.aPort | Patch panel / ODF port at the A end. | ODF-2/P24
Links | z_patch_port | Optional | text |  | Link.physical.zPort |  | ODF-2/P15
Links | carrier_circuit_id | Conditional | text |  | (reference only) | Backhaul: the carrier's circuit ID.
GPU_Clusters | cluster_id | Required | text |  | GpuCluster.id
GPU_Clusters | site_id | Required | ref | an ID from Sites | GpuCluster.dcId
GPU_Clusters | room_id | Required | ref | an ID from Rooms | GpuCluster.room
GPU_Clusters | name | Required | text |  | GpuCluster.name
GPU_Clusters | scheduler | Required | list | Kubernetes, Slurm | GpuCluster.scheduler
GPU_Clusters | fabric | Required | text |  | GpuCluster.fabric | For example "InfiniBand NDR 400G, rail-optimised".
GPU_Clusters | gpu_model | Required | list | B200 SXM 192 GB, H200 SXM 141 GB, H100 SXM 80 GB, A100 SXM 80 GB, L40S PCIe 48 GB, T4 PCIe 16 GB, Gaudi 3 OAM 128 GB, Max 1550 OAM 128 GB | GpuCluster.model | One model per cluster.
GPU_Clusters | cooling | Required | list | air, liquid | GpuCluster.cooling
GPU_Clusters | node_count (calc) | Calculated | formula |  | GpuCluster.nodes | Calculated from GPU_Nodes.
GPU_Nodes | device_id | Required | ref | an ID from Devices | GpuNode.neId
GPU_Nodes | cluster_id | Required | ref | an ID from GPU_Clusters | GpuNode.clusterId
GPU_Nodes | gpu_model | Required | list | B200 SXM 192 GB, H200 SXM 141 GB, H100 SXM 80 GB, A100 SXM 80 GB, L40S PCIe 48 GB, T4 PCIe 16 GB, Gaudi 3 OAM 128 GB, Max 1550 OAM 128 GB | GpuNode.model | Must match the cluster.
GPU_Nodes | gpu_vendor | Required | list | NVIDIA, Intel | GpuNode.vendor
GPU_Nodes | gpu_count | Required | integer |  | GpuNode.gpus.length | Usually 8.
GPU_Nodes | server_model | Required | text |  | GpuNode.server
GPU_Nodes | cooling | Required | list | air, liquid | GpuNode.cooling
GPU_Nodes | driver | Optional | text |  | GpuNode.driver | Installed driver version.
GPU_Nodes | firmware | Optional | text |  | GpuNode.firmware
Customers | customer_id | Required | text |  | Customer.id |  | CUST-1202
Customers | name | Required | text |  | Customer.name |  | Hyperscale Cloud East
Customers | segment | Required | text |  | Customer.segment | For example BFSI, Media, AI / ML, Healthcare. | Hyperscaler
Customers | city | Required | text |  | Customer.city | Billing city. | Mumbai
Customers | state | Required | text |  | Customer.state |  | Maharashtra
Customers | plan | Required | text |  | Customer.plan | Contract or plan name. | Private cage · 2N
Customers | premium | Required | list | Y, N | Customer.premium | Y = premium SLA (counted on the Command center). | Y
Customers | account_manager | Optional | text |  | Customer.accountManager |  | Neha Kapoor
Customers | monthly_revenue (calc) | Calculated | formula |  | Customer.revenueMonthly | Calculated: the sum of this customer's Services. Don't type it.
Services | service_id | Required | text |  | Service.id |  | SVC-CB-1100
Services | customer_id | Required | ref | an ID from Customers | Service.customerId |  | CUST-7349
Services | type | Required | list | Cabinet lease, Power circuit, Cross-connect, Remote hands, Reserved cluster, On-demand GPUs, CPU instances, VM, Storage volume, Managed DB, GPU cluster, Kubernetes, IRV, Leased Line, L2VPN, L3VPN, Core application, Database, Collaboration, Analytics, Backup & DR, AI platform, Other | Service.type |  | Cabinet lease
Services | site_id | Required | ref | an ID from Sites | Service.dcId |  | MH-DC-001
Services | device_id | Conditional | ref | an ID from Devices | Service.neId | The device the service is delivered on (port, GPU node, MMR switch…). | MH-DC-001-TN-003
Services | if_name | Optional | text |  | Service.ifName | Hand-off port for circuits and cross-connects. | RACK-C
Services | rack_ids | Conditional | text |  | Service path (racks) | Cabinet leases / power circuits: rack ids, separated by ";".
Services | gpu_node_ids | Conditional | text |  | Service.path (job nodes) | GPU services: GPU node device ids, separated by ";".
Services | qty | Required | decimal |  | Service.qty |  | 1
Services | unit | Required | list | cabinets, kW, Mbps, hours, GPU, vCPU, TB, users | Service.unit |  | cabinets
Services | bandwidth_mbps | Optional | integer |  | Service.bandwidthMbps | Circuits and cross-connects. | 10000
Services | sla_target_pct | Required | decimal |  | Service.slaTarget | For example 99.95. | 99.99
Services | monthly_revenue | Required | decimal |  | Service.revenueMonthly | Monthly charge in the site currency (₹). | 120000
Services | critical | Required | list | Y, N | Service.critical | Y = business-critical for the customer. | N
Services | start_date | Optional | date |  | (reference only)
Collectors | collector_id | Required | text |  | collectors[].id |  | COL-MH-DC-001-1
Collectors | site_id | Required | ref | an ID from Sites | Datacenter.id |  | MH-DC-001
Collectors | name | Required | text |  | collectors[].name |  | Collector Pune A
Collectors | protocol | Required | list | SNMP, gNMI, Redfish, DCGM exporter, Modbus TCP, BACnet, Syslog | (integration) |  | gNMI
Collectors | domain | Required | list | Network, Facility, Compute, GPU | (integration) | Network, Facility (BMS / EPMS), Compute (BMC), GPU (DCGM). | Network
Collectors | host_ip | Optional | ip |  | (integration)
Collectors | covers | Optional | text |  | (integration) | What it polls.
Snapshot_Alerts | alert_id | Optional | text |  | Alert.id |  | ALM-1930
Snapshot_Alerts | site_id | Optional | text |  | Alert.dcId |  | MH-DC-001
Snapshot_Alerts | severity | Optional | text |  | Alert.severity |  | critical
Snapshot_Alerts | state | Optional | text |  | Alert.state |  | active
Snapshot_Alerts | title | Optional | text |  | Alert.title |  | Interface Flapping Detected
Snapshot_Alerts | source | Optional | text |  | Alert.source |  | Interface
Snapshot_Alerts | category | Optional | text |  | Alert.category |  | Network
Snapshot_Alerts | scope | Optional | text |  | Alert.scope |  | edge
Snapshot_Alerts | device_or_node | Optional | text |  | Alert.neId / node |  | MH-DC-001-PE-T4-01
Snapshot_Alerts | if_name | Optional | text |  | Alert.ifName |  | xe-0/0/3
Snapshot_Alerts | link_or_rack | Optional | text |  | Alert.linkId / rackId |  | LNK-00017
Snapshot_Alerts | raised_at | Optional | text |  | Alert.start |  | 2026-10-01 07:07
Snapshot_Alerts | incident_id | Optional | text |  | Alert.incidentId |  | INC-0001
Snapshot_Incidents | incident_id | Optional | text |  | Incident.id |  | INC-0001
Snapshot_Incidents | site_id | Optional | text |  | Incident.dcId |  | MH-DC-001
Snapshot_Incidents | severity | Optional | text |  | Incident.sev |  | High
Snapshot_Incidents | status | Optional | text |  | Incident.status |  | Open
Snapshot_Incidents | type | Optional | text |  | Incident.type |  | Network
Snapshot_Incidents | title | Optional | text |  | Incident.title |  | Optical degradation on PE-T4-01 xe-0/0/3 — backhaul flapping
Snapshot_Incidents | owner | Optional | text |  | Incident.owner |  | Mike Johnson
Snapshot_Incidents | detected_at | Optional | text |  | Incident.detected |  | 2026-10-01 07:08
Snapshot_Incidents | resolved_at | Optional | text |  | Incident.resolved |  | 2026-09-28 17:06
Snapshot_Incidents | alarms | Optional | text |  | Incident.alertIds |  | 4
Snapshot_Incidents | services_hit | Optional | text |  | impact.services |  | 0
Snapshot_Incidents | customers_hit | Optional | text |  | impact.customers |  | 0
Snapshot_Incidents | revenue_at_risk | Optional | text |  | impact.revenueAtRisk |  | 0
Snapshot_Changes | change_id | Optional | text |  | Change.id |  | CHG-2001
Snapshot_Changes | site_id | Optional | text |  | Change.dcId |  | MH-DC-001
Snapshot_Changes | kind | Optional | text |  | Change.kind |  | Change
Snapshot_Changes | title | Optional | text |  | Change.title |  | Re-patch ODF RACK-D core 7 to PE-T4-01 xe-0/0/3 (new backhaul span)
Snapshot_Changes | status | Optional | text |  | Change.status |  | Completed
Snapshot_Changes | risk | Optional | text |  | Change.risk |  | Medium
Snapshot_Changes | window_start | Optional | text |  | Change.windowStart |  | 2026-09-30 16:30
Snapshot_Changes | window_end | Optional | text |  | Change.windowEnd |  | 2026-09-30 17:30
Snapshot_Changes | requester | Optional | text |  | Change.requester |  | Rahul Deshpande
Snapshot_Changes | approver | Optional | text |  | Change.approver |  | Priya Nair
Snapshot_Changes | scope | Optional | text |  | Change.scope |  | MH-DC-001-PE-T4-01

## Lookups
business_model | site_status | tier | site_category | redundancy | room_type | containment | cooling_method | rack_role | owner | density | yes_no | feed_type | feed_role | plant_kind | test_result | cooling_type | sensor_kind | device_role | layer | lifecycle | if_admin | link_role | protocol | gpu_model | gpu_vendor | scheduler | air_liquid | service_type | service_unit | collector_protocol | collector_domain
colocation | on-air | Tier II | Central | N | Data hall | Cold aisle | Air | Core | operator | standard | Y | AC | Active | Rectifier | Pass | CRAH | Temperature + humidity | Router | core | Ready | up | Fabric | LLDP | B200 SXM 192 GB | NVIDIA | Kubernetes | air | Cabinet lease | cabinets | SNMP | Network
neocloud | in-progress | Tier III | Regional | N+1 | AI hall | Hot aisle | Liquid | Meet-me room | tenant | ai | N | DC | Standby | Battery bank | Fail | CRAC | Leak | Switch | spine | Planned | admin-down | Uplink | OSPF | H200 SXM 141 GB | Intel | Slurm | liquid | Power circuit | kW | gNMI | Facility
cloud | planned | Tier IV | Edge | 2N | Meet-me room | None | Hybrid | Network | [7 empty] | CDU | Smoke | DWDM | leaf | Maintenance | reserved | Backhaul | BGP | H100 SXM 80 GB |  |  |  | Cross-connect | Mbps | Redfish | Compute
enterprise | failed |  |  |  | Network room |  |  | Aggregation | [9 empty] | Firewall | access | Decommissioning |  | Peering | ISIS | A100 SXM 80 GB |  |  |  | Remote hands | hours | DCGM exporter | GPU
network |  |  |  |  | Plant room |  |  | Compute | [9 empty] | Access |  |  |  | Access | LSP | L40S PCIe 48 GB |  |  |  | Reserved cluster | GPU | Modbus TCP
[5 empty] | UPS room |  |  | Storage | [9 empty] | Server | [5 empty] | T4 PCIe 16 GB |  |  |  | On-demand GPUs | vCPU | BACnet
[5 empty] | Battery room |  |  | GPU | [9 empty] | Storage | [5 empty] | Gaudi 3 OAM 128 GB |  |  |  | CPU instances | TB | Syslog
[5 empty] | NOC |  |  | Tenant | [9 empty] | GPU | [5 empty] | Max 1550 OAM 128 GB |  |  |  | VM | users
[8 empty] | AI cage | [9 empty] | Tenant gear | [9 empty] | Storage volume
Managed DB
GPU cluster
Kubernetes
IRV
Leased Line
L2VPN
L3VPN
Core application
Database
Collaboration
Analytics
Backup & DR
AI platform
Other